## CO2
Time [year] | Depth [m] | Res Length [m] | Temp Gradient [C/m] | Temp Surface Air [C] | Temp Surface Rock [C] | dT Approach [C] | Transmissivity [m^3] | Config Number [-] | Fluid | Reservoir | Cooling Wet/Dry | orcFluid | Method | Silica? | CostYear | mass flow [kg/s] | Reservoir Heat [MWth] | Electric Power I-P Pair [MWe] | N_IP_Multiplier | SpCC (Brownfield) [$/kWe] | SpCC (Greenfield) [$/kWe] | LCOE (Brownfield) [$/MWh] | LCOE (Greenfield) [$/MWh] | Temp Production [C] | dP Surface [Mpa] | SolveTime [s] | C_T_G_N | C_pump_orc_N | C_coolingTowers_N | C_heatExchanger_N | C_recuperator_N | C_pump_prod_N | C_pump_inj_N | C_plant_otherEquipment_N | C_plant_installation_N | C_plant_indirectContingency_N | C_surfacePlant_N | C_gatheringSystem_N | C_wells_production_N | C_wells_injection_N | C_wellfield_N | C_exploration_N | C_stimulation_N | CapitalCost_N (Brownfield) | CapitalCost_N (Greenfield) | Trans [mD-m] | Electric Power 5-spot [MW] | Sp CC (Brownfield) [$/kWe] | Sp CC (Greenfield) [$/kWe] | LCOE (Brownfield) [$/MWh] | LCOE (Greenfield) [$/MWh]
1 | 1000 | 707 | 0.03 | 15 | 15 | 7 | 1e-13 | 5spot_SharedNeighbor | CO2 | Porous | Wet | R600a | MinimizeLCOE_Brownfield | IgnoreSilica | 2019 | 0 | 0 | 0 | 0 |  |  |  |  | 15 |  | 12.1697 | [19 empty] | 100 | 0
1 | 1000 | 707 | 0.03 | 15 | 15 | 7 | 1.3335e-13 | 5spot_SharedNeighbor | CO2 | Porous | Wet | R600a | MinimizeLCOE_Brownfield | IgnoreSilica | 2019 | 0 | 0 | 0 | 0 |  |  |  |  | 15 |  | 12.1564 | [19 empty] | 133.3521 | 0
1 | 1000 | 707 | 0.03 | 15 | 15 | 7 | 1.7783e-13 | 5spot_SharedNeighbor | CO2 | Porous | Wet | R600a | MinimizeLCOE_Brownfield | IgnoreSilica | 2019 | 0 | 0 | 0 | 0 |  |  |  |  | 15 |  | 14.0144 | [19 empty] | 177.8279 | 0
1 | 1000 | 707 | 0.03 | 15 | 15 | 7 | 2.3714e-13 | 5spot_SharedNeighbor | CO2 | Porous | Wet | R600a | MinimizeLCOE_Brownfield | IgnoreSilica | 2019 | 0 | 0 | 0 | 0 |  |  |  |  | 15 |  | 13.5649 | [19 empty] | 237.1374 | 0
1 | 1000 | 707 | 0.03 | 15 | 15 | 7 | 3.1623e-13 | 5spot_SharedNeighbor | CO2 | Porous | Wet | R600a | MinimizeLCOE_Brownfield | IgnoreSilica | 2019 | 0 | 0 | 0 | 0 |  |  |  |  | 15 |  | 14.9578 | [19 empty] | 316.2278 | 0
1 | 1000 | 707 | 0.03 | 15 | 15 | 7 | 4.217e-13 | 5spot_SharedNeighbor | CO2 | Porous | Wet | R600a | MinimizeLCOE_Brownfield | IgnoreSilica | 2019 | 0 | 0 | 0 | 0 |  |  |  |  | 15 |  | 16.6116 | [19 empty] | 421.6965 | 0
1 | 1000 | 707 | 0.03 | 15 | 15 | 7 | 5.6234e-13 | 5spot_SharedNeighbor | CO2 | Porous | Wet | R600a | MinimizeLCOE_Brownfield | IgnoreSilica | 2019 | 0 | 0 | 0 | 0 |  |  |  |  | 15 |  | 17.4243 | [19 empty] | 562.3413 | 0
1 | 1000 | 707 | 0.03 | 15 | 15 | 7 | 7.4989e-13 | 5spot_SharedNeighbor | CO2 | Porous | Wet | R600a | MinimizeLCOE_Brownfield | IgnoreSilica | 2019 | 0 | 0 | 0 | 0 |  |  |  |  | 15 |  | 17.2596 | [19 empty] | 749.8942 | 0
1 | 1000 | 707 | 0.03 | 15 | 15 | 7 | 1e-12 | 5spot_SharedNeighbor | CO2 | Porous | Wet | R600a | MinimizeLCOE_Brownfield | IgnoreSilica | 2019 | 0 | 0 | 0 | 0 |  |  |  |  | 15 |  | 17.3087 | [19 empty] | 1000 | 0
1 | 1000 | 707 | 0.03 | 15 | 15 | 7 | 1.3335e-12 | 5spot_SharedNeighbor | CO2 | Porous | Wet | R600a | MinimizeLCOE_Brownfield | IgnoreSilica | 2019 | 0 | 0 | 0 | 0 |  |  |  |  | 15 |  | 16.532 | [19 empty] | 1333.5214 | 0
1 | 1000 | 707 | 0.03 | 15 | 15 | 7 | 1.7783e-12 | 5spot_SharedNeighbor | CO2 | Porous | Wet | R600a | MinimizeLCOE_Brownfield | IgnoreSilica | 2019 | 0 | 0 | 0 | 0 |  |  |  |  | 15 |  | 15.5555 | [19 empty] | 1778.2794 | 0
1 | 1000 | 707 | 0.03 | 15 | 15 | 7 | 2.3714e-12 | 5spot_SharedNeighbor | CO2 | Porous | Wet | R600a | MinimizeLCOE_Brownfield | IgnoreSilica | 2019 | 0 | 0 | 0 | 0 |  |  |  |  | 15 |  | 15.9337 | [19 empty] | 2371.3737 | 0
1 | 1000 | 707 | 0.03 | 15 | 15 | 7 | 3.1623e-12 | 5spot_SharedNeighbor | CO2 | Porous | Wet | R600a | MinimizeLCOE_Brownfield | IgnoreSilica | 2019 | 0 | 0 | 0 | 0 |  |  |  |  | 15 |  | 15.8754 | [19 empty] | 3162.2777 | 0
1 | 1000 | 707 | 0.03 | 15 | 15 | 7 | 4.217e-12 | 5spot_SharedNeighbor | CO2 | Porous | Wet | R600a | MinimizeLCOE_Brownfield | IgnoreSilica | 2019 | 0 | 0 | 0 | 0 |  |  |  |  | 15 |  | 16.216 | [19 empty] | 4216.965 | 0
1 | 1000 | 707 | 0.03 | 15 | 15 | 7 | 5.6234e-12 | 5spot_SharedNeighbor | CO2 | Porous | Wet | R600a | MinimizeLCOE_Brownfield | IgnoreSilica | 2019 | 0 | 0 | 0 | 0 |  |  |  |  | 15 |  | 15.8642 | [19 empty] | 5623.4133 | 0
1 | 1000 | 707 | 0.03 | 15 | 15 | 7 | 7.4989e-12 | 5spot_SharedNeighbor | CO2 | Porous | Wet | R600a | MinimizeLCOE_Brownfield | IgnoreSilica | 2019 | 0 | 0 | 0 | 0 |  |  |  |  | 15 |  | 15.788 | [19 empty] | 7498.9421 | 0
1 | 1000 | 707 | 0.03 | 15 | 15 | 7 | 1e-11 | 5spot_SharedNeighbor | CO2 | Porous | Wet | R600a | MinimizeLCOE_Brownfield | IgnoreSilica | 2019 | 0 | 0 | 0 | 0 |  |  |  |  | 15 |  | 15.9638 | [19 empty] | 10000 | 0
1 | 1000 | 707 | 0.03 | 15 | 15 | 7 | 1.3335e-11 | 5spot_SharedNeighbor | CO2 | Porous | Wet | R600a | MinimizeLCOE_Brownfield | IgnoreSilica | 2019 | 0 | 0 | 0 | 0 |  |  |  |  | 15 |  | 16.2925 | [19 empty] | 13335.2143 | 0
1 | 1000 | 707 | 0.03 | 15 | 15 | 7 | 1.7783e-11 | 5spot_SharedNeighbor | CO2 | Porous | Wet | R600a | MinimizeLCOE_Brownfield | IgnoreSilica | 2019 | 0 | 0 | 0 | 0 |  |  |  |  | 15 |  | 15.394 | [19 empty] | 17782.7941 | 0
1 | 1000 | 707 | 0.03 | 15 | 15 | 7 | 2.3714e-11 | 5spot_SharedNeighbor | CO2 | Porous | Wet | R600a | MinimizeLCOE_Brownfield | IgnoreSilica | 2019 | 0 | 0 | 0 | 0 |  |  |  |  | 15 |  | 15.6324 | [19 empty] | 23713.7371 | 0
1 | 1000 | 707 | 0.03 | 15 | 15 | 7 | 3.1623e-11 | 5spot_SharedNeighbor | CO2 | Porous | Wet | R600a | MinimizeLCOE_Brownfield | IgnoreSilica | 2019 | 0 | 0 | 0 | 0 |  |  |  |  | 15 |  | 15.9356 | [19 empty] | 31622.7766 | 0
1 | 1000 | 707 | 0.03 | 15 | 15 | 7 | 4.217e-11 | 5spot_SharedNeighbor | CO2 | Porous | Wet | R600a | MinimizeLCOE_Brownfield | IgnoreSilica | 2019 | 0 | 0 | 0 | 0 |  |  |  |  | 15 |  | 15.9201 | [19 empty] | 42169.6503 | 0
1 | 1000 | 707 | 0.03 | 15 | 15 | 7 | 5.6234e-11 | 5spot_SharedNeighbor | CO2 | Porous | Wet | R600a | MinimizeLCOE_Brownfield | IgnoreSilica | 2019 | 0 | 0 | 0 | 0 |  |  |  |  | 15 |  | 15.8857 | [19 empty] | 56234.1325 | 0
1 | 1000 | 707 | 0.03 | 15 | 15 | 7 | 7.4989e-11 | 5spot_SharedNeighbor | CO2 | Porous | Wet | R600a | MinimizeLCOE_Brownfield | IgnoreSilica | 2019 | 0 | 0 | 0 | 0 |  |  |  |  | 15 |  | 15.9114 | [19 empty] | 74989.4209 | 0
1 | 1000 | 707 | 0.03 | 15 | 15 | 7 | 1e-10 | 5spot_SharedNeighbor | CO2 | Porous | Wet | R600a | MinimizeLCOE_Brownfield | IgnoreSilica | 2019 | 0 | 0 | 0 | 0 |  |  |  |  | 15 |  | 15.5559 | [19 empty] | 100000 | 0
1 | 1000 | 707 | 0.03 | 15 | 15 | 7 | 1.3335e-10 | 5spot_SharedNeighbor | CO2 | Porous | Wet | R600a | MinimizeLCOE_Brownfield | IgnoreSilica | 2019 | 0 | 0 | 0 | 0 |  |  |  |  | 15 |  | 15.1111 | [19 empty] | 133352.1432 | 0
1 | 1000 | 707 | 0.03 | 15 | 15 | 7 | 1.7783e-10 | 5spot_SharedNeighbor | CO2 | Porous | Wet | R600a | MinimizeLCOE_Brownfield | IgnoreSilica | 2019 | 0 | 0 | 0 | 0 |  |  |  |  | 15 |  | 16.9461 | [19 empty] | 177827.941 | 0
1 | 1000 | 707 | 0.03 | 15 | 15 | 7 | 2.3714e-10 | 5spot_SharedNeighbor | CO2 | Porous | Wet | R600a | MinimizeLCOE_Brownfield | IgnoreSilica | 2019 | 0 | 0 | 0 | 0 |  |  |  |  | 15 |  | 15.8559 | [19 empty] | 237137.3706 | 0
1 | 1000 | 707 | 0.03 | 15 | 15 | 7 | 3.1623e-10 | 5spot_SharedNeighbor | CO2 | Porous | Wet | R600a | MinimizeLCOE_Brownfield | IgnoreSilica | 2019 | 0 | 0 | 0 | 0 |  |  |  |  | 15 |  | 16.0595 | [19 empty] | 316227.766 | 0
1 | 1000 | 707 | 0.03 | 15 | 15 | 7 | 4.217e-10 | 5spot_SharedNeighbor | CO2 | Porous | Wet | R600a | MinimizeLCOE_Brownfield | IgnoreSilica | 2019 | 0 | 0 | 0 | 0 |  |  |  |  | 15 |  | 15.6442 | [19 empty] | 421696.5034 | 0
1 | 1000 | 707 | 0.03 | 15 | 15 | 7 | 5.6234e-10 | 5spot_SharedNeighbor | CO2 | Porous | Wet | R600a | MinimizeLCOE_Brownfield | IgnoreSilica | 2019 | 0 | 0 | 0 | 0 |  |  |  |  | 15 |  | 15.8012 | [19 empty] | 562341.3252 | 0
1 | 1000 | 707 | 0.03 | 15 | 15 | 7 | 7.4989e-10 | 5spot_SharedNeighbor | CO2 | Porous | Wet | R600a | MinimizeLCOE_Brownfield | IgnoreSilica | 2019 | 0 | 0 | 0 | 0 |  |  |  |  | 15 |  | 15.5685 | [19 empty] | 749894.2093 | 0
1 | 1000 | 707 | 0.03 | 15 | 15 | 7 | 1e-09 | 5spot_SharedNeighbor | CO2 | Porous | Wet | R600a | MinimizeLCOE_Brownfield | IgnoreSilica | 2019 | 0 | 0 | 0 | 0 |  |  |  |  | 15 |  | 15.9554 | [19 empty] | 1000000 | 0
1 | 1000 | 707 | 0.03 | 15 | 15 | 7 | 1.3335e-09 | 5spot_SharedNeighbor | CO2 | Porous | Wet | R600a | MinimizeLCOE_Brownfield | IgnoreSilica | 2019 | 0 | 0 | 0 | 0 |  |  |  |  | 15 |  | 15.7142 | [19 empty] | 1333521.4322 | 0
1 | 1000 | 707 | 0.03 | 15 | 15 | 7 | 1.7783e-09 | 5spot_SharedNeighbor | CO2 | Porous | Wet | R600a | MinimizeLCOE_Brownfield | IgnoreSilica | 2019 | 0 | 0 | 0 | 0 |  |  |  |  | 15 |  | 16.0094 | [19 empty] | 1778279.41 | 0
1 | 1000 | 707 | 0.03 | 15 | 15 | 7 | 2.3714e-09 | 5spot_SharedNeighbor | CO2 | Porous | Wet | R600a | MinimizeLCOE_Brownfield | IgnoreSilica | 2019 | 0 | 0 | 0 | 0 |  |  |  |  | 15 |  | 16.5115 | [19 empty] | 2371373.7057 | 0
1 | 1000 | 707 | 0.03 | 15 | 15 | 7 | 3.1623e-09 | 5spot_SharedNeighbor | CO2 | Porous | Wet | R600a | MinimizeLCOE_Brownfield | IgnoreSilica | 2019 | 0 | 0 | 0 | 0 |  |  |  |  | 15 |  | 15.8268 | [19 empty] | 3162277.6602 | 0
1 | 1000 | 707 | 0.03 | 15 | 15 | 7 | 4.217e-09 | 5spot_SharedNeighbor | CO2 | Porous | Wet | R600a | MinimizeLCOE_Brownfield | IgnoreSilica | 2019 | 0 | 0 | 0 | 0 |  |  |  |  | 15 |  | 15.717 | [19 empty] | 4216965.0343 | 0
1 | 1000 | 707 | 0.03 | 15 | 15 | 7 | 5.6234e-09 | 5spot_SharedNeighbor | CO2 | Porous | Wet | R600a | MinimizeLCOE_Brownfield | IgnoreSilica | 2019 | 0 | 0 | 0 | 0 |  |  |  |  | 15 |  | 15.3681 | [19 empty] | 5623413.2519 | 0
1 | 1000 | 707 | 0.03 | 15 | 15 | 7 | 7.4989e-09 | 5spot_SharedNeighbor | CO2 | Porous | Wet | R600a | MinimizeLCOE_Brownfield | IgnoreSilica | 2019 | 0 | 0 | 0 | 0 |  |  |  |  | 15 |  | 15.8261 | [19 empty] | 7498942.0933 | 0
1 | 1000 | 707 | 0.03 | 15 | 15 | 7 | 1e-08 | 5spot_SharedNeighbor | CO2 | Porous | Wet | R600a | MinimizeLCOE_Brownfield | IgnoreSilica | 2019 | 0 | 0 | 0 | 0 |  |  |  |  | 15 |  | 15.6527 | [19 empty] | 10000000 | 0
1 | 1100 | 707 | 0.03 | 15 | 15 | 7 | 1e-13 | 5spot_SharedNeighbor | CO2 | Porous | Wet | R600a | MinimizeLCOE_Brownfield | IgnoreSilica | 2019 | 0 | 0 | 0 | 0 |  |  |  |  | 15 |  | 13.2266 | [19 empty] | 100 | 0
1 | 1100 | 707 | 0.03 | 15 | 15 | 7 | 1.3335e-13 | 5spot_SharedNeighbor | CO2 | Porous | Wet | R600a | MinimizeLCOE_Brownfield | IgnoreSilica | 2019 | 0 | 0 | 0 | 0 |  |  |  |  | 15 |  | 12.8386 | [19 empty] | 133.3521 | 0
1 | 1100 | 707 | 0.03 | 15 | 15 | 7 | 1.7783e-13 | 5spot_SharedNeighbor | CO2 | Porous | Wet | R600a | MinimizeLCOE_Brownfield | IgnoreSilica | 2019 | 0 | 0 | 0 | 0 |  |  |  |  | 15 |  | 14.4965 | [19 empty] | 177.8279 | 0
1 | 1100 | 707 | 0.03 | 15 | 15 | 7 | 2.3714e-13 | 5spot_SharedNeighbor | CO2 | Porous | Wet | R600a | MinimizeLCOE_Brownfield | IgnoreSilica | 2019 | 0 | 0 | 0 | 0 |  |  |  |  | 15 |  | 14.4912 | [19 empty] | 237.1374 | 0
1 | 1100 | 707 | 0.03 | 15 | 15 | 7 | 3.1623e-13 | 5spot_SharedNeighbor | CO2 | Porous | Wet | R600a | MinimizeLCOE_Brownfield | IgnoreSilica | 2019 | 0 | 0 | 0 | 0 |  |  |  |  | 15 |  | 15.54 | [19 empty] | 316.2278 | 0
1 | 1100 | 707 | 0.03 | 15 | 15 | 7 | 4.217e-13 | 5spot_SharedNeighbor | CO2 | Porous | Wet | R600a | MinimizeLCOE_Brownfield | IgnoreSilica | 2019 | 0 | 0 | 0 | 0 |  |  |  |  | 15 |  | 17.293 | [19 empty] | 421.6965 | 0
1 | 1100 | 707 | 0.03 | 15 | 15 | 7 | 5.6234e-13 | 5spot_SharedNeighbor | CO2 | Porous | Wet | R600a | MinimizeLCOE_Brownfield | IgnoreSilica | 2019 | 0 | 0 | 0 | 0 |  |  |  |  | 15 |  | 18.4319 | [19 empty] | 562.3413 | 0
1 | 1100 | 707 | 0.03 | 15 | 15 | 7 | 7.4989e-13 | 5spot_SharedNeighbor | CO2 | Porous | Wet | R600a | MinimizeLCOE_Brownfield | IgnoreSilica | 2019 | 0 | 0 | 0 | 0 |  |  |  |  | 15 |  | 17.8557 | [19 empty] | 749.8942 | 0
1 | 1100 | 707 | 0.03 | 15 | 15 | 7 | 1e-12 | 5spot_SharedNeighbor | CO2 | Porous | Wet | R600a | MinimizeLCOE_Brownfield | IgnoreSilica | 2019 | 0 | 0 | 0 | 0 |  |  |  |  | 15 |  | 17.4048 | [19 empty] | 1000 | 0
1 | 1100 | 707 | 0.03 | 15 | 15 | 7 | 1.3335e-12 | 5spot_SharedNeighbor | CO2 | Porous | Wet | R600a | MinimizeLCOE_Brownfield | IgnoreSilica | 2019 | 0 | 0 | 0 | 0 |  |  |  |  | 15 |  | 17.1308 | [19 empty] | 1333.5214 | 0
1 | 1100 | 707 | 0.03 | 15 | 15 | 7 | 1.7783e-12 | 5spot_SharedNeighbor | CO2 | Porous | Wet | R600a | MinimizeLCOE_Brownfield | IgnoreSilica | 2019 | 0 | 0 | 0 | 0 |  |  |  |  | 15 |  | 16.6139 | [19 empty] | 1778.2794 | 0
1 | 1100 | 707 | 0.03 | 15 | 15 | 7 | 2.3714e-12 | 5spot_SharedNeighbor | CO2 | Porous | Wet | R600a | MinimizeLCOE_Brownfield | IgnoreSilica | 2019 | 0 | 0 | 0 | 0 |  |  |  |  | 15 |  | 16.4425 | [19 empty] | 2371.3737 | 0
1 | 1100 | 707 | 0.03 | 15 | 15 | 7 | 3.1623e-12 | 5spot_SharedNeighbor | CO2 | Porous | Wet | R600a | MinimizeLCOE_Brownfield | IgnoreSilica | 2019 | 0 | 0 | 0 | 0 |  |  |  |  | 15 |  | 17.3609 | [19 empty] | 3162.2777 | 0
1 | 1100 | 707 | 0.03 | 15 | 15 | 7 | 4.217e-12 | 5spot_SharedNeighbor | CO2 | Porous | Wet | R600a | MinimizeLCOE_Brownfield | IgnoreSilica | 2019 | 0 | 0 | 0 | 0 |  |  |  |  | 15 |  | 17.0486 | [19 empty] | 4216.965 | 0
1 | 1100 | 707 | 0.03 | 15 | 15 | 7 | 5.6234e-12 | 5spot_SharedNeighbor | CO2 | Porous | Wet | R600a | MinimizeLCOE_Brownfield | IgnoreSilica | 2019 | 0 | 0 | 0 | 0 |  |  |  |  | 15 |  | 17.028 | [19 empty] | 5623.4133 | 0
1 | 1100 | 707 | 0.03 | 15 | 15 | 7 | 7.4989e-12 | 5spot_SharedNeighbor | CO2 | Porous | Wet | R600a | MinimizeLCOE_Brownfield | IgnoreSilica | 2019 | 0 | 0 | 0 | 0 |  |  |  |  | 15 |  | 17.0938 | [19 empty] | 7498.9421 | 0
1 | 1100 | 707 | 0.03 | 15 | 15 | 7 | 1e-11 | 5spot_SharedNeighbor | CO2 | Porous | Wet | R600a | MinimizeLCOE_Brownfield | IgnoreSilica | 2019 | 0 | 0 | 0 | 0 |  |  |  |  | 15 |  | 17.0535 | [19 empty] | 10000 | 0
1 | 1100 | 707 | 0.03 | 15 | 15 | 7 | 1.3335e-11 | 5spot_SharedNeighbor | CO2 | Porous | Wet | R600a | MinimizeLCOE_Brownfield | IgnoreSilica | 2019 | 0 | 0 | 0 | 0 |  |  |  |  | 15 |  | 17.0262 | [19 empty] | 13335.2143 | 0
1 | 1100 | 707 | 0.03 | 15 | 15 | 7 | 1.7783e-11 | 5spot_SharedNeighbor | CO2 | Porous | Wet | R600a | MinimizeLCOE_Brownfield | IgnoreSilica | 2019 | 0 | 0 | 0 | 0 |  |  |  |  | 15 |  | 16.5727 | [19 empty] | 17782.7941 | 0
1 | 1100 | 707 | 0.03 | 15 | 15 | 7 | 2.3714e-11 | 5spot_SharedNeighbor | CO2 | Porous | Wet | R600a | MinimizeLCOE_Brownfield | IgnoreSilica | 2019 | 0 | 0 | 0 | 0 |  |  |  |  | 15 |  | 16.8584 | [19 empty] | 23713.7371 | 0
1 | 1100 | 707 | 0.03 | 15 | 15 | 7 | 3.1623e-11 | 5spot_SharedNeighbor | CO2 | Porous | Wet | R600a | MinimizeLCOE_Brownfield | IgnoreSilica | 2019 | 0 | 0 | 0 | 0 |  |  |  |  | 15 |  | 16.6861 | [19 empty] | 31622.7766 | 0
1 | 1100 | 707 | 0.03 | 15 | 15 | 7 | 4.217e-11 | 5spot_SharedNeighbor | CO2 | Porous | Wet | R600a | MinimizeLCOE_Brownfield | IgnoreSilica | 2019 | 0 | 0 | 0 | 0 |  |  |  |  | 15 |  | 17.6135 | [19 empty] | 42169.6503 | 0
1 | 1100 | 707 | 0.03 | 15 | 15 | 7 | 5.6234e-11 | 5spot_SharedNeighbor | CO2 | Porous | Wet | R600a | MinimizeLCOE_Brownfield | IgnoreSilica | 2019 | 0 | 0 | 0 | 0 |  |  |  |  | 15 |  | 17.0301 | [19 empty] | 56234.1325 | 0
1 | 1100 | 707 | 0.03 | 15 | 15 | 7 | 7.4989e-11 | 5spot_SharedNeighbor | CO2 | Porous | Wet | R600a | MinimizeLCOE_Brownfield | IgnoreSilica | 2019 | 0 | 0 | 0 | 0 |  |  |  |  | 15 |  | 16.3365 | [19 empty] | 74989.4209 | 0
1 | 1100 | 707 | 0.03 | 15 | 15 | 7 | 1e-10 | 5spot_SharedNeighbor | CO2 | Porous | Wet | R600a | MinimizeLCOE_Brownfield | IgnoreSilica | 2019 | 0 | 0 | 0 | 0 |  |  |  |  | 15 |  | 16.8119 | [19 empty] | 100000 | 0
1 | 1100 | 707 | 0.03 | 15 | 15 | 7 | 1.3335e-10 | 5spot_SharedNeighbor | CO2 | Porous | Wet | R600a | MinimizeLCOE_Brownfield | IgnoreSilica | 2019 | 0 | 0 | 0 | 0 |  |  |  |  | 15 |  | 16.7824 | [19 empty] | 133352.1432 | 0
1 | 1100 | 707 | 0.03 | 15 | 15 | 7 | 1.7783e-10 | 5spot_SharedNeighbor | CO2 | Porous | Wet | R600a | MinimizeLCOE_Brownfield | IgnoreSilica | 2019 | 0 | 0 | 0 | 0 |  |  |  |  | 15 |  | 16.9795 | [19 empty] | 177827.941 | 0
1 | 1100 | 707 | 0.03 | 15 | 15 | 7 | 2.3714e-10 | 5spot_SharedNeighbor | CO2 | Porous | Wet | R600a | MinimizeLCOE_Brownfield | IgnoreSilica | 2019 | 0 | 0 | 0 | 0 |  |  |  |  | 15 |  | 16.6167 | [19 empty] | 237137.3706 | 0
1 | 1100 | 707 | 0.03 | 15 | 15 | 7 | 3.1623e-10 | 5spot_SharedNeighbor | CO2 | Porous | Wet | R600a | MinimizeLCOE_Brownfield | IgnoreSilica | 2019 | 0 | 0 | 0 | 0 |  |  |  |  | 15 |  | 16.3123 | [19 empty] | 316227.766 | 0
1 | 1100 | 707 | 0.03 | 15 | 15 | 7 | 4.217e-10 | 5spot_SharedNeighbor | CO2 | Porous | Wet | R600a | MinimizeLCOE_Brownfield | IgnoreSilica | 2019 | 0 | 0 | 0 | 0 |  |  |  |  | 15 |  | 16.7074 | [19 empty] | 421696.5034 | 0
1 | 1100 | 707 | 0.03 | 15 | 15 | 7 | 5.6234e-10 | 5spot_SharedNeighbor | CO2 | Porous | Wet | R600a | MinimizeLCOE_Brownfield | IgnoreSilica | 2019 | 0 | 0 | 0 | 0 |  |  |  |  | 15 |  | 17.3033 | [19 empty] | 562341.3252 | 0
1 | 1100 | 707 | 0.03 | 15 | 15 | 7 | 7.4989e-10 | 5spot_SharedNeighbor | CO2 | Porous | Wet | R600a | MinimizeLCOE_Brownfield | IgnoreSilica | 2019 | 0 | 0 | 0 | 0 |  |  |  |  | 15 |  | 16.5621 | [19 empty] | 749894.2093 | 0
1 | 1100 | 707 | 0.03 | 15 | 15 | 7 | 1e-09 | 5spot_SharedNeighbor | CO2 | Porous | Wet | R600a | MinimizeLCOE_Brownfield | IgnoreSilica | 2019 | 0 | 0 | 0 | 0 |  |  |  |  | 15 |  | 16.8163 | [19 empty] | 1000000 | 0
1 | 1100 | 707 | 0.03 | 15 | 15 | 7 | 1.3335e-09 | 5spot_SharedNeighbor | CO2 | Porous | Wet | R600a | MinimizeLCOE_Brownfield | IgnoreSilica | 2019 | 0 | 0 | 0 | 0 |  |  |  |  | 15 |  | 16.7913 | [19 empty] | 1333521.4322 | 0
1 | 1100 | 707 | 0.03 | 15 | 15 | 7 | 1.7783e-09 | 5spot_SharedNeighbor | CO2 | Porous | Wet | R600a | MinimizeLCOE_Brownfield | IgnoreSilica | 2019 | 0 | 0 | 0 | 0 |  |  |  |  | 15 |  | 16.5182 | [19 empty] | 1778279.41 | 0
1 | 1100 | 707 | 0.03 | 15 | 15 | 7 | 2.3714e-09 | 5spot_SharedNeighbor | CO2 | Porous | Wet | R600a | MinimizeLCOE_Brownfield | IgnoreSilica | 2019 | 0 | 0 | 0 | 0 |  |  |  |  | 15 |  | 16.6059 | [19 empty] | 2371373.7057 | 0
1 | 1100 | 707 | 0.03 | 15 | 15 | 7 | 3.1623e-09 | 5spot_SharedNeighbor | CO2 | Porous | Wet | R600a | MinimizeLCOE_Brownfield | IgnoreSilica | 2019 | 0 | 0 | 0 | 0 |  |  |  |  | 15 |  | 16.8519 | [19 empty] | 3162277.6602 | 0
1 | 1100 | 707 | 0.03 | 15 | 15 | 7 | 4.217e-09 | 5spot_SharedNeighbor | CO2 | Porous | Wet | R600a | MinimizeLCOE_Brownfield | IgnoreSilica | 2019 | 0 | 0 | 0 | 0 |  |  |  |  | 15 |  | 16.879 | [19 empty] | 4216965.0343 | 0
1 | 1100 | 707 | 0.03 | 15 | 15 | 7 | 5.6234e-09 | 5spot_SharedNeighbor | CO2 | Porous | Wet | R600a | MinimizeLCOE_Brownfield | IgnoreSilica | 2019 | 0 | 0 | 0 | 0 |  |  |  |  | 15 |  | 16.5409 | [19 empty] | 5623413.2519 | 0
1 | 1100 | 707 | 0.03 | 15 | 15 | 7 | 7.4989e-09 | 5spot_SharedNeighbor | CO2 | Porous | Wet | R600a | MinimizeLCOE_Brownfield | IgnoreSilica | 2019 | 0 | 0 | 0 | 0 |  |  |  |  | 15 |  | 17.4299 | [19 empty] | 7498942.0933 | 0
1 | 1100 | 707 | 0.03 | 15 | 15 | 7 | 1e-08 | 5spot_SharedNeighbor | CO2 | Porous | Wet | R600a | MinimizeLCOE_Brownfield | IgnoreSilica | 2019 | 0 | 0 | 0 | 0 |  |  |  |  | 15 |  | 16.8648 | [19 empty] | 10000000 | 0
1 | 1200 | 707 | 0.03 | 15 | 15 | 7 | 1e-13 | 5spot_SharedNeighbor | CO2 | Porous | Wet | R600a | MinimizeLCOE_Brownfield | IgnoreSilica | 2019 | 0 | 0 | 0 | 0 |  |  |  |  | 15 |  | 12.9037 | [19 empty] | 100 | 0
1 | 1200 | 707 | 0.03 | 15 | 15 | 7 | 1.3335e-13 | 5spot_SharedNeighbor | CO2 | Porous | Wet | R600a | MinimizeLCOE_Brownfield | IgnoreSilica | 2019 | 0 | 0 | 0 | 0 |  |  |  |  | 15 |  | 12.6719 | [19 empty] | 133.3521 | 0
1 | 1200 | 707 | 0.03 | 15 | 15 | 7 | 1.7783e-13 | 5spot_SharedNeighbor | CO2 | Porous | Wet | R600a | MinimizeLCOE_Brownfield | IgnoreSilica | 2019 | 0 | 0 | 0 | 0 |  |  |  |  | 15 |  | 14.406 | [19 empty] | 177.8279 | 0
1 | 1200 | 707 | 0.03 | 15 | 15 | 7 | 2.3714e-13 | 5spot_SharedNeighbor | CO2 | Porous | Wet | R600a | MinimizeLCOE_Brownfield | IgnoreSilica | 2019 | 0 | 0 | 0 | 0 |  |  |  |  | 15 |  | 13.7855 | [19 empty] | 237.1374 | 0
1 | 1200 | 707 | 0.03 | 15 | 15 | 7 | 3.1623e-13 | 5spot_SharedNeighbor | CO2 | Porous | Wet | R600a | MinimizeLCOE_Brownfield | IgnoreSilica | 2019 | 0 | 0 | 0 | 0 |  |  |  |  | 15 |  | 15.1184 | [19 empty] | 316.2278 | 0
1 | 1200 | 707 | 0.03 | 15 | 15 | 7 | 4.217e-13 | 5spot_SharedNeighbor | CO2 | Porous | Wet | R600a | MinimizeLCOE_Brownfield | IgnoreSilica | 2019 | 0 | 0 | 0 | 0 |  |  |  |  | 15 |  | 18.9059 | [19 empty] | 421.6965 | 0
1 | 1200 | 707 | 0.03 | 15 | 15 | 7 | 5.6234e-13 | 5spot_SharedNeighbor | CO2 | Porous | Wet | R600a | MinimizeLCOE_Brownfield | IgnoreSilica | 2019 | 0 | 0 | 0 | 0 |  |  |  |  | 15 |  | 19.1486 | [19 empty] | 562.3413 | 0
1 | 1200 | 707 | 0.03 | 15 | 15 | 7 | 7.4989e-13 | 5spot_SharedNeighbor | CO2 | Porous | Wet | R600a | MinimizeLCOE_Brownfield | IgnoreSilica | 2019 | 0 | 0 | 0 | 0 |  |  |  |  | 15 |  | 19.6756 | [19 empty] | 749.8942 | 0
1 | 1200 | 707 | 0.03 | 15 | 15 | 7 | 1e-12 | 5spot_SharedNeighbor | CO2 | Porous | Wet | R600a | MinimizeLCOE_Brownfield | IgnoreSilica | 2019 | 0 | 0 | 0 | 0 |  |  |  |  | 15 |  | 17.3718 | [19 empty] | 1000 | 0
1 | 1200 | 707 | 0.03 | 15 | 15 | 7 | 1.3335e-12 | 5spot_SharedNeighbor | CO2 | Porous | Wet | R600a | MinimizeLCOE_Brownfield | IgnoreSilica | 2019 | 0 | 0 | 0 | 0 |  |  |  |  | 15 |  | 17.4129 | [19 empty] | 1333.5214 | 0
1 | 1200 | 707 | 0.03 | 15 | 15 | 7 | 1.7783e-12 | 5spot_SharedNeighbor | CO2 | Porous | Wet | R600a | MinimizeLCOE_Brownfield | IgnoreSilica | 2019 | 0 | 0 | 0 | 0 |  |  |  |  | 15 |  | 17.0842 | [19 empty] | 1778.2794 | 0
1 | 1200 | 707 | 0.03 | 15 | 15 | 7 | 2.3714e-12 | 5spot_SharedNeighbor | CO2 | Porous | Wet | R600a | MinimizeLCOE_Brownfield | IgnoreSilica | 2019 | 0 | 0 | 0 | 0 |  |  |  |  | 15 |  | 16.8568 | [19 empty] | 2371.3737 | 0
1 | 1200 | 707 | 0.03 | 15 | 15 | 7 | 3.1623e-12 | 5spot_SharedNeighbor | CO2 | Porous | Wet | R600a | MinimizeLCOE_Brownfield | IgnoreSilica | 2019 | 0 | 0 | 0 | 0 |  |  |  |  | 15 |  | 16.9828 | [19 empty] | 3162.2777 | 0
1 | 1200 | 707 | 0.03 | 15 | 15 | 7 | 4.217e-12 | 5spot_SharedNeighbor | CO2 | Porous | Wet | R600a | MinimizeLCOE_Brownfield | IgnoreSilica | 2019 | 0 | 0 | 0 | 0 |  |  |  |  | 15 |  | 16.7298 | [19 empty] | 4216.965 | 0
1 | 1200 | 707 | 0.03 | 15 | 15 | 7 | 5.6234e-12 | 5spot_SharedNeighbor | CO2 | Porous | Wet | R600a | MinimizeLCOE_Brownfield | IgnoreSilica | 2019 | 0 | 0 | 0 | 0 |  |  |  |  | 15 |  | 16.6208 | [19 empty] | 5623.4133 | 0
1 | 1200 | 707 | 0.03 | 15 | 15 | 7 | 7.4989e-12 | 5spot_SharedNeighbor | CO2 | Porous | Wet | R600a | MinimizeLCOE_Brownfield | IgnoreSilica | 2019 | 0 | 0 | 0 | 0 |  |  |  |  | 15 |  | 16.995 | [19 empty] | 7498.9421 | 0
1 | 1200 | 707 | 0.03 | 15 | 15 | 7 | 1e-11 | 5spot_SharedNeighbor | CO2 | Porous | Wet | R600a | MinimizeLCOE_Brownfield | IgnoreSilica | 2019 | 0 | 0 | 0 | 0 |  |  |  |  | 15 |  | 17.4154 | [19 empty] | 10000 | 0
1 | 1200 | 707 | 0.03 | 15 | 15 | 7 | 1.3335e-11 | 5spot_SharedNeighbor | CO2 | Porous | Wet | R600a | MinimizeLCOE_Brownfield | IgnoreSilica | 2019 | 0 | 0 | 0 | 0 |  |  |  |  | 15 |  | 16.2651 | [19 empty] | 13335.2143 | 0
1 | 1200 | 707 | 0.03 | 15 | 15 | 7 | 1.7783e-11 | 5spot_SharedNeighbor | CO2 | Porous | Wet | R600a | MinimizeLCOE_Brownfield | IgnoreSilica | 2019 | 0 | 0 | 0 | 0 |  |  |  |  | 15 |  | 16.5573 | [19 empty] | 17782.7941 | 0
1 | 1200 | 707 | 0.03 | 15 | 15 | 7 | 2.3714e-11 | 5spot_SharedNeighbor | CO2 | Porous | Wet | R600a | MinimizeLCOE_Brownfield | IgnoreSilica | 2019 | 0 | 0 | 0 | 0 |  |  |  |  | 15 |  | 16.5282 | [19 empty] | 23713.7371 | 0
1 | 1200 | 707 | 0.03 | 15 | 15 | 7 | 3.1623e-11 | 5spot_SharedNeighbor | CO2 | Porous | Wet | R600a | MinimizeLCOE_Brownfield | IgnoreSilica | 2019 | 0 | 0 | 0 | 0 |  |  |  |  | 15 |  | 17.1935 | [19 empty] | 31622.7766 | 0
1 | 1200 | 707 | 0.03 | 15 | 15 | 7 | 4.217e-11 | 5spot_SharedNeighbor | CO2 | Porous | Wet | R600a | MinimizeLCOE_Brownfield | IgnoreSilica | 2019 | 0 | 0 | 0 | 0 |  |  |  |  | 15 |  | 16.673 | [19 empty] | 42169.6503 | 0
1 | 1200 | 707 | 0.03 | 15 | 15 | 7 | 5.6234e-11 | 5spot_SharedNeighbor | CO2 | Porous | Wet | R600a | MinimizeLCOE_Brownfield | IgnoreSilica | 2019 | 0 | 0 | 0 | 0 |  |  |  |  | 15 |  | 16.8874 | [19 empty] | 56234.1325 | 0
1 | 1200 | 707 | 0.03 | 15 | 15 | 7 | 7.4989e-11 | 5spot_SharedNeighbor | CO2 | Porous | Wet | R600a | MinimizeLCOE_Brownfield | IgnoreSilica | 2019 | 0 | 0 | 0 | 0 |  |  |  |  | 15 |  | 16.9997 | [19 empty] | 74989.4209 | 0
1 | 1200 | 707 | 0.03 | 15 | 15 | 7 | 1e-10 | 5spot_SharedNeighbor | CO2 | Porous | Wet | R600a | MinimizeLCOE_Brownfield | IgnoreSilica | 2019 | 0 | 0 | 0 | 0 |  |  |  |  | 15 |  | 16.7682 | [19 empty] | 100000 | 0
1 | 1200 | 707 | 0.03 | 15 | 15 | 7 | 1.3335e-10 | 5spot_SharedNeighbor | CO2 | Porous | Wet | R600a | MinimizeLCOE_Brownfield | IgnoreSilica | 2019 | 0 | 0 | 0 | 0 |  |  |  |  | 15 |  | 17.3058 | [19 empty] | 133352.1432 | 0
1 | 1200 | 707 | 0.03 | 15 | 15 | 7 | 1.7783e-10 | 5spot_SharedNeighbor | CO2 | Porous | Wet | R600a | MinimizeLCOE_Brownfield | IgnoreSilica | 2019 | 0 | 0 | 0 | 0 |  |  |  |  | 15 |  | 16.9641 | [19 empty] | 177827.941 | 0
1 | 1200 | 707 | 0.03 | 15 | 15 | 7 | 2.3714e-10 | 5spot_SharedNeighbor | CO2 | Porous | Wet | R600a | MinimizeLCOE_Brownfield | IgnoreSilica | 2019 | 0 | 0 | 0 | 0 |  |  |  |  | 15 |  | 16.7373 | [19 empty] | 237137.3706 | 0
1 | 1200 | 707 | 0.03 | 15 | 15 | 7 | 3.1623e-10 | 5spot_SharedNeighbor | CO2 | Porous | Wet | R600a | MinimizeLCOE_Brownfield | IgnoreSilica | 2019 | 0 | 0 | 0 | 0 |  |  |  |  | 15 |  | 17.2294 | [19 empty] | 316227.766 | 0
1 | 1200 | 707 | 0.03 | 15 | 15 | 7 | 4.217e-10 | 5spot_SharedNeighbor | CO2 | Porous | Wet | R600a | MinimizeLCOE_Brownfield | IgnoreSilica | 2019 | 0 | 0 | 0 | 0 |  |  |  |  | 15 |  | 17.0915 | [19 empty] | 421696.5034 | 0
1 | 1200 | 707 | 0.03 | 15 | 15 | 7 | 5.6234e-10 | 5spot_SharedNeighbor | CO2 | Porous | Wet | R600a | MinimizeLCOE_Brownfield | IgnoreSilica | 2019 | 0 | 0 | 0 | 0 |  |  |  |  | 15 |  | 17.0036 | [19 empty] | 562341.3252 | 0
1 | 1200 | 707 | 0.03 | 15 | 15 | 7 | 7.4989e-10 | 5spot_SharedNeighbor | CO2 | Porous | Wet | R600a | MinimizeLCOE_Brownfield | IgnoreSilica | 2019 | 0 | 0 | 0 | 0 |  |  |  |  | 15 |  | 17.3175 | [19 empty] | 749894.2093 | 0
1 | 1200 | 707 | 0.03 | 15 | 15 | 7 | 1e-09 | 5spot_SharedNeighbor | CO2 | Porous | Wet | R600a | MinimizeLCOE_Brownfield | IgnoreSilica | 2019 | 0 | 0 | 0 | 0 |  |  |  |  | 15 |  | 16.9794 | [19 empty] | 1000000 | 0
1 | 1200 | 707 | 0.03 | 15 | 15 | 7 | 1.3335e-09 | 5spot_SharedNeighbor | CO2 | Porous | Wet | R600a | MinimizeLCOE_Brownfield | IgnoreSilica | 2019 | 0 | 0 | 0 | 0 |  |  |  |  | 15 |  | 16.8293 | [19 empty] | 1333521.4322 | 0
1 | 1200 | 707 | 0.03 | 15 | 15 | 7 | 1.7783e-09 | 5spot_SharedNeighbor | CO2 | Porous | Wet | R600a | MinimizeLCOE_Brownfield | IgnoreSilica | 2019 | 0 | 0 | 0 | 0 |  |  |  |  | 15 |  | 18.0921 | [19 empty] | 1778279.41 | 0
1 | 1200 | 707 | 0.03 | 15 | 15 | 7 | 2.3714e-09 | 5spot_SharedNeighbor | CO2 | Porous | Wet | R600a | MinimizeLCOE_Brownfield | IgnoreSilica | 2019 | 0 | 0 | 0 | 0 |  |  |  |  | 15 |  | 16.3924 | [19 empty] | 2371373.7057 | 0
1 | 1200 | 707 | 0.03 | 15 | 15 | 7 | 3.1623e-09 | 5spot_SharedNeighbor | CO2 | Porous | Wet | R600a | MinimizeLCOE_Brownfield | IgnoreSilica | 2019 | 0 | 0 | 0 | 0 |  |  |  |  | 15 |  | 16.552 | [19 empty] | 3162277.6602 | 0
1 | 1200 | 707 | 0.03 | 15 | 15 | 7 | 4.217e-09 | 5spot_SharedNeighbor | CO2 | Porous | Wet | R600a | MinimizeLCOE_Brownfield | IgnoreSilica | 2019 | 0 | 0 | 0 | 0 |  |  |  |  | 15 |  | 16.1918 | [19 empty] | 4216965.0343 | 0
1 | 1200 | 707 | 0.03 | 15 | 15 | 7 | 5.6234e-09 | 5spot_SharedNeighbor | CO2 | Porous | Wet | R600a | MinimizeLCOE_Brownfield | IgnoreSilica | 2019 | 0 | 0 | 0 | 0 |  |  |  |  | 15 |  | 16.3114 | [19 empty] | 5623413.2519 | 0
1 | 1200 | 707 | 0.03 | 15 | 15 | 7 | 7.4989e-09 | 5spot_SharedNeighbor | CO2 | Porous | Wet | R600a | MinimizeLCOE_Brownfield | IgnoreSilica | 2019 | 0 | 0 | 0 | 0 |  |  |  |  | 15 |  | 16.4808 | [19 empty] | 7498942.0933 | 0
1 | 1200 | 707 | 0.03 | 15 | 15 | 7 | 1e-08 | 5spot_SharedNeighbor | CO2 | Porous | Wet | R600a | MinimizeLCOE_Brownfield | IgnoreSilica | 2019 | 0 | 0 | 0 | 0 |  |  |  |  | 15 |  | 16.8301 | [19 empty] | 10000000 | 0
1 | 1300 | 707 | 0.03 | 15 | 15 | 7 | 1e-13 | 5spot_SharedNeighbor | CO2 | Porous | Wet | R600a | MinimizeLCOE_Brownfield | IgnoreSilica | 2019 | 0 | 0 | 0 | 0 |  |  |  |  | 15 |  | 12.8374 | [19 empty] | 100 | 0
1 | 1300 | 707 | 0.03 | 15 | 15 | 7 | 1.3335e-13 | 5spot_SharedNeighbor | CO2 | Porous | Wet | R600a | MinimizeLCOE_Brownfield | IgnoreSilica | 2019 | 0 | 0 | 0 | 0 |  |  |  |  | 15 |  | 12.9169 | [19 empty] | 133.3521 | 0
1 | 1300 | 707 | 0.03 | 15 | 15 | 7 | 1.7783e-13 | 5spot_SharedNeighbor | CO2 | Porous | Wet | R600a | MinimizeLCOE_Brownfield | IgnoreSilica | 2019 | 0 | 0 | 0 | 0 |  |  |  |  | 15 |  | 15.303 | [19 empty] | 177.8279 | 0
1 | 1300 | 707 | 0.03 | 15 | 15 | 7 | 2.3714e-13 | 5spot_SharedNeighbor | CO2 | Porous | Wet | R600a | MinimizeLCOE_Brownfield | IgnoreSilica | 2019 | 0 | 0 | 0 | 0 |  |  |  |  | 15 |  | 16.6738 | [19 empty] | 237.1374 | 0
1 | 1300 | 707 | 0.03 | 15 | 15 | 7 | 3.1623e-13 | 5spot_SharedNeighbor | CO2 | Porous | Wet | R600a | MinimizeLCOE_Brownfield | IgnoreSilica | 2019 | 0 | 0 | 0 | 0 |  |  |  |  | 15 |  | 16.3587 | [19 empty] | 316.2278 | 0
1 | 1300 | 707 | 0.03 | 15 | 15 | 7 | 4.217e-13 | 5spot_SharedNeighbor | CO2 | Porous | Wet | R600a | MinimizeLCOE_Brownfield | IgnoreSilica | 2019 | 0 | 0 | 0 | 0 |  |  |  |  | 15 |  | 19.6317 | [19 empty] | 421.6965 | 0
1 | 1300 | 707 | 0.03 | 15 | 15 | 7 | 5.6234e-13 | 5spot_SharedNeighbor | CO2 | Porous | Wet | R600a | MinimizeLCOE_Brownfield | IgnoreSilica | 2019 | 0 | 0 | 0 | 0 |  |  |  |  | 15 |  | 19.6678 | [19 empty] | 562.3413 | 0
1 | 1300 | 707 | 0.03 | 15 | 15 | 7 | 7.4989e-13 | 5spot_SharedNeighbor | CO2 | Porous | Wet | R600a | MinimizeLCOE_Brownfield | IgnoreSilica | 2019 | 0 | 0 | 0 | 0 |  |  |  |  | 15 |  | 18.8922 | [19 empty] | 749.8942 | 0
1 | 1300 | 707 | 0.03 | 15 | 15 | 7 | 1e-12 | 5spot_SharedNeighbor | CO2 | Porous | Wet | R600a | MinimizeLCOE_Brownfield | IgnoreSilica | 2019 | 0 | 0 | 0 | 0 |  |  |  |  | 15 |  | 18.2349 | [19 empty] | 1000 | 0
1 | 1300 | 707 | 0.03 | 15 | 15 | 7 | 1.3335e-12 | 5spot_SharedNeighbor | CO2 | Porous | Wet | R600a | MinimizeLCOE_Brownfield | IgnoreSilica | 2019 | 0 | 0 | 0 | 0 |  |  |  |  | 15 |  | 17.6051 | [19 empty] | 1333.5214 | 0
1 | 1300 | 707 | 0.03 | 15 | 15 | 7 | 1.7783e-12 | 5spot_SharedNeighbor | CO2 | Porous | Wet | R600a | MinimizeLCOE_Brownfield | IgnoreSilica | 2019 | 0 | 0 | 0 | 0 |  |  |  |  | 15 |  | 17.356 | [19 empty] | 1778.2794 | 0
1 | 1300 | 707 | 0.03 | 15 | 15 | 7 | 2.3714e-12 | 5spot_SharedNeighbor | CO2 | Porous | Wet | R600a | MinimizeLCOE_Brownfield | IgnoreSilica | 2019 | 0 | 0 | 0 | 0 |  |  |  |  | 15 |  | 17.4275 | [19 empty] | 2371.3737 | 0
1 | 1300 | 707 | 0.03 | 15 | 15 | 7 | 3.1623e-12 | 5spot_SharedNeighbor | CO2 | Porous | Wet | R600a | MinimizeLCOE_Brownfield | IgnoreSilica | 2019 | 0 | 0 | 0 | 0 |  |  |  |  | 15 |  | 17.5065 | [19 empty] | 3162.2777 | 0
1 | 1300 | 707 | 0.03 | 15 | 15 | 7 | 4.217e-12 | 5spot_SharedNeighbor | CO2 | Porous | Wet | R600a | MinimizeLCOE_Brownfield | IgnoreSilica | 2019 | 0 | 0 | 0 | 0 |  |  |  |  | 15 |  | 17.4679 | [19 empty] | 4216.965 | 0
1 | 1300 | 707 | 0.03 | 15 | 15 | 7 | 5.6234e-12 | 5spot_SharedNeighbor | CO2 | Porous | Wet | R600a | MinimizeLCOE_Brownfield | IgnoreSilica | 2019 | 0 | 0 | 0 | 0 |  |  |  |  | 15 |  | 17.7386 | [19 empty] | 5623.4133 | 0
1 | 1300 | 707 | 0.03 | 15 | 15 | 7 | 7.4989e-12 | 5spot_SharedNeighbor | CO2 | Porous | Wet | R600a | MinimizeLCOE_Brownfield | IgnoreSilica | 2019 | 0 | 0 | 0 | 0 |  |  |  |  | 15 |  | 17.2163 | [19 empty] | 7498.9421 | 0
1 | 1300 | 707 | 0.03 | 15 | 15 | 7 | 1e-11 | 5spot_SharedNeighbor | CO2 | Porous | Wet | R600a | MinimizeLCOE_Brownfield | IgnoreSilica | 2019 | 0 | 0 | 0 | 0 |  |  |  |  | 15 |  | 16.9706 | [19 empty] | 10000 | 0
1 | 1300 | 707 | 0.03 | 15 | 15 | 7 | 1.3335e-11 | 5spot_SharedNeighbor | CO2 | Porous | Wet | R600a | MinimizeLCOE_Brownfield | IgnoreSilica | 2019 | 0 | 0 | 0 | 0 |  |  |  |  | 15 |  | 17.5747 | [19 empty] | 13335.2143 | 0
1 | 1300 | 707 | 0.03 | 15 | 15 | 7 | 1.7783e-11 | 5spot_SharedNeighbor | CO2 | Porous | Wet | R600a | MinimizeLCOE_Brownfield | IgnoreSilica | 2019 | 0 | 0 | 0 | 0 |  |  |  |  | 15 |  | 17.8367 | [19 empty] | 17782.7941 | 0
1 | 1300 | 707 | 0.03 | 15 | 15 | 7 | 2.3714e-11 | 5spot_SharedNeighbor | CO2 | Porous | Wet | R600a | MinimizeLCOE_Brownfield | IgnoreSilica | 2019 | 0 | 0 | 0 | 0 |  |  |  |  | 15 |  | 17.0503 | [19 empty] | 23713.7371 | 0
1 | 1300 | 707 | 0.03 | 15 | 15 | 7 | 3.1623e-11 | 5spot_SharedNeighbor | CO2 | Porous | Wet | R600a | MinimizeLCOE_Brownfield | IgnoreSilica | 2019 | 0 | 0 | 0 | 0 |  |  |  |  | 15 |  | 16.7473 | [19 empty] | 31622.7766 | 0
1 | 1300 | 707 | 0.03 | 15 | 15 | 7 | 4.217e-11 | 5spot_SharedNeighbor | CO2 | Porous | Wet | R600a | MinimizeLCOE_Brownfield | IgnoreSilica | 2019 | 0 | 0 | 0 | 0 |  |  |  |  | 15 |  | 16.9233 | [19 empty] | 42169.6503 | 0
1 | 1300 | 707 | 0.03 | 15 | 15 | 7 | 5.6234e-11 | 5spot_SharedNeighbor | CO2 | Porous | Wet | R600a | MinimizeLCOE_Brownfield | IgnoreSilica | 2019 | 0 | 0 | 0 | 0 |  |  |  |  | 15 |  | 16.5168 | [19 empty] | 56234.1325 | 0
1 | 1300 | 707 | 0.03 | 15 | 15 | 7 | 7.4989e-11 | 5spot_SharedNeighbor | CO2 | Porous | Wet | R600a | MinimizeLCOE_Brownfield | IgnoreSilica | 2019 | 0 | 0 | 0 | 0 |  |  |  |  | 15 |  | 17.1808 | [19 empty] | 74989.4209 | 0
1 | 1300 | 707 | 0.03 | 15 | 15 | 7 | 1e-10 | 5spot_SharedNeighbor | CO2 | Porous | Wet | R600a | MinimizeLCOE_Brownfield | IgnoreSilica | 2019 | 0 | 0 | 0 | 0 |  |  |  |  | 15 |  | 17.2541 | [19 empty] | 100000 | 0
1 | 1300 | 707 | 0.03 | 15 | 15 | 7 | 1.3335e-10 | 5spot_SharedNeighbor | CO2 | Porous | Wet | R600a | MinimizeLCOE_Brownfield | IgnoreSilica | 2019 | 0 | 0 | 0 | 0 |  |  |  |  | 15 |  | 17.7189 | [19 empty] | 133352.1432 | 0
1 | 1300 | 707 | 0.03 | 15 | 15 | 7 | 1.7783e-10 | 5spot_SharedNeighbor | CO2 | Porous | Wet | R600a | MinimizeLCOE_Brownfield | IgnoreSilica | 2019 | 0 | 0 | 0 | 0 |  |  |  |  | 15 |  | 17.2779 | [19 empty] | 177827.941 | 0
1 | 1300 | 707 | 0.03 | 15 | 15 | 7 | 2.3714e-10 | 5spot_SharedNeighbor | CO2 | Porous | Wet | R600a | MinimizeLCOE_Brownfield | IgnoreSilica | 2019 | 0 | 0 | 0 | 0 |  |  |  |  | 15 |  | 17.2786 | [19 empty] | 237137.3706 | 0
1 | 1300 | 707 | 0.03 | 15 | 15 | 7 | 3.1623e-10 | 5spot_SharedNeighbor | CO2 | Porous | Wet | R600a | MinimizeLCOE_Brownfield | IgnoreSilica | 2019 | 0 | 0 | 0 | 0 |  |  |  |  | 15 |  | 17.2221 | [19 empty] | 316227.766 | 0
1 | 1300 | 707 | 0.03 | 15 | 15 | 7 | 4.217e-10 | 5spot_SharedNeighbor | CO2 | Porous | Wet | R600a | MinimizeLCOE_Brownfield | IgnoreSilica | 2019 | 0 | 0 | 0 | 0 |  |  |  |  | 15 |  | 17.0331 | [19 empty] | 421696.5034 | 0
1 | 1300 | 707 | 0.03 | 15 | 15 | 7 | 5.6234e-10 | 5spot_SharedNeighbor | CO2 | Porous | Wet | R600a | MinimizeLCOE_Brownfield | IgnoreSilica | 2019 | 0 | 0 | 0 | 0 |  |  |  |  | 15 |  | 16.9789 | [19 empty] | 562341.3252 | 0
1 | 1300 | 707 | 0.03 | 15 | 15 | 7 | 7.4989e-10 | 5spot_SharedNeighbor | CO2 | Porous | Wet | R600a | MinimizeLCOE_Brownfield | IgnoreSilica | 2019 | 0 | 0 | 0 | 0 |  |  |  |  | 15 |  | 17.3403 | [19 empty] | 749894.2093 | 0
1 | 1300 | 707 | 0.03 | 15 | 15 | 7 | 1e-09 | 5spot_SharedNeighbor | CO2 | Porous | Wet | R600a | MinimizeLCOE_Brownfield | IgnoreSilica | 2019 | 0 | 0 | 0 | 0 |  |  |  |  | 15 |  | 16.7188 | [19 empty] | 1000000 | 0
1 | 1300 | 707 | 0.03 | 15 | 15 | 7 | 1.3335e-09 | 5spot_SharedNeighbor | CO2 | Porous | Wet | R600a | MinimizeLCOE_Brownfield | IgnoreSilica | 2019 | 0 | 0 | 0 | 0 |  |  |  |  | 15 |  | 17.2362 | [19 empty] | 1333521.4322 | 0
1 | 1300 | 707 | 0.03 | 15 | 15 | 7 | 1.7783e-09 | 5spot_SharedNeighbor | CO2 | Porous | Wet | R600a | MinimizeLCOE_Brownfield | IgnoreSilica | 2019 | 0 | 0 | 0 | 0 |  |  |  |  | 15 |  | 17.1192 | [19 empty] | 1778279.41 | 0
1 | 1300 | 707 | 0.03 | 15 | 15 | 7 | 2.3714e-09 | 5spot_SharedNeighbor | CO2 | Porous | Wet | R600a | MinimizeLCOE_Brownfield | IgnoreSilica | 2019 | 0 | 0 | 0 | 0 |  |  |  |  | 15 |  | 16.7484 | [19 empty] | 2371373.7057 | 0
1 | 1300 | 707 | 0.03 | 15 | 15 | 7 | 3.1623e-09 | 5spot_SharedNeighbor | CO2 | Porous | Wet | R600a | MinimizeLCOE_Brownfield | IgnoreSilica | 2019 | 0 | 0 | 0 | 0 |  |  |  |  | 15 |  | 17.2608 | [19 empty] | 3162277.6602 | 0
1 | 1300 | 707 | 0.03 | 15 | 15 | 7 | 4.217e-09 | 5spot_SharedNeighbor | CO2 | Porous | Wet | R600a | MinimizeLCOE_Brownfield | IgnoreSilica | 2019 | 0 | 0 | 0 | 0 |  |  |  |  | 15 |  | 16.8969 | [19 empty] | 4216965.0343 | 0
1 | 1300 | 707 | 0.03 | 15 | 15 | 7 | 5.6234e-09 | 5spot_SharedNeighbor | CO2 | Porous | Wet | R600a | MinimizeLCOE_Brownfield | IgnoreSilica | 2019 | 0 | 0 | 0 | 0 |  |  |  |  | 15 |  | 16.7758 | [19 empty] | 5623413.2519 | 0
1 | 1300 | 707 | 0.03 | 15 | 15 | 7 | 7.4989e-09 | 5spot_SharedNeighbor | CO2 | Porous | Wet | R600a | MinimizeLCOE_Brownfield | IgnoreSilica | 2019 | 0 | 0 | 0 | 0 |  |  |  |  | 15 |  | 17.2737 | [19 empty] | 7498942.0933 | 0
1 | 1300 | 707 | 0.03 | 15 | 15 | 7 | 1e-08 | 5spot_SharedNeighbor | CO2 | Porous | Wet | R600a | MinimizeLCOE_Brownfield | IgnoreSilica | 2019 | 0 | 0 | 0 | 0 |  |  |  |  | 15 |  | 17.4001 | [19 empty] | 10000000 | 0
1 | 1400 | 707 | 0.03 | 15 | 15 | 7 | 1e-13 | 5spot_SharedNeighbor | CO2 | Porous | Wet | R600a | MinimizeLCOE_Brownfield | IgnoreSilica | 2019 | 0 | 0 | 0 | 0 |  |  |  |  | 15 |  | 13.4078 | [19 empty] | 100 | 0
1 | 1400 | 707 | 0.03 | 15 | 15 | 7 | 1.3335e-13 | 5spot_SharedNeighbor | CO2 | Porous | Wet | R600a | MinimizeLCOE_Brownfield | IgnoreSilica | 2019 | 0 | 0 | 0 | 0 |  |  |  |  | 15 |  | 13.1349 | [19 empty] | 133.3521 | 0
1 | 1400 | 707 | 0.03 | 15 | 15 | 7 | 1.7783e-13 | 5spot_SharedNeighbor | CO2 | Porous | Wet | R600a | MinimizeLCOE_Brownfield | IgnoreSilica | 2019 | 0 | 0 | 0 | 0 |  |  |  |  | 15 |  | 15.016 | [19 empty] | 177.8279 | 0
1 | 1400 | 707 | 0.03 | 15 | 15 | 7 | 2.3714e-13 | 5spot_SharedNeighbor | CO2 | Porous | Wet | R600a | MinimizeLCOE_Brownfield | IgnoreSilica | 2019 | 0 | 0 | 0 | 0 |  |  |  |  | 15 |  | 16.3295 | [19 empty] | 237.1374 | 0
1 | 1400 | 707 | 0.03 | 15 | 15 | 7 | 3.1623e-13 | 5spot_SharedNeighbor | CO2 | Porous | Wet | R600a | MinimizeLCOE_Brownfield | IgnoreSilica | 2019 | 0 | 0 | 0 | 0 |  |  |  |  | 15 |  | 17.8101 | [19 empty] | 316.2278 | 0
1 | 1400 | 707 | 0.03 | 15 | 15 | 7 | 4.217e-13 | 5spot_SharedNeighbor | CO2 | Porous | Wet | R600a | MinimizeLCOE_Brownfield | IgnoreSilica | 2019 | 1.6 | 0.099434 | 0.00010322 | 4 | 14870113.6868 | 50441390.1569 | 303147.3808 | 1028315.9654 | 23.4688 | 0.15903 | 20.598 | 7164.4933 | 0 | 7898.2857 | 0 | 0 | 0 | 0 | 5874.4838 | 15284.2018 | 10431.7818 | 46653.2463 | 961560.8286 | 5131302.0575 | 5131302.0575 | 6472969.3905 | 3082262.2491 | 0 | 6139516.1325 | 20826049.8295 | 421.6965 | 0.00041288 | 14870113.6868 | 50441390.1569 | 303147.3808 | 1028315.9654
1 | 1400 | 707 | 0.03 | 15 | 15 | 7 | 5.6234e-13 | 5spot_SharedNeighbor | CO2 | Porous | Wet | R600a | MinimizeLCOE_Brownfield | IgnoreSilica | 2019 | 1.6 | 0.099432 | 0.00010321 | 4 | 14871746.6992 | 50446950.7849 | 303180.672 | 1028429.3263 | 23.4687 | 0.15902 | 20.9262 | 7163.9731 | 0 | 7897.6227 | 0 | 0 | 0 | 0 | 5874.0224 | 15283.0013 | 10430.9624 | 46649.5818 | 961560.8286 | 5131302.0575 | 5131302.0575 | 6472969.3905 | 3082262.2491 | 0 | 6139512.4679 | 20826046.165 | 562.3413 | 0.00041283 | 14871746.6992 | 50446950.7849 | 303180.672 | 1028429.3263
1 | 1400 | 707 | 0.03 | 15 | 15 | 7 | 7.4989e-13 | 5spot_SharedNeighbor | CO2 | Porous | Wet | R600a | MinimizeLCOE_Brownfield | IgnoreSilica | 2019 | 1.6 | 0.099432 | 0.0001032 | 4 | 14872782.8079 | 50450478.8754 | 303201.7945 | 1028501.2512 | 23.4687 | 0.15901 | 20.7191 | 7163.643 | 0 | 7897.2022 | 0 | 0 | 0 | 0 | 5873.7296 | 15282.2396 | 10430.4426 | 46647.2571 | 961560.8286 | 5131302.0575 | 5131302.0575 | 6472969.3905 | 3082262.2491 | 0 | 6139510.1432 | 20826043.8403 | 749.8942 | 0.0004128 | 14872782.8079 | 50450478.8754 | 303201.7945 | 1028501.2512
1 | 1400 | 707 | 0.03 | 15 | 15 | 7 | 1e-12 | 5spot_SharedNeighbor | CO2 | Porous | Wet | R600a | MinimizeLCOE_Brownfield | IgnoreSilica | 2019 | 1.6 | 0.099432 | 0.0001032 | 4 | 14873110.0286 | 50451593.1063 | 303208.4653 | 1028523.9663 | 23.4686 | 0.159 | 20.6177 | 7163.5388 | 0 | 7897.0694 | 0 | 0 | 0 | 0 | 5873.6372 | 15281.9991 | 10430.2784 | 46646.5229 | 961560.8286 | 5131302.0575 | 5131302.0575 | 6472969.3905 | 3082262.2491 | 0 | 6139509.4091 | 20826043.1061 | 1000 | 0.00041279 | 14873110.0286 | 50451593.1063 | 303208.4653 | 1028523.9663
1 | 1400 | 707 | 0.03 | 15 | 15 | 7 | 1.3335e-12 | 5spot_SharedNeighbor | CO2 | Porous | Wet | R600a | MinimizeLCOE_Brownfield | IgnoreSilica | 2019 | 1.6 | 0.099432 | 0.0001032 | 4 | 14872942.5375 | 50451022.7763 | 303205.0508 | 1028512.3394 | 23.4686 | 0.15901 | 20.0291 | 7163.5922 | 0 | 7897.1373 | 0 | 0 | 0 | 0 | 5873.6845 | 15282.1222 | 10430.3624 | 46646.8987 | 961560.8286 | 5131302.0575 | 5131302.0575 | 6472969.3905 | 3082262.2491 | 0 | 6139509.7848 | 20826043.4819 | 1333.5214 | 0.0004128 | 14872942.5375 | 50451022.7763 | 303205.0508 | 1028512.3394
1 | 1400 | 707 | 0.03 | 15 | 15 | 7 | 1.7783e-12 | 5spot_SharedNeighbor | CO2 | Porous | Wet | R600a | MinimizeLCOE_Brownfield | IgnoreSilica | 2019 | 1.6 | 0.099432 | 0.0001032 | 4 | 14872512.5839 | 50449558.7262 | 303196.2856 | 1028482.4927 | 23.4687 | 0.15901 | 19.0502 | 7163.7291 | 0 | 7897.3118 | 0 | 0 | 0 | 0 | 5873.806 | 15282.4383 | 10430.5781 | 46647.8633 | 961560.8286 | 5131302.0575 | 5131302.0575 | 6472969.3905 | 3082262.2491 | 0 | 6139510.7495 | 20826044.4465 | 1778.2794 | 0.00041281 | 14872512.5839 | 50449558.7262 | 303196.2856 | 1028482.4927
1 | 1400 | 707 | 0.03 | 15 | 15 | 7 | 2.3714e-12 | 5spot_SharedNeighbor | CO2 | Porous | Wet | R600a | MinimizeLCOE_Brownfield | IgnoreSilica | 2019 | 1.6 | 0.099432 | 0.00010321 | 4 | 14871987.1564 | 50447769.5742 | 303185.574 | 1028446.0184 | 23.4687 | 0.15902 | 19.1825 | 7163.8965 | 0 | 7897.5251 | 0 | 0 | 0 | 0 | 5873.9544 | 15282.8245 | 10430.8417 | 46649.0423 | 961560.8286 | 5131302.0575 | 5131302.0575 | 6472969.3905 | 3082262.2491 | 0 | 6139511.9284 | 20826045.6254 | 2371.3737 | 0.00041282 | 14871987.1564 | 50447769.5742 | 303185.574 | 1028446.0184
1 | 1400 | 707 | 0.03 | 15 | 15 | 7 | 3.1623e-12 | 5spot_SharedNeighbor | CO2 | Porous | Wet | R600a | MinimizeLCOE_Brownfield | IgnoreSilica | 2019 | 1.6 | 0.099433 | 0.00010321 | 4 | 14871465.1407 | 50445992.04 | 303174.932 | 1028409.781 | 23.4687 | 0.15902 | 19.2383 | 7164.0627 | 0 | 7897.737 | 0 | 0 | 0 | 0 | 5874.1019 | 15283.2082 | 10431.1037 | 46650.2136 | 961560.8286 | 5131302.0575 | 5131302.0575 | 6472969.3905 | 3082262.2491 | 0 | 6139513.0997 | 20826046.7968 | 3162.2777 | 0.00041284 | 14871465.1407 | 50445992.04 | 303174.932 | 1028409.781
1 | 1400 | 707 | 0.03 | 15 | 15 | 7 | 4.217e-12 | 5spot_SharedNeighbor | CO2 | Porous | Wet | R600a | MinimizeLCOE_Brownfield | IgnoreSilica | 2019 | 1.6 | 0.099433 | 0.00010321 | 4 | 14870995.7509 | 50444393.7044 | 303165.3629 | 1028377.1968 | 23.4688 | 0.15903 | 18.9562 | 7164.2123 | 0 | 7897.9276 | 0 | 0 | 0 | 0 | 5874.2345 | 15283.5533 | 10431.3392 | 46651.2669 | 961560.8286 | 5131302.0575 | 5131302.0575 | 6472969.3905 | 3082262.2491 | 0 | 6139514.153 | 20826047.8501 | 4216.965 | 0.00041285 | 14870995.7509 | 50444393.7044 | 303165.3629 | 1028377.1968
1 | 1400 | 707 | 0.03 | 15 | 15 | 7 | 5.6234e-12 | 5spot_SharedNeighbor | CO2 | Porous | Wet | R600a | MinimizeLCOE_Brownfield | IgnoreSilica | 2019 | 1.6 | 0.099433 | 0.00010322 | 4 | 14870597.396 | 50443037.2519 | 303157.2419 | 1028349.5436 | 23.4688 | 0.15903 | 19.3002 | 7164.3392 | 0 | 7898.0893 | 0 | 0 | 0 | 0 | 5874.3471 | 15283.8462 | 10431.5391 | 46652.1608 | 961560.8286 | 5131302.0575 | 5131302.0575 | 6472969.3905 | 3082262.2491 | 0 | 6139515.0469 | 20826048.744 | 5623.4133 | 0.00041286 | 14870597.396 | 50443037.2519 | 303157.2419 | 1028349.5436
1 | 1400 | 707 | 0.03 | 15 | 15 | 7 | 7.4989e-12 | 5spot_SharedNeighbor | CO2 | Porous | Wet | R600a | MinimizeLCOE_Brownfield | IgnoreSilica | 2019 | 1.6 | 0.099434 | 0.00010322 | 4 | 14870271.5222 | 50441927.6076 | 303150.5985 | 1028326.922 | 23.4688 | 0.15903 | 19.3847 | 7164.443 | 0 | 7898.2216 | 0 | 0 | 0 | 0 | 5874.4392 | 15284.0858 | 10431.7026 | 46652.8921 | 961560.8286 | 5131302.0575 | 5131302.0575 | 6472969.3905 | 3082262.2491 | 0 | 6139515.7782 | 20826049.4753 | 7498.9421 | 0.00041287 | 14870271.5222 | 50441927.6076 | 303150.5985 | 1028326.922
1 | 1400 | 707 | 0.03 | 15 | 15 | 7 | 1e-11 | 5spot_SharedNeighbor | CO2 | Porous | Wet | R600a | MinimizeLCOE_Brownfield | IgnoreSilica | 2019 | 1.6 | 0.099434 | 0.00010322 | 4 | 14870011.4213 | 50441041.9292 | 303145.296 | 1028308.8663 | 23.4688 | 0.15903 | 19.1911 | 7164.5259 | 0 | 7898.3272 | 0 | 0 | 0 | 0 | 5874.5127 | 15284.277 | 10431.8331 | 46653.4759 | 961560.8286 | 5131302.0575 | 5131302.0575 | 6472969.3905 | 3082262.2491 | 0 | 6139516.362 | 20826050.059 | 10000 | 0.00041288 | 14870011.4213 | 50441041.9292 | 303145.296 | 1028308.8663
1 | 1400 | 707 | 0.03 | 15 | 15 | 7 | 1.3335e-11 | 5spot_SharedNeighbor | CO2 | Porous | Wet | R600a | MinimizeLCOE_Brownfield | IgnoreSilica | 2019 | 1.6 | 0.099434 | 0.00010322 | 4 | 14869807.3414 | 50440347.0095 | 303141.1356 | 1028294.6994 | 23.4689 | 0.15904 | 18.9105 | 7164.5909 | 0 | 7898.4101 | 0 | 0 | 0 | 0 | 5874.5704 | 15284.427 | 10431.9355 | 46653.9339 | 961560.8286 | 5131302.0575 | 5131302.0575 | 6472969.3905 | 3082262.2491 | 0 | 6139516.82 | 20826050.5171 | 13335.2143 | 0.00041288 | 14869807.3414 | 50440347.0095 | 303141.1356 | 1028294.6994
1 | 1400 | 707 | 0.03 | 15 | 15 | 7 | 1.7783e-11 | 5spot_SharedNeighbor | CO2 | Porous | Wet | R600a | MinimizeLCOE_Brownfield | IgnoreSilica | 2019 | 1.6 | 0.099434 | 0.00010322 | 4 | 14869649.1376 | 50439808.3043 | 303137.9104 | 1028283.7172 | 23.4689 | 0.15904 | 18.4899 | 7164.6413 | 0 | 7898.4743 | 0 | 0 | 0 | 0 | 5874.6151 | 15284.5434 | 10432.0149 | 46654.2889 | 961560.8286 | 5131302.0575 | 5131302.0575 | 6472969.3905 | 3082262.2491 | 0 | 6139517.1751 | 20826050.8721 | 17782.7941 | 0.00041289 | 14869649.1376 | 50439808.3043 | 303137.9104 | 1028283.7172
1 | 1400 | 707 | 0.03 | 15 | 15 | 7 | 2.3714e-11 | 5spot_SharedNeighbor | CO2 | Porous | Wet | R600a | MinimizeLCOE_Brownfield | IgnoreSilica | 2019 | 1.6 | 0.099434 | 0.00010322 | 4 | 14869527.5616 | 50439394.3215 | 303135.4319 | 1028275.2776 | 23.4689 | 0.15904 | 19.1771 | 7164.68 | 0 | 7898.5237 | 0 | 0 | 0 | 0 | 5874.6494 | 15284.6328 | 10432.0759 | 46654.5618 | 961560.8286 | 5131302.0575 | 5131302.0575 | 6472969.3905 | 3082262.2491 | 0 | 6139517.4479 | 20826051.145 | 23713.7371 | 0.00041289 | 14869527.5616 | 50439394.3215 | 303135.4319 | 1028275.2776
1 | 1400 | 707 | 0.03 | 15 | 15 | 7 | 3.1623e-11 | 5spot_SharedNeighbor | CO2 | Porous | Wet | R600a | MinimizeLCOE_Brownfield | IgnoreSilica | 2019 | 1.6 | 0.099434 | 0.00010322 | 4 | 14869434.729 | 50439078.2141 | 303133.5394 | 1028268.8333 | 23.4689 | 0.15904 | 19.0509 | 7164.7096 | 0 | 7898.5614 | 0 | 0 | 0 | 0 | 5874.6757 | 15284.701 | 10432.1225 | 46654.7702 | 961560.8286 | 5131302.0575 | 5131302.0575 | 6472969.3905 | 3082262.2491 | 0 | 6139517.6563 | 20826051.3533 | 31622.7766 | 0.0004129 | 14869434.729 | 50439078.2141 | 303133.5394 | 1028268.8333
1 | 1400 | 707 | 0.03 | 15 | 15 | 7 | 4.217e-11 | 5spot_SharedNeighbor | CO2 | Porous | Wet | R600a | MinimizeLCOE_Brownfield | IgnoreSilica | 2019 | 1.6 | 0.099434 | 0.00010322 | 4 | 14869364.1702 | 50438837.9519 | 303132.1009 | 1028263.9352 | 23.4689 | 0.15904 | 18.9655 | 7164.7321 | 0 | 7898.59 | 0 | 0 | 0 | 0 | 5874.6956 | 15284.7529 | 10432.1579 | 46654.9285 | 961560.8286 | 5131302.0575 | 5131302.0575 | 6472969.3905 | 3082262.2491 | 0 | 6139517.8146 | 20826051.5117 | 42169.6503 | 0.0004129 | 14869364.1702 | 50438837.9519 | 303132.1009 | 1028263.9352
1 | 1400 | 707 | 0.03 | 15 | 15 | 7 | 5.6234e-11 | 5spot_SharedNeighbor | CO2 | Porous | Wet | R600a | MinimizeLCOE_Brownfield | IgnoreSilica | 2019 | 1.6 | 0.099434 | 0.00010322 | 4 | 14869310.7249 | 50438655.9634 | 303131.0114 | 1028260.2251 | 23.4689 | 0.15904 | 18.8719 | 7164.7491 | 0 | 7898.6117 | 0 | 0 | 0 | 0 | 5874.7107 | 15284.7922 | 10432.1848 | 46655.0485 | 961560.8286 | 5131302.0575 | 5131302.0575 | 6472969.3905 | 3082262.2491 | 0 | 6139517.9346 | 20826051.6317 | 56234.1325 | 0.0004129 | 14869310.7249 | 50438655.9634 | 303131.0114 | 1028260.2251
1 | 1400 | 707 | 0.03 | 15 | 15 | 7 | 7.4989e-11 | 5spot_SharedNeighbor | CO2 | Porous | Wet | R600a | MinimizeLCOE_Brownfield | IgnoreSilica | 2019 | 1.6 | 0.099434 | 0.00010322 | 4 | 14869270.3462 | 50438518.4684 | 303130.1882 | 1028257.4221 | 23.4689 | 0.15904 | 19.1514 | 7164.762 | 0 | 7898.6281 | 0 | 0 | 0 | 0 | 5874.7221 | 15284.8219 | 10432.205 | 46655.1391 | 961560.8286 | 5131302.0575 | 5131302.0575 | 6472969.3905 | 3082262.2491 | 0 | 6139518.0252 | 20826051.7223 | 74989.4209 | 0.0004129 | 14869270.3462 | 50438518.4684 | 303130.1882 | 1028257.4221
1 | 1400 | 707 | 0.03 | 15 | 15 | 7 | 1e-10 | 5spot_SharedNeighbor | CO2 | Porous | Wet | R600a | MinimizeLCOE_Brownfield | IgnoreSilica | 2019 | 1.6 | 0.099434 | 0.00010323 | 4 | 14869239.894 | 50438414.7745 | 303129.5674 | 1028255.3082 | 23.4689 | 0.15904 | 19.3931 | 7164.7717 | 0 | 7898.6405 | 0 | 0 | 0 | 0 | 5874.7307 | 15284.8443 | 10432.2203 | 46655.2074 | 961560.8286 | 5131302.0575 | 5131302.0575 | 6472969.3905 | 3082262.2491 | 0 | 6139518.0936 | 20826051.7906 | 100000 | 0.0004129 | 14869239.894 | 50438414.7745 | 303129.5674 | 1028255.3082
1 | 1400 | 707 | 0.03 | 15 | 15 | 7 | 1.3335e-10 | 5spot_SharedNeighbor | CO2 | Porous | Wet | R600a | MinimizeLCOE_Brownfield | IgnoreSilica | 2019 | 1.6 | 0.099434 | 0.00010323 | 4 | 14869216.9662 | 50438336.7025 | 303129.1 | 1028253.7166 | 23.4689 | 0.15904 | 18.9545 | 7164.779 | 0 | 7898.6498 | 0 | 0 | 0 | 0 | 5874.7372 | 15284.8611 | 10432.2318 | 46655.2589 | 961560.8286 | 5131302.0575 | 5131302.0575 | 6472969.3905 | 3082262.2491 | 0 | 6139518.145 | 20826051.8421 | 133352.1432 | 0.0004129 | 14869216.9662 | 50438336.7025 | 303129.1 | 1028253.7166
1 | 1400 | 707 | 0.03 | 15 | 15 | 7 | 1.7783e-10 | 5spot_SharedNeighbor | CO2 | Porous | Wet | R600a | MinimizeLCOE_Brownfield | IgnoreSilica | 2019 | 1.6 | 0.099434 | 0.00010323 | 4 | 14869199.7181 | 50438277.9704 | 303128.7483 | 1028252.5192 | 23.4689 | 0.15904 | 19.1771 | 7164.7845 | 0 | 7898.6568 | 0 | 0 | 0 | 0 | 5874.7421 | 15284.8738 | 10432.2405 | 46655.2976 | 961560.8286 | 5131302.0575 | 5131302.0575 | 6472969.3905 | 3082262.2491 | 0 | 6139518.1837 | 20826051.8808 | 177827.941 | 0.0004129 | 14869199.7181 | 50438277.9704 | 303128.7483 | 1028252.5192
1 | 1400 | 707 | 0.03 | 15 | 15 | 7 | 2.3714e-10 | 5spot_SharedNeighbor | CO2 | Porous | Wet | R600a | MinimizeLCOE_Brownfield | IgnoreSilica | 2019 | 1.6 | 0.099434 | 0.00010323 | 4 | 14869186.7506 | 50438233.8142 | 303128.484 | 1028251.6191 | 23.4689 | 0.15904 | 18.7607 | 7164.7886 | 0 | 7898.662 | 0 | 0 | 0 | 0 | 5874.7457 | 15284.8834 | 10432.247 | 46655.3267 | 961560.8286 | 5131302.0575 | 5131302.0575 | 6472969.3905 | 3082262.2491 | 0 | 6139518.2128 | 20826051.9099 | 237137.3706 | 0.0004129 | 14869186.7506 | 50438233.8142 | 303128.484 | 1028251.6191
1 | 1400 | 707 | 0.03 | 15 | 15 | 7 | 3.1623e-10 | 5spot_SharedNeighbor | CO2 | Porous | Wet | R600a | MinimizeLCOE_Brownfield | IgnoreSilica | 2019 | 1.6 | 0.099434 | 0.00010323 | 4 | 14869177.0112 | 50438200.6502 | 303128.2854 | 1028250.943 | 23.4689 | 0.15904 | 18.8589 | 7164.7917 | 0 | 7898.666 | 0 | 0 | 0 | 0 | 5874.7485 | 15284.8905 | 10432.2519 | 46655.3486 | 961560.8286 | 5131302.0575 | 5131302.0575 | 6472969.3905 | 3082262.2491 | 0 | 6139518.2347 | 20826051.9318 | 316227.766 | 0.0004129 | 14869177.0112 | 50438200.6502 | 303128.2854 | 1028250.943
1 | 1400 | 707 | 0.03 | 15 | 15 | 7 | 4.217e-10 | 5spot_SharedNeighbor | CO2 | Porous | Wet | R600a | MinimizeLCOE_Brownfield | IgnoreSilica | 2019 | 1.6 | 0.099434 | 0.00010323 | 4 | 14869169.6982 | 50438175.7487 | 303128.1363 | 1028250.4353 | 23.4689 | 0.15904 | 18.9005 | 7164.794 | 0 | 7898.669 | 0 | 0 | 0 | 0 | 5874.7506 | 15284.8959 | 10432.2555 | 46655.365 | 961560.8286 | 5131302.0575 | 5131302.0575 | 6472969.3905 | 3082262.2491 | 0 | 6139518.2511 | 20826051.9482 | 421696.5034 | 0.0004129 | 14869169.6982 | 50438175.7487 | 303128.1363 | 1028250.4353
1 | 1400 | 707 | 0.03 | 15 | 15 | 7 | 5.6234e-10 | 5spot_SharedNeighbor | CO2 | Porous | Wet | R600a | MinimizeLCOE_Brownfield | IgnoreSilica | 2019 | 1.6 | 0.099434 | 0.00010323 | 4 | 14869164.2095 | 50438157.0588 | 303128.0244 | 1028250.0543 | 23.4689 | 0.15904 | 19.4553 | 7164.7958 | 0 | 7898.6712 | 0 | 0 | 0 | 0 | 5874.7521 | 15284.8999 | 10432.2583 | 46655.3773 | 961560.8286 | 5131302.0575 | 5131302.0575 | 6472969.3905 | 3082262.2491 | 0 | 6139518.2634 | 20826051.9605 | 562341.3252 | 0.0004129 | 14869164.2095 | 50438157.0588 | 303128.0244 | 1028250.0543
1 | 1400 | 707 | 0.03 | 15 | 15 | 7 | 7.4989e-10 | 5spot_SharedNeighbor | CO2 | Porous | Wet | R600a | MinimizeLCOE_Brownfield | IgnoreSilica | 2019 | 1.6 | 0.099434 | 0.00010323 | 4 | 14869160.0892 | 50438143.0287 | 303127.9404 | 1028249.7683 | 23.4689 | 0.15904 | 19.0548 | 7164.7971 | 0 | 7898.6729 | 0 | 0 | 0 | 0 | 5874.7533 | 15284.903 | 10432.2603 | 46655.3866 | 961560.8286 | 5131302.0575 | 5131302.0575 | 6472969.3905 | 3082262.2491 | 0 | 6139518.2727 | 20826051.9698 | 749894.2093 | 0.0004129 | 14869160.0892 | 50438143.0287 | 303127.9404 | 1028249.7683
1 | 1400 | 707 | 0.03 | 15 | 15 | 7 | 1e-09 | 5spot_SharedNeighbor | CO2 | Porous | Wet | R600a | MinimizeLCOE_Brownfield | IgnoreSilica | 2019 | 1.6 | 0.099434 | 0.00010323 | 4 | 14869156.9987 | 50438132.5051 | 303127.8774 | 1028249.5537 | 23.4689 | 0.15904 | 19.0984 | 7164.7981 | 0 | 7898.6741 | 0 | 0 | 0 | 0 | 5874.7542 | 15284.9052 | 10432.2619 | 46655.3935 | 961560.8286 | 5131302.0575 | 5131302.0575 | 6472969.3905 | 3082262.2491 | 0 | 6139518.2796 | 20826051.9767 | 1000000 | 0.0004129 | 14869156.9987 | 50438132.5051 | 303127.8774 | 1028249.5537
1 | 1400 | 707 | 0.03 | 15 | 15 | 7 | 1.3335e-09 | 5spot_SharedNeighbor | CO2 | Porous | Wet | R600a | MinimizeLCOE_Brownfield | IgnoreSilica | 2019 | 1.6 | 0.099434 | 0.00010323 | 4 | 14869154.6814 | 50438124.6143 | 303127.8302 | 1028249.3929 | 23.4689 | 0.15904 | 19.0372 | 7164.7988 | 0 | 7898.6751 | 0 | 0 | 0 | 0 | 5874.7548 | 15284.9069 | 10432.2631 | 46655.3987 | 961560.8286 | 5131302.0575 | 5131302.0575 | 6472969.3905 | 3082262.2491 | 0 | 6139518.2848 | 20826051.9819 | 1333521.4322 | 0.0004129 | 14869154.6814 | 50438124.6143 | 303127.8302 | 1028249.3929
1 | 1400 | 707 | 0.03 | 15 | 15 | 7 | 1.7783e-09 | 5spot_SharedNeighbor | CO2 | Porous | Wet | R600a | MinimizeLCOE_Brownfield | IgnoreSilica | 2019 | 1.6 | 0.099434 | 0.00010323 | 4 | 14869152.94 | 50438118.6847 | 303127.7947 | 1028249.272 | 23.4689 | 0.15904 | 19.3036 | 7164.7994 | 0 | 7898.6758 | 0 | 0 | 0 | 0 | 5874.7553 | 15284.9082 | 10432.2639 | 46655.4026 | 961560.8286 | 5131302.0575 | 5131302.0575 | 6472969.3905 | 3082262.2491 | 0 | 6139518.2887 | 20826051.9858 | 1778279.41 | 0.0004129 | 14869152.94 | 50438118.6847 | 303127.7947 | 1028249.272
1 | 1400 | 707 | 0.03 | 15 | 15 | 7 | 2.3714e-09 | 5spot_SharedNeighbor | CO2 | Porous | Wet | R600a | MinimizeLCOE_Brownfield | IgnoreSilica | 2019 | 1.6 | 0.099434 | 0.00010323 | 4 | 14869151.6378 | 50438114.2504 | 303127.7682 | 1028249.1816 | 23.4689 | 0.15904 | 19.6508 | 7164.7998 | 0 | 7898.6763 | 0 | 0 | 0 | 0 | 5874.7557 | 15284.9092 | 10432.2646 | 46655.4055 | 961560.8286 | 5131302.0575 | 5131302.0575 | 6472969.3905 | 3082262.2491 | 0 | 6139518.2917 | 20826051.9887 | 2371373.7057 | 0.0004129 | 14869151.6378 | 50438114.2504 | 303127.7682 | 1028249.1816
1 | 1400 | 707 | 0.03 | 15 | 15 | 7 | 3.1623e-09 | 5spot_SharedNeighbor | CO2 | Porous | Wet | R600a | MinimizeLCOE_Brownfield | IgnoreSilica | 2019 | 1.6 | 0.099434 | 0.00010323 | 4 | 14869150.6562 | 50438110.9081 | 303127.7481 | 1028249.1135 | 23.4689 | 0.15904 | 19.5755 | 7164.8001 | 0 | 7898.6767 | 0 | 0 | 0 | 0 | 5874.756 | 15284.9099 | 10432.2651 | 46655.4077 | 961560.8286 | 5131302.0575 | 5131302.0575 | 6472969.3905 | 3082262.2491 | 0 | 6139518.2939 | 20826051.9909 | 3162277.6602 | 0.0004129 | 14869150.6562 | 50438110.9081 | 303127.7481 | 1028249.1135
1 | 1400 | 707 | 0.03 | 15 | 15 | 7 | 4.217e-09 | 5spot_SharedNeighbor | CO2 | Porous | Wet | R600a | MinimizeLCOE_Brownfield | IgnoreSilica | 2019 | 1.6 | 0.099434 | 0.00010323 | 4 | 14869149.9232 | 50438108.4119 | 303127.7332 | 1028249.0626 | 23.4689 | 0.15904 | 19.6114 | 7164.8003 | 0 | 7898.677 | 0 | 0 | 0 | 0 | 5874.7562 | 15284.9104 | 10432.2655 | 46655.4094 | 961560.8286 | 5131302.0575 | 5131302.0575 | 6472969.3905 | 3082262.2491 | 0 | 6139518.2955 | 20826051.9926 | 4216965.0343 | 0.0004129 | 14869149.9232 | 50438108.4119 | 303127.7332 | 1028249.0626
1 | 1400 | 707 | 0.03 | 15 | 15 | 7 | 5.6234e-09 | 5spot_SharedNeighbor | CO2 | Porous | Wet | R600a | MinimizeLCOE_Brownfield | IgnoreSilica | 2019 | 1.6 | 0.099434 | 0.00010323 | 4 | 14869149.3752 | 50438106.546 | 303127.722 | 1028249.0245 | 23.4689 | 0.15904 | 19.4303 | 7164.8005 | 0 | 7898.6772 | 0 | 0 | 0 | 0 | 5874.7563 | 15284.9108 | 10432.2657 | 46655.4106 | 961560.8286 | 5131302.0575 | 5131302.0575 | 6472969.3905 | 3082262.2491 | 0 | 6139518.2967 | 20826051.9938 | 5623413.2519 | 0.0004129 | 14869149.3752 | 50438106.546 | 303127.722 | 1028249.0245
1 | 1400 | 707 | 0.03 | 15 | 15 | 7 | 7.4989e-09 | 5spot_SharedNeighbor | CO2 | Porous | Wet | R600a | MinimizeLCOE_Brownfield | IgnoreSilica | 2019 | 1.6 | 0.099434 | 0.00010323 | 4 | 14869148.962 | 50438105.1388 | 303127.7136 | 1028248.9958 | 23.4689 | 0.15904 | 19.4878 | 7164.8006 | 0 | 7898.6774 | 0 | 0 | 0 | 0 | 5874.7564 | 15284.9112 | 10432.2659 | 46655.4115 | 961560.8286 | 5131302.0575 | 5131302.0575 | 6472969.3905 | 3082262.2491 | 0 | 6139518.2977 | 20826051.9947 | 7498942.0933 | 0.0004129 | 14869148.962 | 50438105.1388 | 303127.7136 | 1028248.9958
1 | 1400 | 707 | 0.03 | 15 | 15 | 7 | 1e-08 | 5spot_SharedNeighbor | CO2 | Porous | Wet | R600a | MinimizeLCOE_Brownfield | IgnoreSilica | 2019 | 1.6 | 0.099434 | 0.00010323 | 4 | 14869148.6508 | 50438104.0792 | 303127.7073 | 1028248.9742 | 23.4689 | 0.15904 | 18.9533 | 7164.8007 | 0 | 7898.6775 | 0 | 0 | 0 | 0 | 5874.7565 | 15284.9114 | 10432.2661 | 46655.4122 | 961560.8286 | 5131302.0575 | 5131302.0575 | 6472969.3905 | 3082262.2491 | 0 | 6139518.2984 | 20826051.9954 | 10000000 | 0.0004129 | 14869148.6508 | 50438104.0792 | 303127.7073 | 1028248.9742
1 | 1500 | 707 | 0.03 | 15 | 15 | 7 | 1e-13 | 5spot_SharedNeighbor | CO2 | Porous | Wet | R600a | MinimizeLCOE_Brownfield | IgnoreSilica | 2019 | 0.441 | 0.015811 | 5.5471e-05 | 4 | 29188194.2848 | 98322063.9466 | 595040.8205 | 2004428.264 | 24.3165 | 0.2847 | 27.595 | 4541.1082 | 0 | 4493.2375 | 0 | 0 | 0 | 0 | 3523.3948 | 9167.1506 | 6256.7686 | 27981.6597 | 961560.8286 | 5486900.7426 | 5486900.7426 | 6655388.4938 | 3197528.562 | 0 | 6476443.2309 | 21816261.0293 | 100 | 0.00022189 | 29188194.2848 | 98322063.9466 | 595040.8205 | 2004428.264
1 | 1500 | 707 | 0.03 | 15 | 15 | 7 | 1.3335e-13 | 5spot_SharedNeighbor | CO2 | Porous | Wet | R600a | MinimizeLCOE_Brownfield | IgnoreSilica | 2019 | 0.57453 | 0.025054 | 0.000109 | 4 | 14893941.2355 | 50076312.6473 | 303633.1376 | 1020873.3665 | 25.1631 | 0.40824 | 32.2772 | 7103.9376 | 0 | 7562.4246 | 0 | 0 | 0 | 0 | 5719.8813 | 14881.9578 | 10157.242 | 45425.4433 | 961560.8286 | 5486900.7426 | 5486900.7426 | 6655388.4938 | 3197528.562 | 0 | 6493887.0145 | 21833704.813 | 133.3521 | 0.00043601 | 14893941.2355 | 50076312.6473 | 303633.1376 | 1020873.3665
1 | 1500 | 707 | 0.03 | 15 | 15 | 7 | 1.7783e-13 | 5spot_SharedNeighbor | CO2 | Porous | Wet | R600a | MinimizeLCOE_Brownfield | IgnoreSilica | 2019 | 0.81347 | 0.041942 | 0.00019847 | 4 | 8210869.4295 | 27533537.9981 | 167389.6793 | 561308.414 | 25.8097 | 0.50383 | 25.2012 | 10583.2884 | 0 | 12003.4858 | 0 | 0 | 0 | 0 | 8808.8419 | 22918.7997 | 15642.5517 | 69956.9675 | 961560.8286 | 5486900.7426 | 5486900.7426 | 6655388.4938 | 3197528.562 | 0 | 6518418.5387 | 21858236.3372 | 177.8279 | 0.00079388 | 8210869.4295 | 27533537.9981 | 167389.6793 | 561308.414
1 | 1500 | 707 | 0.03 | 15 | 15 | 7 | 2.3714e-13 | 5spot_SharedNeighbor | CO2 | Porous | Wet | R600a | MinimizeLCOE_Brownfield | IgnoreSilica | 2019 | 1.0452 | 0.058353 | 0.00030411 | 4 | 5379216.4033 | 17989612.3744 | 109662.6023 | 366742.581 | 26.3222 | 0.58074 | 38.0288 | 14051.1551 | 0 | 16635.4688 | 0 | 0 | 0 | 0 | 11967.7833 | 31137.7173 | 21252.1318 | 95044.2563 | 961560.8286 | 5486900.7426 | 5486900.7426 | 6655388.4938 | 3197528.562 | 0 | 6543505.8275 | 21883323.626 | 237.1374 | 0.0012164 | 5379216.4033 | 17989612.3744 | 109662.6023 | 366742.581
1 | 1500 | 707 | 0.03 | 15 | 15 | 7 | 3.1623e-13 | 5spot_SharedNeighbor | CO2 | Porous | Wet | R600a | MinimizeLCOE_Brownfield | IgnoreSilica | 2019 | 1.4371 | 0.086338 | 0.00044415 | 4 | 3700469.6673 | 12334930.0153 | 75439.0794 | 251464.2326 | 26.5137 | 0.60949 | 37.8773 | 18164.7829 | 0 | 22426.7782 | 0 | 0 | 0 | 0 | 15830.7088 | 41188.2571 | 28111.8318 | 125722.3589 | 961560.8286 | 5486900.7426 | 5486900.7426 | 6655388.4938 | 3197528.562 | 0 | 6574183.9301 | 21914001.7285 | 316.2278 | 0.0017766 | 3700469.6673 | 12334930.0153 | 75439.0794 | 251464.2326
1 | 1500 | 707 | 0.03 | 15 | 15 | 7 | 4.217e-13 | 5spot_SharedNeighbor | CO2 | Porous | Wet | R600a | MinimizeLCOE_Brownfield | IgnoreSilica | 2019 | 1.6 | 0.097969 | 0.00050587 | 4 | 3255231.2135 | 10836193.968 | 66362.2913 | 220910.4711 | 26.587 | 0.62055 | 21.3038 | 19839.0242 | 0 | 24841.5284 | 0 | 0 | 0 | 0 | 17425.4155 | 45337.3567 | 30943.6776 | 138387.0025 | 961560.8286 | 5486900.7426 | 5486900.7426 | 6655388.4938 | 3197528.562 | 0 | 6586848.5737 | 21926666.3721 | 421.6965 | 0.0020235 | 3255231.2135 | 10836193.968 | 66362.2913 | 220910.4711
1 | 1500 | 707 | 0.03 | 15 | 15 | 7 | 5.6234e-13 | 5spot_SharedNeighbor | CO2 | Porous | Wet | R600a | MinimizeLCOE_Brownfield | IgnoreSilica | 2019 | 1.6 | 0.097968 | 0.00050588 | 4 | 3255120.6682 | 10835822.2976 | 66360.0377 | 220902.8941 | 26.5871 | 0.62057 | 21.671 | 19839.4578 | 0 | 24842.1275 | 0 | 0 | 0 | 0 | 17425.8183 | 45338.4046 | 30944.3928 | 138390.2009 | 961560.8286 | 5486900.7426 | 5486900.7426 | 6655388.4938 | 3197528.562 | 0 | 6586851.7721 | 21926669.5706 | 562.3413 | 0.0020235 | 3255120.6682 | 10835822.2976 | 66360.0377 | 220902.8941
1 | 1500 | 707 | 0.03 | 15 | 15 | 7 | 7.4989e-13 | 5spot_SharedNeighbor | CO2 | Porous | Wet | R600a | MinimizeLCOE_Brownfield | IgnoreSilica | 2019 | 1.6 | 0.097967 | 0.0005059 | 4 | 3255041.3599 | 10835555.6511 | 66358.4209 | 220897.4581 | 26.5871 | 0.62058 | 20.8886 | 19839.7689 | 0 | 24842.5574 | 0 | 0 | 0 | 0 | 17426.1072 | 45339.1564 | 30944.9059 | 138392.4957 | 961560.8286 | 5486900.7426 | 5486900.7426 | 6655388.4938 | 3197528.562 | 0 | 6586854.0669 | 21926671.8653 | 749.8942 | 0.0020236 | 3255041.3599 | 10835555.6511 | 66358.4209 | 220897.4581
1 | 1500 | 707 | 0.03 | 15 | 15 | 7 | 1e-12 | 5spot_SharedNeighbor | CO2 | Porous | Wet | R600a | MinimizeLCOE_Brownfield | IgnoreSilica | 2019 | 3.7 | 0.24805 | 0.0013753 | 4 | 1224928.4698 | 4013353.9216 | 24971.8237 | 81817.6482 | 27.1321 | 0.70373 | 29.6911 | 39161.1248 | 0 | 54525.9993 | 0 | 0 | 0 | 0 | 36537.9784 | 95064.3248 | 64883.3551 | 290172.7824 | 961560.8286 | 5486900.7426 | 5486900.7426 | 6655388.4938 | 3197528.562 | 0 | 6738634.3536 | 22078452.1521 | 1000 | 0.0055012 | 1224928.4698 | 4013353.9216 | 24971.8237 | 81817.6482
1 | 1500 | 707 | 0.03 | 15 | 15 | 7 | 1.3335e-12 | 5spot_SharedNeighbor | CO2 | Porous | Wet | R600a | MinimizeLCOE_Brownfield | IgnoreSilica | 2019 | 3.7 | 0.24805 | 0.0013754 | 4 | 1224892.3135 | 4013232.9844 | 24971.0866 | 81815.1827 | 27.1322 | 0.70375 | 30.5033 | 39161.8877 | 0 | 54527.1673 | 0 | 0 | 0 | 0 | 36538.7315 | 95066.2842 | 64884.6924 | 290178.7631 | 961560.8286 | 5486900.7426 | 5486900.7426 | 6655388.4938 | 3197528.562 | 0 | 6738640.3343 | 22078458.1327 | 1333.5214 | 0.0055014 | 1224892.3135 | 4013232.9844 | 24971.0866 | 81815.1827
1 | 1500 | 707 | 0.03 | 15 | 15 | 7 | 1.7783e-12 | 5spot_SharedNeighbor | CO2 | Porous | Wet | R600a | MinimizeLCOE_Brownfield | IgnoreSilica | 2019 | 3.7 | 0.24805 | 0.0013754 | 4 | 1224867.6833 | 4013150.6004 | 24970.5845 | 81813.5032 | 27.1322 | 0.70376 | 29.2723 | 39162.4074 | 0 | 54527.9631 | 0 | 0 | 0 | 0 | 36539.2445 | 95067.619 | 64885.6034 | 290182.8373 | 961560.8286 | 5486900.7426 | 5486900.7426 | 6655388.4938 | 3197528.562 | 0 | 6738644.4085 | 22078462.207 | 1778.2794 | 0.0055015 | 1224867.6833 | 4013150.6004 | 24970.5845 | 81813.5032
1 | 1500 | 707 | 0.03 | 15 | 15 | 7 | 2.3714e-12 | 5spot_SharedNeighbor | CO2 | Porous | Wet | R600a | MinimizeLCOE_Brownfield | IgnoreSilica | 2019 | 3.7 | 0.24805 | 0.0013754 | 4 | 1224858.8598 | 4013121.0871 | 24970.4046 | 81812.9015 | 27.1323 | 0.70377 | 29.2911 | 39162.5936 | 0 | 54528.2481 | 0 | 0 | 0 | 0 | 36539.4283 | 95068.0971 | 64885.9298 | 290184.2969 | 961560.8286 | 5486900.7426 | 5486900.7426 | 6655388.4938 | 3197528.562 | 0 | 6738645.8681 | 22078463.6666 | 2371.3737 | 0.0055016 | 1224858.8598 | 4013121.0871 | 24970.4046 | 81812.9015
1 | 1500 | 707 | 0.03 | 15 | 15 | 7 | 3.1623e-12 | 5spot_SharedNeighbor | CO2 | Porous | Wet | R600a | MinimizeLCOE_Brownfield | IgnoreSilica | 2019 | 3.7 | 0.24805 | 0.0013754 | 4 | 1224861.4828 | 4013129.8607 | 24970.4581 | 81813.0804 | 27.1323 | 0.70376 | 29.4325 | 39162.5383 | 0 | 54528.1634 | 0 | 0 | 0 | 0 | 36539.3737 | 95067.955 | 64885.8327 | 290183.863 | 961560.8286 | 5486900.7426 | 5486900.7426 | 6655388.4938 | 3197528.562 | 0 | 6738645.4342 | 22078463.2327 | 3162.2777 | 0.0055016 | 1224861.4828 | 4013129.8607 | 24970.4581 | 81813.0804
1 | 1500 | 707 | 0.03 | 15 | 15 | 7 | 4.217e-12 | 5spot_SharedNeighbor | CO2 | Porous | Wet | R600a | MinimizeLCOE_Brownfield | IgnoreSilica | 2019 | 3.7 | 0.24805 | 0.0013754 | 4 | 1224870.3702 | 4013159.5878 | 24970.6393 | 81813.6864 | 27.1322 | 0.70376 | 29.0859 | 39162.3507 | 0 | 54527.8763 | 0 | 0 | 0 | 0 | 36539.1885 | 95067.4733 | 64885.504 | 290182.3929 | 961560.8286 | 5486900.7426 | 5486900.7426 | 6655388.4938 | 3197528.562 | 0 | 6738643.9641 | 22078461.7625 | 4216.965 | 0.0055015 | 1224870.3702 | 4013159.5878 | 24970.6393 | 81813.6864
1 | 1500 | 707 | 0.03 | 15 | 15 | 7 | 5.6234e-12 | 5spot_SharedNeighbor | CO2 | Porous | Wet | R600a | MinimizeLCOE_Brownfield | IgnoreSilica | 2019 | 3.7 | 0.24805 | 0.0013754 | 4 | 1224881.6931 | 4013197.461 | 24970.8701 | 81814.4585 | 27.1322 | 0.70375 | 29.4417 | 39162.1118 | 0 | 54527.5105 | 0 | 0 | 0 | 0 | 36538.9527 | 95066.8597 | 64885.0852 | 290180.5198 | 961560.8286 | 5486900.7426 | 5486900.7426 | 6655388.4938 | 3197528.562 | 0 | 6738642.0911 | 22078459.8895 | 5623.4133 | 0.0055015 | 1224881.6931 | 4013197.461 | 24970.8701 | 81814.4585
1 | 1500 | 707 | 0.03 | 15 | 15 | 7 | 7.4989e-12 | 5spot_SharedNeighbor | CO2 | Porous | Wet | R600a | MinimizeLCOE_Brownfield | IgnoreSilica | 2019 | 3.7 | 0.24805 | 0.0013754 | 4 | 1224893.1399 | 4013235.7487 | 24971.1034 | 81815.239 | 27.1322 | 0.70375 | 28.7589 | 39161.8703 | 0 | 54527.1406 | 0 | 0 | 0 | 0 | 36538.7143 | 95066.2394 | 64884.6618 | 290178.6264 | 961560.8286 | 5486900.7426 | 5486900.7426 | 6655388.4938 | 3197528.562 | 0 | 6738640.1976 | 22078457.996 | 7498.9421 | 0.0055014 | 1224893.1399 | 4013235.7487 | 24971.1034 | 81815.239
1 | 1500 | 707 | 0.03 | 15 | 15 | 7 | 1e-11 | 5spot_SharedNeighbor | CO2 | Porous | Wet | R600a | MinimizeLCOE_Brownfield | IgnoreSilica | 2019 | 3.7 | 0.24805 | 0.0013753 | 4 | 1224903.5321 | 4013270.5089 | 24971.3153 | 81815.9477 | 27.1321 | 0.70375 | 28.9904 | 39161.651 | 0 | 54526.8049 | 0 | 0 | 0 | 0 | 36538.4978 | 95065.6762 | 64884.2774 | 290176.9074 | 961560.8286 | 5486900.7426 | 5486900.7426 | 6655388.4938 | 3197528.562 | 0 | 6738638.4786 | 22078456.277 | 10000 | 0.0055014 | 1224903.5321 | 4013270.5089 | 24971.3153 | 81815.9477
1 | 1500 | 707 | 0.03 | 15 | 15 | 7 | 1.3335e-11 | 5spot_SharedNeighbor | CO2 | Porous | Wet | R600a | MinimizeLCOE_Brownfield | IgnoreSilica | 2019 | 3.7 | 0.24805 | 0.0013753 | 4 | 1224912.405 | 4013300.1874 | 24971.4962 | 81816.5527 | 27.1321 | 0.70374 | 28.9074 | 39161.4638 | 0 | 54526.5183 | 0 | 0 | 0 | 0 | 36538.313 | 95065.1954 | 64883.9492 | 290175.4397 | 961560.8286 | 5486900.7426 | 5486900.7426 | 6655388.4938 | 3197528.562 | 0 | 6738637.0109 | 22078454.8093 | 13335.2143 | 0.0055013 | 1224912.405 | 4013300.1874 | 24971.4962 | 81816.5527
1 | 1500 | 707 | 0.03 | 15 | 15 | 7 | 1.7783e-11 | 5spot_SharedNeighbor | CO2 | Porous | Wet | R600a | MinimizeLCOE_Brownfield | IgnoreSilica | 2019 | 3.7 | 0.24805 | 0.0013753 | 4 | 1224919.6931 | 4013324.5651 | 24971.6448 | 81817.0497 | 27.1321 | 0.70374 | 28.6369 | 39161.31 | 0 | 54526.2828 | 0 | 0 | 0 | 0 | 36538.1612 | 95064.8004 | 64883.6797 | 290174.2341 | 961560.8286 | 5486900.7426 | 5486900.7426 | 6655388.4938 | 3197528.562 | 0 | 6738635.8053 | 22078453.6038 | 17782.7941 | 0.0055013 | 1224919.6931 | 4013324.5651 | 24971.6448 | 81817.0497
1 | 1500 | 707 | 0.03 | 15 | 15 | 7 | 2.3714e-11 | 5spot_SharedNeighbor | CO2 | Porous | Wet | R600a | MinimizeLCOE_Brownfield | IgnoreSilica | 2019 | 3.7 | 0.24805 | 0.0013753 | 4 | 1224925.5267 | 4013344.0776 | 24971.7637 | 81817.4475 | 27.1321 | 0.70374 | 29.1986 | 39161.1869 | 0 | 54526.0944 | 0 | 0 | 0 | 0 | 36538.0397 | 95064.4843 | 64883.4639 | 290173.2692 | 961560.8286 | 5486900.7426 | 5486900.7426 | 6655388.4938 | 3197528.562 | 0 | 6738634.8404 | 22078452.6388 | 23713.7371 | 0.0055013 | 1224925.5267 | 4013344.0776 | 24971.7637 | 81817.4475
1 | 1500 | 707 | 0.03 | 15 | 15 | 7 | 3.1623e-11 | 5spot_SharedNeighbor | CO2 | Porous | Wet | R600a | MinimizeLCOE_Brownfield | IgnoreSilica | 2019 | 3.7 | 0.24805 | 0.0013753 | 4 | 1224930.1133 | 4013359.419 | 24971.8572 | 81817.7602 | 27.1321 | 0.70373 | 29.0933 | 39161.0901 | 0 | 54525.9462 | 0 | 0 | 0 | 0 | 36537.9442 | 95064.2358 | 64883.2943 | 290172.5106 | 961560.8286 | 5486900.7426 | 5486900.7426 | 6655388.4938 | 3197528.562 | 0 | 6738634.0818 | 22078451.8802 | 31622.7766 | 0.0055012 | 1224930.1133 | 4013359.419 | 24971.8572 | 81817.7602
1 | 1500 | 707 | 0.03 | 15 | 15 | 7 | 4.217e-11 | 5spot_SharedNeighbor | CO2 | Porous | Wet | R600a | MinimizeLCOE_Brownfield | IgnoreSilica | 2019 | 3.7 | 0.24805 | 0.0013753 | 4 | 1224933.6741 | 4013371.3292 | 24971.9298 | 81818.003 | 27.132 | 0.70373 | 29.105 | 39161.015 | 0 | 54525.8312 | 0 | 0 | 0 | 0 | 36537.87 | 95064.0428 | 64883.1626 | 290171.9216 | 961560.8286 | 5486900.7426 | 5486900.7426 | 6655388.4938 | 3197528.562 | 0 | 6738633.4928 | 22078451.2912 | 42169.6503 | 0.0055012 | 1224933.6741 | 4013371.3292 | 24971.9298 | 81818.003
1 | 1500 | 707 | 0.03 | 15 | 15 | 7 | 5.6234e-11 | 5spot_SharedNeighbor | CO2 | Porous | Wet | R600a | MinimizeLCOE_Brownfield | IgnoreSilica | 2019 | 3.7 | 0.24805 | 0.0013753 | 4 | 1224936.4134 | 4013380.4917 | 24971.9856 | 81818.1898 | 27.132 | 0.70373 | 28.926 | 39160.9572 | 0 | 54525.7427 | 0 | 0 | 0 | 0 | 36537.813 | 95063.8944 | 64883.0613 | 290171.4685 | 961560.8286 | 5486900.7426 | 5486900.7426 | 6655388.4938 | 3197528.562 | 0 | 6738633.0397 | 22078450.8381 | 56234.1325 | 0.0055012 | 1224936.4134 | 4013380.4917 | 24971.9856 | 81818.1898
1 | 1500 | 707 | 0.03 | 15 | 15 | 7 | 7.4989e-11 | 5spot_SharedNeighbor | CO2 | Porous | Wet | R600a | MinimizeLCOE_Brownfield | IgnoreSilica | 2019 | 3.7 | 0.24805 | 0.0013753 | 4 | 1224938.5068 | 4013387.494 | 24972.0283 | 81818.3326 | 27.132 | 0.70373 | 29.3299 | 39160.913 | 0 | 54525.6751 | 0 | 0 | 0 | 0 | 36537.7694 | 95063.7809 | 64882.9839 | 290171.1222 | 961560.8286 | 5486900.7426 | 5486900.7426 | 6655388.4938 | 3197528.562 | 0 | 6738632.6934 | 22078450.4919 | 74989.4209 | 0.0055012 | 1224938.5068 | 4013387.494 | 24972.0283 | 81818.3326
1 | 1500 | 707 | 0.03 | 15 | 15 | 7 | 1e-10 | 5spot_SharedNeighbor | CO2 | Porous | Wet | R600a | MinimizeLCOE_Brownfield | IgnoreSilica | 2019 | 3.7 | 0.24805 | 0.0013753 | 4 | 1224940.0989 | 4013392.8191 | 24972.0608 | 81818.4411 | 27.132 | 0.70373 | 28.9795 | 39160.8794 | 0 | 54525.6236 | 0 | 0 | 0 | 0 | 36537.7362 | 95063.6947 | 64882.925 | 290170.8589 | 961560.8286 | 5486900.7426 | 5486900.7426 | 6655388.4938 | 3197528.562 | 0 | 6738632.4301 | 22078450.2285 | 100000 | 0.0055012 | 1224940.0989 | 4013392.8191 | 24972.0608 | 81818.4411
1 | 1500 | 707 | 0.03 | 15 | 15 | 7 | 1.3335e-10 | 5spot_SharedNeighbor | CO2 | Porous | Wet | R600a | MinimizeLCOE_Brownfield | IgnoreSilica | 2019 | 3.7 | 0.24805 | 0.0013753 | 4 | 1224941.3053 | 4013396.8544 | 24972.0854 | 81818.5234 | 27.132 | 0.70373 | 28.8998 | 39160.854 | 0 | 54525.5847 | 0 | 0 | 0 | 0 | 36537.7111 | 95063.6293 | 64882.8804 | 290170.6594 | 961560.8286 | 5486900.7426 | 5486900.7426 | 6655388.4938 | 3197528.562 | 0 | 6738632.2306 | 22078450.029 | 133352.1432 | 0.0055012 | 1224941.3053 | 4013396.8544 | 24972.0854 | 81818.5234
1 | 1500 | 707 | 0.03 | 15 | 15 | 7 | 1.7783e-10 | 5spot_SharedNeighbor | CO2 | Porous | Wet | R600a | MinimizeLCOE_Brownfield | IgnoreSilica | 2019 | 3.7 | 0.24805 | 0.0013753 | 4 | 1224942.2171 | 4013399.9042 | 24972.104 | 81818.5856 | 27.132 | 0.70373 | 28.7861 | 39160.8347 | 0 | 54525.5552 | 0 | 0 | 0 | 0 | 36537.6921 | 95063.5799 | 64882.8466 | 290170.5085 | 961560.8286 | 5486900.7426 | 5486900.7426 | 6655388.4938 | 3197528.562 | 0 | 6738632.0797 | 22078449.8782 | 177827.941 | 0.0055012 | 1224942.2171 | 4013399.9042 | 24972.104 | 81818.5856
1 | 1500 | 707 | 0.03 | 15 | 15 | 7 | 2.3714e-10 | 5spot_SharedNeighbor | CO2 | Porous | Wet | R600a | MinimizeLCOE_Brownfield | IgnoreSilica | 2019 | 3.7 | 0.24805 | 0.0013753 | 4 | 1224942.9048 | 4013402.2047 | 24972.118 | 81818.6325 | 27.132 | 0.70373 | 29.6752 | 39160.8202 | 0 | 54525.533 | 0 | 0 | 0 | 0 | 36537.6778 | 95063.5426 | 64882.8212 | 290170.3948 | 961560.8286 | 5486900.7426 | 5486900.7426 | 6655388.4938 | 3197528.562 | 0 | 6738631.966 | 22078449.7644 | 237137.3706 | 0.0055012 | 1224942.9048 | 4013402.2047 | 24972.118 | 81818.6325
1 | 1500 | 707 | 0.03 | 15 | 15 | 7 | 3.1623e-10 | 5spot_SharedNeighbor | CO2 | Porous | Wet | R600a | MinimizeLCOE_Brownfield | IgnoreSilica | 2019 | 3.7 | 0.24805 | 0.0013753 | 4 | 1224943.4229 | 4013403.9375 | 24972.1285 | 81818.6678 | 27.132 | 0.70373 | 29.3262 | 39160.8093 | 0 | 54525.5163 | 0 | 0 | 0 | 0 | 36537.667 | 95063.5145 | 64882.802 | 290170.3091 | 961560.8286 | 5486900.7426 | 5486900.7426 | 6655388.4938 | 3197528.562 | 0 | 6738631.8803 | 22078449.6787 | 316227.766 | 0.0055012 | 1224943.4229 | 4013403.9375 | 24972.1285 | 81818.6678
1 | 1500 | 707 | 0.03 | 15 | 15 | 7 | 4.217e-10 | 5spot_SharedNeighbor | CO2 | Porous | Wet | R600a | MinimizeLCOE_Brownfield | IgnoreSilica | 2019 | 3.7 | 0.24805 | 0.0013753 | 4 | 1224943.8125 | 4013405.2408 | 24972.1365 | 81818.6944 | 27.132 | 0.70373 | 29.3605 | 39160.8011 | 0 | 54525.5037 | 0 | 0 | 0 | 0 | 36537.6589 | 95063.4934 | 64882.7876 | 290170.2446 | 961560.8286 | 5486900.7426 | 5486900.7426 | 6655388.4938 | 3197528.562 | 0 | 6738631.8159 | 22078449.6143 | 421696.5034 | 0.0055012 | 1224943.8125 | 4013405.2408 | 24972.1365 | 81818.6944
1 | 1500 | 707 | 0.03 | 15 | 15 | 7 | 5.6234e-10 | 5spot_SharedNeighbor | CO2 | Porous | Wet | R600a | MinimizeLCOE_Brownfield | IgnoreSilica | 2019 | 3.7 | 0.24805 | 0.0013753 | 4 | 1224944.1055 | 4013406.2208 | 24972.1425 | 81818.7143 | 27.132 | 0.70373 | 29.5093 | 39160.7949 | 0 | 54525.4942 | 0 | 0 | 0 | 0 | 36537.6527 | 95063.4775 | 64882.7768 | 290170.1962 | 961560.8286 | 5486900.7426 | 5486900.7426 | 6655388.4938 | 3197528.562 | 0 | 6738631.7674 | 22078449.5658 | 562341.3252 | 0.0055012 | 1224944.1055 | 4013406.2208 | 24972.1425 | 81818.7143
1 | 1500 | 707 | 0.03 | 15 | 15 | 7 | 7.4989e-10 | 5spot_SharedNeighbor | CO2 | Porous | Wet | R600a | MinimizeLCOE_Brownfield | IgnoreSilica | 2019 | 3.7 | 0.24805 | 0.0013753 | 4 | 1224944.3256 | 4013406.957 | 24972.1469 | 81818.7294 | 27.132 | 0.70373 | 29.2231 | 39160.7902 | 0 | 54525.4871 | 0 | 0 | 0 | 0 | 36537.6482 | 95063.4656 | 64882.7686 | 290170.1598 | 961560.8286 | 5486900.7426 | 5486900.7426 | 6655388.4938 | 3197528.562 | 0 | 6738631.731 | 22078449.5294 | 749894.2093 | 0.0055012 | 1224944.3256 | 4013406.957 | 24972.1469 | 81818.7294
1 | 1500 | 707 | 0.03 | 15 | 15 | 7 | 1e-09 | 5spot_SharedNeighbor | CO2 | Porous | Wet | R600a | MinimizeLCOE_Brownfield | IgnoreSilica | 2019 | 3.7 | 0.24805 | 0.0013753 | 4 | 1224944.4909 | 4013407.5098 | 24972.1503 | 81818.7406 | 27.132 | 0.70373 | 29.1938 | 39160.7867 | 0 | 54525.4818 | 0 | 0 | 0 | 0 | 36537.6447 | 95063.4567 | 64882.7625 | 290170.1324 | 961560.8286 | 5486900.7426 | 5486900.7426 | 6655388.4938 | 3197528.562 | 0 | 6738631.7037 | 22078449.5021 | 1000000 | 0.0055012 | 1224944.4909 | 4013407.5098 | 24972.1503 | 81818.7406
1 | 1500 | 707 | 0.03 | 15 | 15 | 7 | 1.3335e-09 | 5spot_SharedNeighbor | CO2 | Porous | Wet | R600a | MinimizeLCOE_Brownfield | IgnoreSilica | 2019 | 3.7 | 0.24805 | 0.0013753 | 4 | 1224944.6149 | 4013407.9247 | 24972.1528 | 81818.7491 | 27.132 | 0.70373 | 28.7731 | 39160.7841 | 0 | 54525.4778 | 0 | 0 | 0 | 0 | 36537.6421 | 95063.4499 | 64882.7579 | 290170.1119 | 961560.8286 | 5486900.7426 | 5486900.7426 | 6655388.4938 | 3197528.562 | 0 | 6738631.6831 | 22078449.4816 | 1333521.4322 | 0.0055012 | 1224944.6149 | 4013407.9247 | 24972.1528 | 81818.7491
1 | 1500 | 707 | 0.03 | 15 | 15 | 7 | 1.7783e-09 | 5spot_SharedNeighbor | CO2 | Porous | Wet | R600a | MinimizeLCOE_Brownfield | IgnoreSilica | 2019 | 3.7 | 0.24805 | 0.0013753 | 4 | 1224944.7081 | 4013408.2363 | 24972.1547 | 81818.7554 | 27.132 | 0.70373 | 29.3075 | 39160.7822 | 0 | 54525.4748 | 0 | 0 | 0 | 0 | 36537.6402 | 95063.4449 | 64882.7545 | 290170.0965 | 961560.8286 | 5486900.7426 | 5486900.7426 | 6655388.4938 | 3197528.562 | 0 | 6738631.6677 | 22078449.4662 | 1778279.41 | 0.0055012 | 1224944.7081 | 4013408.2363 | 24972.1547 | 81818.7554
1 | 1500 | 707 | 0.03 | 15 | 15 | 7 | 2.3714e-09 | 5spot_SharedNeighbor | CO2 | Porous | Wet | R600a | MinimizeLCOE_Brownfield | IgnoreSilica | 2019 | 3.7 | 0.24805 | 0.0013753 | 4 | 1224944.778 | 4013408.4699 | 24972.1562 | 81818.7602 | 27.132 | 0.70373 | 28.9953 | 39160.7807 | 0 | 54525.4725 | 0 | 0 | 0 | 0 | 36537.6387 | 95063.4411 | 64882.7519 | 290170.085 | 961560.8286 | 5486900.7426 | 5486900.7426 | 6655388.4938 | 3197528.562 | 0 | 6738631.6562 | 22078449.4546 | 2371373.7057 | 0.0055012 | 1224944.778 | 4013408.4699 | 24972.1562 | 81818.7602
1 | 1500 | 707 | 0.03 | 15 | 15 | 7 | 3.1623e-09 | 5spot_SharedNeighbor | CO2 | Porous | Wet | R600a | MinimizeLCOE_Brownfield | IgnoreSilica | 2019 | 3.7 | 0.24805 | 0.0013753 | 4 | 1224944.8304 | 4013408.6453 | 24972.1572 | 81818.7638 | 27.132 | 0.70373 | 28.9295 | 39160.7796 | 0 | 54525.4708 | 0 | 0 | 0 | 0 | 36537.6377 | 95063.4383 | 64882.75 | 290170.0763 | 961560.8286 | 5486900.7426 | 5486900.7426 | 6655388.4938 | 3197528.562 | 0 | 6738631.6475 | 22078449.4459 | 3162277.6602 | 0.0055012 | 1224944.8304 | 4013408.6453 | 24972.1572 | 81818.7638
1 | 1500 | 707 | 0.03 | 15 | 15 | 7 | 4.217e-09 | 5spot_SharedNeighbor | CO2 | Porous | Wet | R600a | MinimizeLCOE_Brownfield | IgnoreSilica | 2019 | 3.7 | 0.24805 | 0.0013753 | 4 | 1224944.8696 | 4013408.7766 | 24972.158 | 81818.7664 | 27.132 | 0.70373 | 29.2685 | 39160.7788 | 0 | 54525.4695 | 0 | 0 | 0 | 0 | 36537.6368 | 95063.4361 | 64882.7485 | 290170.0698 | 961560.8286 | 5486900.7426 | 5486900.7426 | 6655388.4938 | 3197528.562 | 0 | 6738631.641 | 22078449.4394 | 4216965.0343 | 0.0055012 | 1224944.8696 | 4013408.7766 | 24972.158 | 81818.7664
1 | 1500 | 707 | 0.03 | 15 | 15 | 7 | 5.6234e-09 | 5spot_SharedNeighbor | CO2 | Porous | Wet | R600a | MinimizeLCOE_Brownfield | IgnoreSilica | 2019 | 3.7 | 0.24805 | 0.0013753 | 4 | 1224944.8992 | 4013408.8754 | 24972.1586 | 81818.7685 | 27.132 | 0.70373 | 28.7912 | 39160.7781 | 0 | 54525.4686 | 0 | 0 | 0 | 0 | 36537.6362 | 95063.4345 | 64882.7474 | 290170.0649 | 961560.8286 | 5486900.7426 | 5486900.7426 | 6655388.4938 | 3197528.562 | 0 | 6738631.6361 | 22078449.4346 | 5623413.2519 | 0.0055012 | 1224944.8992 | 4013408.8754 | 24972.1586 | 81818.7685
1 | 1500 | 707 | 0.03 | 15 | 15 | 7 | 7.4989e-09 | 5spot_SharedNeighbor | CO2 | Porous | Wet | R600a | MinimizeLCOE_Brownfield | IgnoreSilica | 2019 | 3.7 | 0.24805 | 0.0013753 | 4 | 1224944.9213 | 4013408.9494 | 24972.1591 | 81818.77 | 27.132 | 0.70373 | 29.3851 | 39160.7777 | 0 | 54525.4679 | 0 | 0 | 0 | 0 | 36537.6358 | 95063.4333 | 64882.7466 | 290170.0613 | 961560.8286 | 5486900.7426 | 5486900.7426 | 6655388.4938 | 3197528.562 | 0 | 6738631.6325 | 22078449.4309 | 7498942.0933 | 0.0055012 | 1224944.9213 | 4013408.9494 | 24972.1591 | 81818.77
1 | 1500 | 707 | 0.03 | 15 | 15 | 7 | 1e-08 | 5spot_SharedNeighbor | CO2 | Porous | Wet | R600a | MinimizeLCOE_Brownfield | IgnoreSilica | 2019 | 3.7 | 0.24805 | 0.0013753 | 4 | 1224944.9379 | 4013409.0049 | 24972.1594 | 81818.7711 | 27.132 | 0.70373 | 28.6374 | 39160.7773 | 0 | 54525.4673 | 0 | 0 | 0 | 0 | 36537.6354 | 95063.4324 | 64882.746 | 290170.0585 | 961560.8286 | 5486900.7426 | 5486900.7426 | 6655388.4938 | 3197528.562 | 0 | 6738631.6297 | 22078449.4281 | 10000000 | 0.0055012 | 1224944.9379 | 4013409.0049 | 24972.1594 | 81818.7711
1 | 1600 | 707 | 0.03 | 15 | 15 | 7 | 1e-13 | 5spot_SharedNeighbor | CO2 | Porous | Wet | R600a | MinimizeLCOE_Brownfield | IgnoreSilica | 2019 | 0.41136 | 0.011275 | 0.00012856 | 4 | 13339153.0002 | 44467006.012 | 271936.6764 | 906520.0636 | 26.5118 | 0.61165 | 24.9665 | 7753.0706 | 0 | 8219.5077 | 0 | 0 | 0 | 0 | 6229.3055 | 16207.3752 | 11061.8666 | 49471.1256 | 961560.8286 | 5848359.5185 | 5848359.5185 | 6843374.6835 | 3315138.9113 | 0 | 6859391.4727 | 22866264.586 | 100 | 0.00051423 | 13339153.0002 | 44467006.012 | 271936.6764 | 906520.0636
1 | 1600 | 707 | 0.03 | 15 | 15 | 7 | 1.3335e-13 | 5spot_SharedNeighbor | CO2 | Porous | Wet | R600a | MinimizeLCOE_Brownfield | IgnoreSilica | 2019 | 0.5475 | 0.020843 | 0.00022988 | 4 | 7487366.0607 | 24894896.9154 | 152640.0846 | 507516.1465 | 27.5493 | 0.76996 | 37.8863 | 11396.042 | 0 | 12816.272 | 0 | 0 | 0 | 0 | 9442.8024 | 24568.235 | 16768.3252 | 74991.6766 | 961560.8286 | 5848359.5185 | 5848359.5185 | 6843374.6835 | 3315138.9113 | 0 | 6884912.0238 | 22891785.1371 | 133.3521 | 0.00091954 | 7487366.0607 | 24894896.9154 | 152640.0846 | 507516.1465
1 | 1600 | 707 | 0.03 | 15 | 15 | 7 | 1.7783e-13 | 5spot_SharedNeighbor | CO2 | Porous | Wet | R600a | MinimizeLCOE_Brownfield | IgnoreSilica | 2019 | 0.5475 | 0.020842 | 0.00022989 | 4 | 7487242.7195 | 24894484.6476 | 152637.5701 | 507507.7418 | 27.5494 | 0.76997 | 38.0686 | 11396.1642 | 0 | 12816.4267 | 0 | 0 | 0 | 0 | 9442.9104 | 24568.516 | 16768.517 | 74992.5342 | 961560.8286 | 5848359.5185 | 5848359.5185 | 6843374.6835 | 3315138.9113 | 0 | 6884912.8814 | 22891785.9947 | 177.8279 | 0.00091955 | 7487242.7195 | 24894484.6476 | 152637.5701 | 507507.7418
1 | 1600 | 707 | 0.03 | 15 | 15 | 7 | 2.3714e-13 | 5spot_SharedNeighbor | CO2 | Porous | Wet | R600a | MinimizeLCOE_Brownfield | IgnoreSilica | 2019 | 0.5475 | 0.020842 | 0.00022989 | 4 | 7487103.0949 | 24894017.9521 | 152634.7236 | 507498.2276 | 27.5495 | 0.76998 | 40.3412 | 11396.3024 | 0 | 12816.6019 | 0 | 0 | 0 | 0 | 9443.0327 | 24568.834 | 16768.7341 | 74993.5051 | 961560.8286 | 5848359.5185 | 5848359.5185 | 6843374.6835 | 3315138.9113 | 0 | 6884913.8523 | 22891786.9656 | 237.1374 | 0.00091957 | 7487103.0949 | 24894017.9521 | 152634.7236 | 507498.2276
1 | 1600 | 707 | 0.03 | 15 | 15 | 7 | 3.1623e-13 | 5spot_SharedNeighbor | CO2 | Porous | Wet | R600a | MinimizeLCOE_Brownfield | IgnoreSilica | 2019 | 0.5475 | 0.020842 | 0.00022989 | 4 | 7487026.9626 | 24893763.48 | 152633.1716 | 507493.0398 | 27.5495 | 0.76999 | 40.7626 | 11396.3778 | 0 | 12816.6974 | 0 | 0 | 0 | 0 | 9443.0994 | 24569.0075 | 16768.8524 | 74994.0345 | 961560.8286 | 5848359.5185 | 5848359.5185 | 6843374.6835 | 3315138.9113 | 0 | 6884914.3817 | 22891787.495 | 316.2278 | 0.00091958 | 7487026.9626 | 24893763.48 | 152633.1716 | 507493.0398
1 | 1600 | 707 | 0.03 | 15 | 15 | 7 | 4.217e-13 | 5spot_SharedNeighbor | CO2 | Porous | Wet | R600a | MinimizeLCOE_Brownfield | IgnoreSilica | 2019 | 1.6 | 0.097355 | 0.001043 | 4 | 1687519.6498 | 5524242.9441 | 34402.3706 | 112619.1645 | 29.4035 | 1.0635 | 42.7653 | 31916.3077 | 0 | 42484.9535 | 0 | 0 | 0 | 0 | 29016.4919 | 75494.9598 | 51526.8613 | 230439.5741 | 961560.8286 | 5848359.5185 | 5848359.5185 | 6843374.6835 | 3315138.9113 | 0 | 7040359.9213 | 23047233.0346 | 421.6965 | 0.004172 | 1687519.6498 | 5524242.9441 | 34402.3706 | 112619.1645
1 | 1600 | 707 | 0.03 | 15 | 15 | 7 | 5.6234e-13 | 5spot_SharedNeighbor | CO2 | Porous | Wet | R600a | MinimizeLCOE_Brownfield | IgnoreSilica | 2019 | 1.6 | 0.097354 | 0.001043 | 4 | 1687496.8163 | 5524166.7917 | 34401.9051 | 112617.612 | 29.4035 | 1.0635 | 42.9282 | 31916.6277 | 0 | 42485.4659 | 0 | 0 | 0 | 0 | 29016.8165 | 75495.8044 | 51527.4378 | 230442.1523 | 961560.8286 | 5848359.5185 | 5848359.5185 | 6843374.6835 | 3315138.9113 | 0 | 7040362.4995 | 23047235.6128 | 562.3413 | 0.0041721 | 1687496.8163 | 5524166.7917 | 34401.9051 | 112617.612
1 | 1600 | 707 | 0.03 | 15 | 15 | 7 | 7.4989e-13 | 5spot_SharedNeighbor | CO2 | Porous | Wet | R600a | MinimizeLCOE_Brownfield | IgnoreSilica | 2019 | 1.6 | 0.097354 | 0.001043 | 4 | 1687477.6251 | 5524102.7867 | 34401.5139 | 112616.3072 | 29.4036 | 1.0635 | 42.7037 | 31916.8967 | 0 | 42485.8966 | 0 | 0 | 0 | 0 | 29017.0894 | 75496.5144 | 51527.9223 | 230444.3194 | 961560.8286 | 5848359.5185 | 5848359.5185 | 6843374.6835 | 3315138.9113 | 0 | 7040364.6665 | 23047237.7798 | 749.8942 | 0.0041721 | 1687477.6251 | 5524102.7867 | 34401.5139 | 112616.3072
1 | 1600 | 707 | 0.03 | 15 | 15 | 7 | 1e-12 | 5spot_SharedNeighbor | CO2 | Porous | Wet | R600a | MinimizeLCOE_Brownfield | IgnoreSilica | 2019 | 1.6 | 0.097354 | 0.001043 | 4 | 1687468.889 | 5524073.6508 | 34401.3358 | 112615.7132 | 29.4036 | 1.0635 | 41.6273 | 31917.0191 | 0 | 42486.0927 | 0 | 0 | 0 | 0 | 29017.2136 | 75496.8375 | 51528.1429 | 230445.3059 | 961560.8286 | 5848359.5185 | 5848359.5185 | 6843374.6835 | 3315138.9113 | 0 | 7040365.653 | 23047238.7663 | 1000 | 0.0041721 | 1687468.889 | 5524073.6508 | 34401.3358 | 112615.7132
1 | 1600 | 707 | 0.03 | 15 | 15 | 7 | 1.3335e-12 | 5spot_SharedNeighbor | CO2 | Porous | Wet | R600a | MinimizeLCOE_Brownfield | IgnoreSilica | 2019 | 1.6 | 0.097354 | 0.001043 | 4 | 1687468.6694 | 5524072.9183 | 34401.3313 | 112615.6983 | 29.4036 | 1.0635 | 42.2827 | 31917.0222 | 0 | 42486.0976 | 0 | 0 | 0 | 0 | 29017.2167 | 75496.8457 | 51528.1485 | 230445.3307 | 961560.8286 | 5848359.5185 | 5848359.5185 | 6843374.6835 | 3315138.9113 | 0 | 7040365.6778 | 23047238.7911 | 1333.5214 | 0.0041721 | 1687468.6694 | 5524072.9183 | 34401.3313 | 112615.6983
1 | 1600 | 707 | 0.03 | 15 | 15 | 7 | 1.7783e-12 | 5spot_SharedNeighbor | CO2 | Porous | Wet | R600a | MinimizeLCOE_Brownfield | IgnoreSilica | 2019 | 1.6 | 0.097354 | 0.001043 | 4 | 1687473.4882 | 5524088.9898 | 34401.4295 | 112616.0259 | 29.4036 | 1.0635 | 41.6918 | 31916.9547 | 0 | 42485.9894 | 0 | 0 | 0 | 0 | 29017.1482 | 75496.6674 | 51528.0268 | 230444.7865 | 961560.8286 | 5848359.5185 | 5848359.5185 | 6843374.6835 | 3315138.9113 | 0 | 7040365.1337 | 23047238.247 | 1778.2794 | 0.0041721 | 1687473.4882 | 5524088.9898 | 34401.4295 | 112616.0259
1 | 1600 | 707 | 0.03 | 15 | 15 | 7 | 2.3714e-12 | 5spot_SharedNeighbor | CO2 | Porous | Wet | R600a | MinimizeLCOE_Brownfield | IgnoreSilica | 2019 | 1.6 | 0.097354 | 0.001043 | 4 | 1687480.5362 | 5524112.4954 | 34401.5732 | 112616.5051 | 29.4036 | 1.0635 | 40.8729 | 31916.8559 | 0 | 42485.8313 | 0 | 0 | 0 | 0 | 29017.048 | 75496.4067 | 51527.8488 | 230443.9907 | 961560.8286 | 5848359.5185 | 5848359.5185 | 6843374.6835 | 3315138.9113 | 0 | 7040364.3378 | 23047237.4511 | 2371.3737 | 0.0041721 | 1687480.5362 | 5524112.4954 | 34401.5732 | 112616.5051
1 | 1600 | 707 | 0.03 | 15 | 15 | 7 | 3.1623e-12 | 5spot_SharedNeighbor | CO2 | Porous | Wet | R600a | MinimizeLCOE_Brownfield | IgnoreSilica | 2019 | 1.6 | 0.097354 | 0.001043 | 4 | 1687488.0294 | 5524137.4865 | 34401.726 | 112617.0146 | 29.4036 | 1.0635 | 40.9328 | 31916.7509 | 0 | 42485.6631 | 0 | 0 | 0 | 0 | 29016.9415 | 75496.1295 | 51527.6596 | 230443.1445 | 961560.8286 | 5848359.5185 | 5848359.5185 | 6843374.6835 | 3315138.9113 | 0 | 7040363.4917 | 23047236.605 | 3162.2777 | 0.0041721 | 1687488.0294 | 5524137.4865 | 34401.726 | 112617.0146
1 | 1600 | 707 | 0.03 | 15 | 15 | 7 | 4.217e-12 | 5spot_SharedNeighbor | CO2 | Porous | Wet | R600a | MinimizeLCOE_Brownfield | IgnoreSilica | 2019 | 1.6 | 0.097354 | 0.001043 | 4 | 1687495.0105 | 5524160.7692 | 34401.8683 | 112617.4893 | 29.4035 | 1.0635 | 41.1477 | 31916.653 | 0 | 42485.5064 | 0 | 0 | 0 | 0 | 29016.8422 | 75495.8712 | 51527.4834 | 230442.3562 | 961560.8286 | 5848359.5185 | 5848359.5185 | 6843374.6835 | 3315138.9113 | 0 | 7040362.7034 | 23047235.8167 | 4216.965 | 0.0041721 | 1687495.0105 | 5524160.7692 | 34401.8683 | 112617.4893
1 | 1600 | 707 | 0.03 | 15 | 15 | 7 | 5.6234e-12 | 5spot_SharedNeighbor | CO2 | Porous | Wet | R600a | MinimizeLCOE_Brownfield | IgnoreSilica | 2019 | 1.6 | 0.097355 | 0.001043 | 4 | 1687501.0635 | 5524180.9565 | 34401.9917 | 112617.9008 | 29.4035 | 1.0635 | 40.1778 | 31916.5682 | 0 | 42485.3706 | 0 | 0 | 0 | 0 | 29016.7561 | 75495.6473 | 51527.3306 | 230441.6728 | 961560.8286 | 5848359.5185 | 5848359.5185 | 6843374.6835 | 3315138.9113 | 0 | 7040362.0199 | 23047235.1332 | 5623.4133 | 0.0041721 | 1687501.0635 | 5524180.9565 | 34401.9917 | 112617.9008
1 | 1600 | 707 | 0.03 | 15 | 15 | 7 | 7.4989e-12 | 5spot_SharedNeighbor | CO2 | Porous | Wet | R600a | MinimizeLCOE_Brownfield | IgnoreSilica | 2019 | 1.6 | 0.097355 | 0.001043 | 4 | 1687506.0844 | 5524197.7019 | 34402.0941 | 112618.2422 | 29.4035 | 1.0635 | 40.3286 | 31916.4978 | 0 | 42485.2579 | 0 | 0 | 0 | 0 | 29016.6847 | 75495.4616 | 51527.2038 | 230441.1058 | 961560.8286 | 5848359.5185 | 5848359.5185 | 6843374.6835 | 3315138.9113 | 0 | 7040361.453 | 23047234.5663 | 7498.9421 | 0.0041721 | 1687506.0844 | 5524197.7019 | 34402.0941 | 112618.2422
1 | 1600 | 707 | 0.03 | 15 | 15 | 7 | 1e-11 | 5spot_SharedNeighbor | CO2 | Porous | Wet | R600a | MinimizeLCOE_Brownfield | IgnoreSilica | 2019 | 1.6 | 0.097355 | 0.001043 | 4 | 1687510.1302 | 5524211.1951 | 34402.1765 | 112618.5173 | 29.4035 | 1.0635 | 40.0363 | 31916.4411 | 0 | 42485.1672 | 0 | 0 | 0 | 0 | 29016.6272 | 75495.3119 | 51527.1016 | 230440.649 | 961560.8286 | 5848359.5185 | 5848359.5185 | 6843374.6835 | 3315138.9113 | 0 | 7040360.9962 | 23047234.1095 | 10000 | 0.004172 | 1687510.1302 | 5524211.1951 | 34402.1765 | 112618.5173
1 | 1600 | 707 | 0.03 | 15 | 15 | 7 | 1.3335e-11 | 5spot_SharedNeighbor | CO2 | Porous | Wet | R600a | MinimizeLCOE_Brownfield | IgnoreSilica | 2019 | 1.6 | 0.097355 | 0.001043 | 4 | 1687513.326 | 5524221.8535 | 34402.2417 | 112618.7345 | 29.4035 | 1.0635 | 41.0716 | 31916.3963 | 0 | 42485.0954 | 0 | 0 | 0 | 0 | 29016.5818 | 75495.1937 | 51527.021 | 230440.2882 | 961560.8286 | 5848359.5185 | 5848359.5185 | 6843374.6835 | 3315138.9113 | 0 | 7040360.6353 | 23047233.7486 | 13335.2143 | 0.004172 | 1687513.326 | 5524221.8535 | 34402.2417 | 112618.7345
1 | 1600 | 707 | 0.03 | 15 | 15 | 7 | 1.7783e-11 | 5spot_SharedNeighbor | CO2 | Porous | Wet | R600a | MinimizeLCOE_Brownfield | IgnoreSilica | 2019 | 1.6 | 0.097355 | 0.001043 | 4 | 1687515.8151 | 5524230.1549 | 34402.2924 | 112618.9038 | 29.4035 | 1.0635 | 40.8535 | 31916.3614 | 0 | 42485.0396 | 0 | 0 | 0 | 0 | 29016.5464 | 75495.1016 | 51526.9581 | 230440.0071 | 961560.8286 | 5848359.5185 | 5848359.5185 | 6843374.6835 | 3315138.9113 | 0 | 7040360.3543 | 23047233.4676 | 17782.7941 | 0.004172 | 1687515.8151 | 5524230.1549 | 34402.2924 | 112618.9038
1 | 1600 | 707 | 0.03 | 15 | 15 | 7 | 2.3714e-11 | 5spot_SharedNeighbor | CO2 | Porous | Wet | R600a | MinimizeLCOE_Brownfield | IgnoreSilica | 2019 | 1.6 | 0.097355 | 0.001043 | 4 | 1687517.7346 | 5524236.5568 | 34402.3316 | 112619.0343 | 29.4035 | 1.0635 | 41.0129 | 31916.3345 | 0 | 42484.9965 | 0 | 0 | 0 | 0 | 29016.5191 | 75495.0306 | 51526.9096 | 230439.7904 | 961560.8286 | 5848359.5185 | 5848359.5185 | 6843374.6835 | 3315138.9113 | 0 | 7040360.1375 | 23047233.2508 | 23713.7371 | 0.004172 | 1687517.7346 | 5524236.5568 | 34402.3316 | 112619.0343
1 | 1600 | 707 | 0.03 | 15 | 15 | 7 | 3.1623e-11 | 5spot_SharedNeighbor | CO2 | Porous | Wet | R600a | MinimizeLCOE_Brownfield | IgnoreSilica | 2019 | 1.6 | 0.097355 | 0.001043 | 4 | 1687519.204 | 5524241.4572 | 34402.3615 | 112619.1342 | 29.4035 | 1.0635 | 41.0063 | 31916.3139 | 0 | 42484.9635 | 0 | 0 | 0 | 0 | 29016.4982 | 75494.9762 | 51526.8725 | 230439.6245 | 961560.8286 | 5848359.5185 | 5848359.5185 | 6843374.6835 | 3315138.9113 | 0 | 7040359.9716 | 23047233.0849 | 31622.7766 | 0.004172 | 1687519.204 | 5524241.4572 | 34402.3615 | 112619.1342
1 | 1600 | 707 | 0.03 | 15 | 15 | 7 | 4.217e-11 | 5spot_SharedNeighbor | CO2 | Porous | Wet | R600a | MinimizeLCOE_Brownfield | IgnoreSilica | 2019 | 1.6 | 0.097355 | 0.001043 | 4 | 1687520.323 | 5524245.1892 | 34402.3843 | 112619.2103 | 29.4035 | 1.0635 | 40.4221 | 31916.2982 | 0 | 42484.9384 | 0 | 0 | 0 | 0 | 29016.4823 | 75494.9348 | 51526.8443 | 230439.4981 | 961560.8286 | 5848359.5185 | 5848359.5185 | 6843374.6835 | 3315138.9113 | 0 | 7040359.8453 | 23047232.9586 | 42169.6503 | 0.004172 | 1687520.323 | 5524245.1892 | 34402.3843 | 112619.2103
1 | 1600 | 707 | 0.03 | 15 | 15 | 7 | 5.6234e-11 | 5spot_SharedNeighbor | CO2 | Porous | Wet | R600a | MinimizeLCOE_Brownfield | IgnoreSilica | 2019 | 1.6 | 0.097355 | 0.001043 | 4 | 1687521.1717 | 5524248.0198 | 34402.4016 | 112619.268 | 29.4035 | 1.0635 | 40.7729 | 31916.2863 | 0 | 42484.9194 | 0 | 0 | 0 | 0 | 29016.4702 | 75494.9035 | 51526.8229 | 230439.4023 | 961560.8286 | 5848359.5185 | 5848359.5185 | 6843374.6835 | 3315138.9113 | 0 | 7040359.7494 | 23047232.8627 | 56234.1325 | 0.004172 | 1687521.1717 | 5524248.0198 | 34402.4016 | 112619.268
1 | 1600 | 707 | 0.03 | 15 | 15 | 7 | 7.4989e-11 | 5spot_SharedNeighbor | CO2 | Porous | Wet | R600a | MinimizeLCOE_Brownfield | IgnoreSilica | 2019 | 1.6 | 0.097355 | 0.001043 | 4 | 1687521.8135 | 5524250.1603 | 34402.4147 | 112619.3116 | 29.4035 | 1.0635 | 41.0447 | 31916.2773 | 0 | 42484.905 | 0 | 0 | 0 | 0 | 29016.4611 | 75494.8797 | 51526.8067 | 230439.3298 | 961560.8286 | 5848359.5185 | 5848359.5185 | 6843374.6835 | 3315138.9113 | 0 | 7040359.677 | 23047232.7903 | 74989.4209 | 0.004172 | 1687521.8135 | 5524250.1603 | 34402.4147 | 112619.3116
1 | 1600 | 707 | 0.03 | 15 | 15 | 7 | 1e-10 | 5spot_SharedNeighbor | CO2 | Porous | Wet | R600a | MinimizeLCOE_Brownfield | IgnoreSilica | 2019 | 1.6 | 0.097355 | 0.001043 | 4 | 1687522.2979 | 5524251.7759 | 34402.4246 | 112619.3446 | 29.4035 | 1.0635 | 40.3119 | 31916.2706 | 0 | 42484.8941 | 0 | 0 | 0 | 0 | 29016.4542 | 75494.8618 | 51526.7944 | 230439.2751 | 961560.8286 | 5848359.5185 | 5848359.5185 | 6843374.6835 | 3315138.9113 | 0 | 7040359.6223 | 23047232.7356 | 100000 | 0.004172 | 1687522.2979 | 5524251.7759 | 34402.4246 | 112619.3446
1 | 1600 | 707 | 0.03 | 15 | 15 | 7 | 1.3335e-10 | 5spot_SharedNeighbor | CO2 | Porous | Wet | R600a | MinimizeLCOE_Brownfield | IgnoreSilica | 2019 | 1.6 | 0.097355 | 0.001043 | 4 | 1687522.6629 | 5524252.9933 | 34402.432 | 112619.3694 | 29.4035 | 1.0635 | 40.5623 | 31916.2654 | 0 | 42484.8859 | 0 | 0 | 0 | 0 | 29016.449 | 75494.8483 | 51526.7852 | 230439.2339 | 961560.8286 | 5848359.5185 | 5848359.5185 | 6843374.6835 | 3315138.9113 | 0 | 7040359.5811 | 23047232.6944 | 133352.1432 | 0.004172 | 1687522.6629 | 5524252.9933 | 34402.432 | 112619.3694
1 | 1600 | 707 | 0.03 | 15 | 15 | 7 | 1.7783e-10 | 5spot_SharedNeighbor | CO2 | Porous | Wet | R600a | MinimizeLCOE_Brownfield | IgnoreSilica | 2019 | 1.6 | 0.097355 | 0.001043 | 4 | 1687522.9375 | 5524253.9091 | 34402.4376 | 112619.388 | 29.4035 | 1.0635 | 40.6261 | 31916.2616 | 0 | 42484.8798 | 0 | 0 | 0 | 0 | 29016.4451 | 75494.8381 | 51526.7783 | 230439.2029 | 961560.8286 | 5848359.5185 | 5848359.5185 | 6843374.6835 | 3315138.9113 | 0 | 7040359.55 | 23047232.6634 | 177827.941 | 0.004172 | 1687522.9375 | 5524253.9091 | 34402.4376 | 112619.388
1 | 1600 | 707 | 0.03 | 15 | 15 | 7 | 2.3714e-10 | 5spot_SharedNeighbor | CO2 | Porous | Wet | R600a | MinimizeLCOE_Brownfield | IgnoreSilica | 2019 | 1.6 | 0.097355 | 0.001043 | 4 | 1687523.1442 | 5524254.5982 | 34402.4418 | 112619.4021 | 29.4035 | 1.0635 | 40.8749 | 31916.2587 | 0 | 42484.8751 | 0 | 0 | 0 | 0 | 29016.4422 | 75494.8305 | 51526.7731 | 230439.1796 | 961560.8286 | 5848359.5185 | 5848359.5185 | 6843374.6835 | 3315138.9113 | 0 | 7040359.5267 | 23047232.64 | 237137.3706 | 0.004172 | 1687523.1442 | 5524254.5982 | 34402.4418 | 112619.4021
1 | 1600 | 707 | 0.03 | 15 | 15 | 7 | 3.1623e-10 | 5spot_SharedNeighbor | CO2 | Porous | Wet | R600a | MinimizeLCOE_Brownfield | IgnoreSilica | 2019 | 1.6 | 0.097355 | 0.001043 | 4 | 1687523.2993 | 5524255.1157 | 34402.445 | 112619.4126 | 29.4035 | 1.0635 | 40.437 | 31916.2565 | 0 | 42484.8716 | 0 | 0 | 0 | 0 | 29016.44 | 75494.8247 | 51526.7692 | 230439.1621 | 961560.8286 | 5848359.5185 | 5848359.5185 | 6843374.6835 | 3315138.9113 | 0 | 7040359.5092 | 23047232.6225 | 316227.766 | 0.004172 | 1687523.2993 | 5524255.1157 | 34402.445 | 112619.4126
1 | 1600 | 707 | 0.03 | 15 | 15 | 7 | 4.217e-10 | 5spot_SharedNeighbor | CO2 | Porous | Wet | R600a | MinimizeLCOE_Brownfield | IgnoreSilica | 2019 | 1.6 | 0.097355 | 0.001043 | 4 | 1687523.4157 | 5524255.504 | 34402.4474 | 112619.4206 | 29.4035 | 1.0635 | 40.4667 | 31916.2549 | 0 | 42484.869 | 0 | 0 | 0 | 0 | 29016.4383 | 75494.8204 | 51526.7662 | 230439.1489 | 961560.8286 | 5848359.5185 | 5848359.5185 | 6843374.6835 | 3315138.9113 | 0 | 7040359.4961 | 23047232.6094 | 421696.5034 | 0.004172 | 1687523.4157 | 5524255.504 | 34402.4474 | 112619.4206
1 | 1600 | 707 | 0.03 | 15 | 15 | 7 | 5.6234e-10 | 5spot_SharedNeighbor | CO2 | Porous | Wet | R600a | MinimizeLCOE_Brownfield | IgnoreSilica | 2019 | 1.6 | 0.097355 | 0.001043 | 4 | 1687523.5033 | 5524255.7962 | 34402.4492 | 112619.4265 | 29.4035 | 1.0635 | 41.1157 | 31916.2537 | 0 | 42484.8671 | 0 | 0 | 0 | 0 | 29016.4371 | 75494.8172 | 51526.764 | 230439.139 | 961560.8286 | 5848359.5185 | 5848359.5185 | 6843374.6835 | 3315138.9113 | 0 | 7040359.4862 | 23047232.5995 | 562341.3252 | 0.004172 | 1687523.5033 | 5524255.7962 | 34402.4492 | 112619.4265
1 | 1600 | 707 | 0.03 | 15 | 15 | 7 | 7.4989e-10 | 5spot_SharedNeighbor | CO2 | Porous | Wet | R600a | MinimizeLCOE_Brownfield | IgnoreSilica | 2019 | 1.6 | 0.097355 | 0.001043 | 4 | 1687523.569 | 5524256.0151 | 34402.4505 | 112619.431 | 29.4035 | 1.0635 | 40.7516 | 31916.2527 | 0 | 42484.8656 | 0 | 0 | 0 | 0 | 29016.4362 | 75494.8148 | 51526.7623 | 230439.1316 | 961560.8286 | 5848359.5185 | 5848359.5185 | 6843374.6835 | 3315138.9113 | 0 | 7040359.4788 | 23047232.5921 | 749894.2093 | 0.004172 | 1687523.569 | 5524256.0151 | 34402.4505 | 112619.431
1 | 1600 | 707 | 0.03 | 15 | 15 | 7 | 1e-09 | 5spot_SharedNeighbor | CO2 | Porous | Wet | R600a | MinimizeLCOE_Brownfield | IgnoreSilica | 2019 | 1.6 | 0.097355 | 0.001043 | 4 | 1687523.6183 | 5524256.1795 | 34402.4515 | 112619.4343 | 29.4035 | 1.0635 | 40.7644 | 31916.2521 | 0 | 42484.8645 | 0 | 0 | 0 | 0 | 29016.4354 | 75494.813 | 51526.7611 | 230439.126 | 961560.8286 | 5848359.5185 | 5848359.5185 | 6843374.6835 | 3315138.9113 | 0 | 7040359.4732 | 23047232.5865 | 1000000 | 0.004172 | 1687523.6183 | 5524256.1795 | 34402.4515 | 112619.4343
1 | 1600 | 707 | 0.03 | 15 | 15 | 7 | 1.3335e-09 | 5spot_SharedNeighbor | CO2 | Porous | Wet | R600a | MinimizeLCOE_Brownfield | IgnoreSilica | 2019 | 1.6 | 0.097355 | 0.001043 | 4 | 1687523.6552 | 5524256.3025 | 34402.4523 | 112619.4368 | 29.4035 | 1.0635 | 41.513 | 31916.2515 | 0 | 42484.8637 | 0 | 0 | 0 | 0 | 29016.4349 | 75494.8116 | 51526.7602 | 230439.1219 | 961560.8286 | 5848359.5185 | 5848359.5185 | 6843374.6835 | 3315138.9113 | 0 | 7040359.469 | 23047232.5823 | 1333521.4322 | 0.004172 | 1687523.6552 | 5524256.3025 | 34402.4523 | 112619.4368
1 | 1600 | 707 | 0.03 | 15 | 15 | 7 | 1.7783e-09 | 5spot_SharedNeighbor | CO2 | Porous | Wet | R600a | MinimizeLCOE_Brownfield | IgnoreSilica | 2019 | 1.6 | 0.097355 | 0.001043 | 4 | 1687523.683 | 5524256.3954 | 34402.4528 | 112619.4387 | 29.4035 | 1.0635 | 40.6818 | 31916.2511 | 0 | 42484.863 | 0 | 0 | 0 | 0 | 29016.4345 | 75494.8106 | 51526.7595 | 230439.1187 | 961560.8286 | 5848359.5185 | 5848359.5185 | 6843374.6835 | 3315138.9113 | 0 | 7040359.4659 | 23047232.5792 | 1778279.41 | 0.004172 | 1687523.683 | 5524256.3954 | 34402.4528 | 112619.4387
1 | 1600 | 707 | 0.03 | 15 | 15 | 7 | 2.3714e-09 | 5spot_SharedNeighbor | CO2 | Porous | Wet | R600a | MinimizeLCOE_Brownfield | IgnoreSilica | 2019 | 1.6 | 0.097355 | 0.001043 | 4 | 1687523.7038 | 5524256.4646 | 34402.4532 | 112619.4401 | 29.4035 | 1.0635 | 41.0013 | 31916.2509 | 0 | 42484.8626 | 0 | 0 | 0 | 0 | 29016.4342 | 75494.8098 | 51526.7589 | 230439.1164 | 961560.8286 | 5848359.5185 | 5848359.5185 | 6843374.6835 | 3315138.9113 | 0 | 7040359.4635 | 23047232.5768 | 2371373.7057 | 0.004172 | 1687523.7038 | 5524256.4646 | 34402.4532 | 112619.4401
1 | 1600 | 707 | 0.03 | 15 | 15 | 7 | 3.1623e-09 | 5spot_SharedNeighbor | CO2 | Porous | Wet | R600a | MinimizeLCOE_Brownfield | IgnoreSilica | 2019 | 1.6 | 0.097355 | 0.001043 | 4 | 1687523.7193 | 5524256.5165 | 34402.4536 | 112619.4412 | 29.4035 | 1.0635 | 41.1196 | 31916.2506 | 0 | 42484.8622 | 0 | 0 | 0 | 0 | 29016.434 | 75494.8092 | 51526.7585 | 230439.1146 | 961560.8286 | 5848359.5185 | 5848359.5185 | 6843374.6835 | 3315138.9113 | 0 | 7040359.4618 | 23047232.5751 | 3162277.6602 | 0.004172 | 1687523.7193 | 5524256.5165 | 34402.4536 | 112619.4412
1 | 1600 | 707 | 0.03 | 15 | 15 | 7 | 4.217e-09 | 5spot_SharedNeighbor | CO2 | Porous | Wet | R600a | MinimizeLCOE_Brownfield | IgnoreSilica | 2019 | 1.6 | 0.097355 | 0.001043 | 4 | 1687523.731 | 5524256.5553 | 34402.4538 | 112619.442 | 29.4035 | 1.0635 | 40.5612 | 31916.2505 | 0 | 42484.862 | 0 | 0 | 0 | 0 | 29016.4338 | 75494.8088 | 51526.7583 | 230439.1133 | 961560.8286 | 5848359.5185 | 5848359.5185 | 6843374.6835 | 3315138.9113 | 0 | 7040359.4605 | 23047232.5738 | 4216965.0343 | 0.004172 | 1687523.731 | 5524256.5553 | 34402.4538 | 112619.442
1 | 1600 | 707 | 0.03 | 15 | 15 | 7 | 5.6234e-09 | 5spot_SharedNeighbor | CO2 | Porous | Wet | R600a | MinimizeLCOE_Brownfield | IgnoreSilica | 2019 | 1.6 | 0.097355 | 0.001043 | 4 | 1687523.7399 | 5524256.585 | 34402.454 | 112619.4426 | 29.4035 | 1.0635 | 39.8772 | 31916.2503 | 0 | 42484.8618 | 0 | 0 | 0 | 0 | 29016.4337 | 75494.8085 | 51526.758 | 230439.1123 | 961560.8286 | 5848359.5185 | 5848359.5185 | 6843374.6835 | 3315138.9113 | 0 | 7040359.4595 | 23047232.5728 | 5623413.2519 | 0.004172 | 1687523.7399 | 5524256.585 | 34402.454 | 112619.4426
1 | 1600 | 707 | 0.03 | 15 | 15 | 7 | 7.4989e-09 | 5spot_SharedNeighbor | CO2 | Porous | Wet | R600a | MinimizeLCOE_Brownfield | IgnoreSilica | 2019 | 1.6 | 0.097355 | 0.001043 | 4 | 1687523.7464 | 5524256.6067 | 34402.4541 | 112619.443 | 29.4035 | 1.0635 | 40.7507 | 31916.2503 | 0 | 42484.8616 | 0 | 0 | 0 | 0 | 29016.4336 | 75494.8082 | 51526.7579 | 230439.1116 | 961560.8286 | 5848359.5185 | 5848359.5185 | 6843374.6835 | 3315138.9113 | 0 | 7040359.4587 | 23047232.572 | 7498942.0933 | 0.004172 | 1687523.7464 | 5524256.6067 | 34402.4541 | 112619.443
1 | 1600 | 707 | 0.03 | 15 | 15 | 7 | 1e-08 | 5spot_SharedNeighbor | CO2 | Porous | Wet | R600a | MinimizeLCOE_Brownfield | IgnoreSilica | 2019 | 1.6 | 0.097355 | 0.001043 | 4 | 1687523.7514 | 5524256.6234 | 34402.4542 | 112619.4434 | 29.4035 | 1.0635 | 41.2385 | 31916.2502 | 0 | 42484.8615 | 0 | 0 | 0 | 0 | 29016.4336 | 75494.808 | 51526.7577 | 230439.111 | 961560.8286 | 5848359.5185 | 5848359.5185 | 6843374.6835 | 3315138.9113 | 0 | 7040359.4582 | 23047232.5715 | 10000000 | 0.004172 | 1687523.7514 | 5524256.6234 | 34402.4542 | 112619.4434
1 | 1700 | 707 | 0.03 | 15 | 15 | 7 | 1e-13 | 5spot_SharedNeighbor | CO2 | Porous | Wet | R600a | MinimizeLCOE_Brownfield | IgnoreSilica | 2019 | 0.38931 | 0.0075947 | 0.00019315 | 4 | 9379224.5999 | 30978110.0981 | 191208.1798 | 631530.6753 | 28.374 | 0.89925 | 37.0278 | 10343.8837 | 0 | 11374.2408 | 0 | 0 | 0 | 664.1941 | 8729.1042 | 22711.3386 | 15500.9553 | 69323.7167 | 961560.8286 | 6215678.3853 | 6215678.3853 | 7036927.9594 | 3435093.2969 | 0 | 7246562.9307 | 23934262.5724 | 100 | 0.00077262 | 9379224.5999 | 30978110.0981 | 191208.1798 | 631530.6753
1 | 1700 | 707 | 0.03 | 15 | 15 | 7 | 1.3335e-13 | 5spot_SharedNeighbor | CO2 | Porous | Wet | R600a | MinimizeLCOE_Brownfield | IgnoreSilica | 2019 | 0.48192 | 0.014188 | 0.00029152 | 4 | 6231023.8514 | 20541883.7129 | 127027.8493 | 418774.0844 | 29.067 | 1.0087 | 36.3229 | 13319.671 | 0 | 15309.9549 | 0 | 0 | 0 | 0 | 11165.5541 | 29050.4814 | 19827.5505 | 88673.2119 | 961560.8286 | 6215678.3853 | 6215678.3853 | 7036927.9594 | 3435093.2969 | 0 | 7265912.4259 | 23953612.0676 | 133.3521 | 0.0011661 | 6231023.8514 | 20541883.7129 | 127027.8493 | 418774.0844
1 | 1700 | 707 | 0.03 | 15 | 15 | 7 | 1.7783e-13 | 5spot_SharedNeighbor | CO2 | Porous | Wet | R600a | MinimizeLCOE_Brownfield | IgnoreSilica | 2019 | 0.70141 | 0.030172 | 0.0005252 | 4 | 3483047.017 | 11426582.4776 | 71006.6246 | 232946.3394 | 30.0746 | 1.1733 | 23.9305 | 20131.2046 | 0 | 25041.4068 | 0 | 0 | 0 | 0 | 17617.3184 | 45836.6488 | 31284.4546 | 139911.0332 | 961560.8286 | 6215678.3853 | 6215678.3853 | 7036927.9594 | 3435093.2969 | 0 | 7317150.2472 | 24004849.8889 | 177.8279 | 0.0021008 | 3483047.017 | 11426582.4776 | 71006.6246 | 232946.3394
1 | 1700 | 707 | 0.03 | 15 | 15 | 7 | 2.3714e-13 | 5spot_SharedNeighbor | CO2 | Porous | Wet | R600a | MinimizeLCOE_Brownfield | IgnoreSilica | 2019 | 0.7792 | 0.035926 | 0.00060492 | 4 | 3031173.5766 | 9927855.439 | 61794.5733 | 202392.7615 | 30.2639 | 1.2044 | 33.2328 | 22331.3392 | 0 | 28424.2543 | 0 | 0 | 0 | 0 | 19794.6815 | 51501.7008 | 35150.969 | 157202.9448 | 961560.8286 | 6215678.3853 | 6215678.3853 | 7036927.9594 | 3435093.2969 | 0 | 7334442.1588 | 24022141.8005 | 237.1374 | 0.0024197 | 3031173.5766 | 9927855.439 | 61794.5733 | 202392.7615
1 | 1700 | 707 | 0.03 | 15 | 15 | 7 | 3.1623e-13 | 5spot_SharedNeighbor | CO2 | Porous | Wet | R600a | MinimizeLCOE_Brownfield | IgnoreSilica | 2019 | 0.7792 | 0.035926 | 0.00060492 | 4 | 3031148.0341 | 9927770.3766 | 61794.0526 | 202391.0274 | 30.2639 | 1.2044 | 34.1532 | 22331.515 | 0 | 28424.5607 | 0 | 0 | 0 | 0 | 19794.8696 | 51502.1901 | 35151.303 | 157204.4384 | 961560.8286 | 6215678.3853 | 6215678.3853 | 7036927.9594 | 3435093.2969 | 0 | 7334443.6524 | 24022143.2941 | 316.2278 | 0.0024197 | 3031148.0341 | 9927770.3766 | 61794.0526 | 202391.0274
1 | 1700 | 707 | 0.03 | 15 | 15 | 7 | 4.217e-13 | 5spot_SharedNeighbor | CO2 | Porous | Wet | R600a | MinimizeLCOE_Brownfield | IgnoreSilica | 2019 | 1.6 | 0.097254 | 0.0014538 | 4 | 1295329.374 | 4164955.4691 | 26407.0414 | 84908.2508 | 31.1972 | 1.3624 | 28.4417 | 45225.0939 | 0 | 69545.2943 | 0 | 0 | 0 | 0 | 44760.4514 | 116457.5129 | 79484.6455 | 355472.9981 | 961560.8286 | 6215678.3853 | 6215678.3853 | 7036927.9594 | 3435093.2969 | 0 | 7532712.212 | 24220411.8537 | 421.6965 | 0.0058153 | 1295329.374 | 4164955.4691 | 26407.0414 | 84908.2508
1 | 1700 | 707 | 0.03 | 15 | 15 | 7 | 5.6234e-13 | 5spot_SharedNeighbor | CO2 | Porous | Wet | R600a | MinimizeLCOE_Brownfield | IgnoreSilica | 2019 | 1.6 | 0.097253 | 0.0014538 | 4 | 1295311.8805 | 4164899.2605 | 26406.6847 | 84907.1049 | 31.1972 | 1.3624 | 28.1148 | 45225.1945 | 0 | 69545.1604 | 0 | 0 | 0 | 0 | 44760.4384 | 116457.4791 | 79484.6224 | 355472.8948 | 961560.8286 | 6215678.3853 | 6215678.3853 | 7036927.9594 | 3435093.2969 | 0 | 7532712.1088 | 24220411.7505 | 562.3413 | 0.0058154 | 1295311.8805 | 4164899.2605 | 26406.6847 | 84907.1049
1 | 1700 | 707 | 0.03 | 15 | 15 | 7 | 7.4989e-13 | 5spot_SharedNeighbor | CO2 | Porous | Wet | R600a | MinimizeLCOE_Brownfield | IgnoreSilica | 2019 | 1.6 | 0.097253 | 0.0014539 | 4 | 1295293.3898 | 4164839.8477 | 26406.3078 | 84905.8937 | 31.1973 | 1.3625 | 27.5549 | 45225.3009 | 0 | 69545.0188 | 0 | 0 | 0 | 0 | 44760.4247 | 116457.4434 | 79484.5981 | 355472.7859 | 961560.8286 | 6215678.3853 | 6215678.3853 | 7036927.9594 | 3435093.2969 | 0 | 7532711.9998 | 24220411.6415 | 749.8942 | 0.0058154 | 1295293.3898 | 4164839.8477 | 26406.3078 | 84905.8937
1 | 1700 | 707 | 0.03 | 15 | 15 | 7 | 1e-12 | 5spot_SharedNeighbor | CO2 | Porous | Wet | R600a | MinimizeLCOE_Brownfield | IgnoreSilica | 2019 | 4.0117 | 0.27871 | 0.0042969 | 4 | 462112.4951 | 1433021.2144 | 9420.7883 | 29214.0758 | 31.8423 | 1.4718 | 40.0396 | 92283.0439 | 0 | 154844.7199 | 0 | 0 | 0 | 0 | 96379.8279 | 250760.5419 | 171149.2225 | 765417.3562 | 961560.8286 | 6215678.3853 | 6215678.3853 | 7036927.9594 | 3435093.2969 | 0 | 7942656.5701 | 24630356.2118 | 1000 | 0.017188 | 462112.4951 | 1433021.2144 | 9420.7883 | 29214.0758
1 | 1700 | 707 | 0.03 | 15 | 15 | 7 | 1.3335e-12 | 5spot_SharedNeighbor | CO2 | Porous | Wet | R600a | MinimizeLCOE_Brownfield | IgnoreSilica | 2019 | 5.354 | 0.37984 | 0.0058863 | 4 | 345787.9641 | 1054538.2804 | 7049.3554 | 21498.1892 | 31.953 | 1.4899 | 36.6093 | 114202.1671 | 0 | 197177.8961 | 0 | 0 | 0 | 0 | 121438.2246 | 315957.3501 | 215647.3837 | 964423.0217 | 961560.8286 | 6215678.3853 | 6215678.3853 | 7036927.9594 | 3435093.2969 | 0 | 8141662.2357 | 24829361.8774 | 1333.5214 | 0.023545 | 345787.9641 | 1054538.2804 | 7049.3554 | 21498.1892
1 | 1700 | 707 | 0.03 | 15 | 15 | 7 | 1.7783e-12 | 5spot_SharedNeighbor | CO2 | Porous | Wet | R600a | MinimizeLCOE_Brownfield | IgnoreSilica | 2019 | 7.1374 | 0.51422 | 0.0079988 | 4 | 262168.1612 | 783735.0692 | 5344.6526 | 15977.4995 | 32.0358 | 1.5033 | 44.1691 | 140802.0718 | 0 | 250161.9609 | 0 | 0 | 0 | 0 | 152475.9728 | 396711.204 | 270763.5483 | 1210914.7578 | 961560.8286 | 6215678.3853 | 6215678.3853 | 7036927.9594 | 3435093.2969 | 0 | 8388153.9717 | 25075853.6134 | 1778.2794 | 0.031995 | 262168.1612 | 783735.0692 | 5344.6526 | 15977.4995
1 | 1700 | 707 | 0.03 | 15 | 15 | 7 | 2.3714e-12 | 5spot_SharedNeighbor | CO2 | Porous | Wet | R600a | MinimizeLCOE_Brownfield | IgnoreSilica | 2019 | 9.5144 | 0.69343 | 0.010795 | 4 | 201364.0265 | 587841.6795 | 4105.078 | 11983.9478 | 32.0909 | 1.512 | 48.7701 | 173162.3554 | 0 | 316771.1204 | 0 | 0 | 0 | 0 | 191074.0556 | 497135.4979 | 339305.1924 | 1517448.2218 | 961560.8286 | 6215678.3853 | 6215678.3853 | 7036927.9594 | 3435093.2969 | 0 | 8694687.4357 | 25382387.0774 | 2371.3737 | 0.043179 | 201364.0265 | 587841.6795 | 4105.078 | 11983.9478
1 | 1700 | 707 | 0.03 | 15 | 15 | 7 | 3.1623e-12 | 5spot_SharedNeighbor | CO2 | Porous | Wet | R600a | MinimizeLCOE_Brownfield | IgnoreSilica | 2019 | 12.6816 | 0.93211 | 0.014503 | 4 | 156453.3431 | 444121.8909 | 3189.513 | 9054.0255 | 32.1276 | 1.5177 | 44.3002 | 212580.6134 | 0 | 400428.5621 | 0 | 0 | 0 | 0 | 239073.5784 | 622020.4104 | 424541.7113 | 1898644.8756 | 961560.8286 | 6215678.3853 | 6215678.3853 | 7036927.9594 | 3435093.2969 | 0 | 9075884.0896 | 25763583.7313 | 3162.2777 | 0.05801 | 156453.3431 | 444121.8909 | 3189.513 | 9054.0255
1 | 1700 | 707 | 0.03 | 15 | 15 | 7 | 4.217e-12 | 5spot_SharedNeighbor | CO2 | Porous | Wet | R600a | MinimizeLCOE_Brownfield | IgnoreSilica | 2019 | 16.9011 | 1.2503 | 0.019345 | 4 | 123415.1082 | 339071.6967 | 2515.9839 | 6912.4352 | 32.1359 | 1.5185 | 42.2838 | 260416.8436 | 0 | 505659.3358 | 0 | 0 | 0 | 0 | 298769.71 | 777337.4993 | 530548.8159 | 2372732.2046 | 961560.8286 | 6215678.3853 | 6215678.3853 | 7036927.9594 | 3435093.2969 | 0 | 9549971.4185 | 26237671.0603 | 4216.965 | 0.077381 | 123415.1082 | 339071.6967 | 2515.9839 | 6912.4352
1 | 1700 | 707 | 0.03 | 15 | 15 | 7 | 5.6234e-12 | 5spot_SharedNeighbor | CO2 | Porous | Wet | R600a | MinimizeLCOE_Brownfield | IgnoreSilica | 2019 | 22.4796 | 1.6709 | 0.025579 | 4 | 99053.2551 | 262150.8144 | 2019.3346 | 5344.2989 | 32.1171 | 1.5147 | 36.1727 | 317949.1118 | 0 | 636968.1845 | 0 | 0 | 0 | 0 | 372417.7456 | 968954.5805 | 661331.4112 | 2957621.0336 | 961560.8286 | 6215678.3853 | 6215678.3853 | 7036927.9594 | 3435093.2969 | 0 | 10134860.2476 | 26822559.8893 | 5623.4133 | 0.10232 | 99053.2551 | 262150.8144 | 2019.3346 | 5344.2989
1 | 1700 | 707 | 0.03 | 15 | 15 | 7 | 7.4989e-12 | 5spot_SharedNeighbor | CO2 | Porous | Wet | R600a | MinimizeLCOE_Brownfield | IgnoreSilica | 2019 | 29.8311 | 2.2252 | 0.033385 | 4 | 81274.9886 | 206238.4831 | 1656.9006 | 4204.4504 | 32.0573 | 1.5038 | 47.1312 | 386483.4721 | 0 | 800462.0465 | 0 | 0 | 0 | 0 | 462908.7522 | 1204393.6177 | 822023.3919 | 3676271.2804 | 961560.8286 | 6215678.3853 | 6215678.3853 | 7036927.9594 | 3435093.2969 | 0 | 10853510.4943 | 27541210.136 | 7498.9421 | 0.13354 | 81274.9886 | 206238.4831 | 1656.9006 | 4204.4504
1 | 1700 | 707 | 0.03 | 15 | 15 | 7 | 1e-11 | 5spot_SharedNeighbor | CO2 | Porous | Wet | R600a | MinimizeLCOE_Brownfield | IgnoreSilica | 2019 | 39.4439 | 2.9501 | 0.042616 | 4 | 68798.7125 | 166694.0466 | 1402.5548 | 3398.2836 | 31.93 | 1.4812 | 42.4015 | 466455.6182 | 0 | 1002753.5211 | 0 | 0 | 0 | 0 | 572991.5643 | 1490806.5136 | 1017506.0786 | 4550513.2958 | 961560.8286 | 6215678.3853 | 6215678.3853 | 7036927.9594 | 3435093.2969 | 0 | 11727752.5098 | 28415452.1515 | 10000 | 0.17046 | 68798.7125 | 166694.0466 | 1402.5548 | 3398.2836
1 | 1700 | 707 | 0.03 | 15 | 15 | 7 | 1.3335e-11 | 5spot_SharedNeighbor | CO2 | Porous | Wet | R600a | MinimizeLCOE_Brownfield | IgnoreSilica | 2019 | 51.8682 | 3.8862 | 0.052342 | 4 | 61010.2138 | 140715.4447 | 1243.7757 | 2868.6747 | 31.6929 | 1.4396 | 41.3857 | 556446.333 | 0 | 1250421.5256 | 0 | 0 | 0 | 0 | 704678.4648 | 1833428.8161 | 1251352.8402 | 5596327.9797 | 961560.8286 | 6215678.3853 | 6215678.3853 | 7036927.9594 | 3435093.2969 | 0 | 12773567.1937 | 29461266.8354 | 13335.2143 | 0.20937 | 61010.2138 | 140715.4447 | 1243.7757 | 2868.6747
1 | 1700 | 707 | 0.03 | 15 | 15 | 7 | 1.7783e-11 | 5spot_SharedNeighbor | CO2 | Porous | Wet | R600a | MinimizeLCOE_Brownfield | IgnoreSilica | 2019 | 65.5197 | 4.9121 | 0.059074 | 4 | 58536.0735 | 129158.3397 | 1193.337 | 2633.0675 | 31.3336 | 1.3772 | 42.9611 | 639201.3971 | 0 | 1509331.6097 | 0 | 0 | 0 | 0 | 837927.8726 | 2180116.4419 | 1487974.2685 | 6654551.5898 | 961560.8286 | 6215678.3853 | 6215678.3853 | 7036927.9594 | 3435093.2969 | 0 | 13831790.8038 | 30519490.4455 | 17782.7941 | 0.2363 | 58536.0735 | 129158.3397 | 1193.337 | 2633.0675
1 | 1700 | 707 | 0.03 | 15 | 15 | 7 | 2.3714e-11 | 5spot_SharedNeighbor | CO2 | Porous | Wet | R600a | MinimizeLCOE_Brownfield | IgnoreSilica | 2019 | 75.8 | 5.6801 | 0.06426 | 4 | 53659.8391 | 118582.1568 | 1093.9284 | 2417.4577 | 30.996 | 1.3197 | 188.2228 | 646827.8716 | 0 | 1489110.0106 | 0 | 0 | 0 | 0 | 833015.7741 | 2167336.1691 | 1479251.4697 | 6615541.295 | 961560.8286 | 6215678.3853 | 6215678.3853 | 7036927.9594 | 3435093.2969 | 0 | 13792780.5089 | 30480480.1506 | 23713.7371 | 0.25704 | 53659.8391 | 118582.1568 | 1093.9284 | 2417.4577
1 | 1700 | 707 | 0.03 | 15 | 15 | 7 | 3.1623e-11 | 5spot_SharedNeighbor | CO2 | Porous | Wet | R600a | MinimizeLCOE_Brownfield | IgnoreSilica | 2019 | 75.8 | 5.6794 | 0.063935 | 4 | 54175.356 | 119428.2482 | 1104.4379 | 2434.7064 | 30.9938 | 1.3193 | 189.6773 | 650201.1849 | 0 | 1505742.4108 | 0 | 0 | 0 | 0 | 840818.0023 | 2187635.9666 | 1493106.4986 | 6677504.0633 | 961560.8286 | 6215678.3853 | 6215678.3853 | 7036927.9594 | 3435093.2969 | 0 | 13854743.2773 | 30542442.919 | 31622.7766 | 0.25574 | 54175.356 | 119428.2482 | 1104.4379 | 2434.7064
1 | 1700 | 707 | 0.03 | 15 | 15 | 7 | 4.217e-11 | 5spot_SharedNeighbor | CO2 | Porous | Wet | R600a | MinimizeLCOE_Brownfield | IgnoreSilica | 2019 | 75.8 | 5.6789 | 0.063657 | 4 | 54619.9899 | 120157.4333 | 1113.5024 | 2449.5718 | 30.9921 | 1.3189 | 187.8966 | 653094.9597 | 0 | 1519980.5089 | 0 | 0 | 0 | 0 | 847499.4327 | 2205019.6779 | 1504971.2388 | 6730565.818 | 961560.8286 | 6215678.3853 | 6215678.3853 | 7036927.9594 | 3435093.2969 | 0 | 13907805.0319 | 30595504.6736 | 42169.6503 | 0.25463 | 54619.9899 | 120157.4333 | 1113.5024 | 2449.5718
1 | 1700 | 707 | 0.03 | 15 | 15 | 7 | 5.6234e-11 | 5spot_SharedNeighbor | CO2 | Porous | Wet | R600a | MinimizeLCOE_Brownfield | IgnoreSilica | 2019 | 75.8 | 5.6785 | 0.063428 | 4 | 54989.6787 | 120763.6043 | 1121.039 | 2461.9294 | 30.9907 | 1.3186 | 194.4068 | 655485.4261 | 0 | 1531728.7025 | 0 | 0 | 0 | 0 | 853013.5102 | 2219366.1763 | 1514763.0188 | 6774356.8339 | 961560.8286 | 6215678.3853 | 6215678.3853 | 7036927.9594 | 3435093.2969 | 0 | 13951596.0479 | 30639295.6896 | 56234.1325 | 0.25371 | 54989.6787 | 120763.6043 | 1121.039 | 2461.9294
1 | 1700 | 707 | 0.03 | 15 | 15 | 7 | 7.4989e-11 | 5spot_SharedNeighbor | CO2 | Porous | Wet | R600a | MinimizeLCOE_Brownfield | IgnoreSilica | 2019 | 75.8 | 5.6782 | 0.063244 | 4 | 55289.3267 | 121254.954 | 1127.1477 | 2471.9462 | 30.9896 | 1.3184 | 190.7669 | 657411.2578 | 0 | 1541186.8801 | 0 | 0 | 0 | 0 | 857453.2738 | 2230917.5306 | 1522647.0554 | 6809615.9977 | 961560.8286 | 6215678.3853 | 6215678.3853 | 7036927.9594 | 3435093.2969 | 0 | 13986855.2117 | 30674554.8534 | 74989.4209 | 0.25298 | 55289.3267 | 121254.954 | 1127.1477 | 2471.9462
1 | 1700 | 707 | 0.03 | 15 | 15 | 7 | 1e-10 | 5spot_SharedNeighbor | CO2 | Porous | Wet | R600a | MinimizeLCOE_Brownfield | IgnoreSilica | 2019 | 75.8 | 5.678 | 0.063098 | 4 | 55527.6314 | 121645.7644 | 1132.0059 | 2479.9134 | 30.9887 | 1.3183 | 188.6813 | 658934.8474 | 0 | 1548666.3128 | 0 | 0 | 0 | 0 | 860964.4525 | 2240052.8972 | 1528882.1308 | 6837500.6407 | 961560.8286 | 6215678.3853 | 6215678.3853 | 7036927.9594 | 3435093.2969 | 0 | 14014739.8547 | 30702439.4964 | 100000 | 0.25239 | 55527.6314 | 121645.7644 | 1132.0059 | 2479.9134
1 | 1700 | 707 | 0.03 | 15 | 15 | 7 | 1.3335e-10 | 5spot_SharedNeighbor | CO2 | Porous | Wet | R600a | MinimizeLCOE_Brownfield | IgnoreSilica | 2019 | 75.8 | 5.6778 | 0.062984 | 4 | 55714.4369 | 121952.1614 | 1135.8142 | 2486.1598 | 30.9881 | 1.3181 | 187.2109 | 660124.0535 | 0 | 1554502.5756 | 0 | 0 | 0 | 0 | 863704.3854 | 2247181.6406 | 1533747.6446 | 6859260.2997 | 961560.8286 | 6215678.3853 | 6215678.3853 | 7036927.9594 | 3435093.2969 | 0 | 14036499.5136 | 30724199.1553 | 133352.1432 | 0.25194 | 55714.4369 | 121952.1614 | 1135.8142 | 2486.1598
1 | 1700 | 707 | 0.03 | 15 | 15 | 7 | 1.7783e-10 | 5spot_SharedNeighbor | CO2 | Porous | Wet | R600a | MinimizeLCOE_Brownfield | IgnoreSilica | 2019 | 75.8 | 5.6777 | 0.062896 | 4 | 55859.2851 | 122189.7714 | 1138.7671 | 2491.0038 | 30.9876 | 1.318 | 186.0256 | 661042.9943 | 0 | 1559011.5962 | 0 | 0 | 0 | 0 | 865821.2903 | 2252689.393 | 1537506.7989 | 6876072.0727 | 961560.8286 | 6215678.3853 | 6215678.3853 | 7036927.9594 | 3435093.2969 | 0 | 14053311.2867 | 30741010.9284 | 177827.941 | 0.25158 | 55859.2851 | 122189.7714 | 1138.7671 | 2491.0038
1 | 1700 | 707 | 0.03 | 15 | 15 | 7 | 2.3714e-10 | 5spot_SharedNeighbor | CO2 | Porous | Wet | R600a | MinimizeLCOE_Brownfield | IgnoreSilica | 2019 | 75.8 | 5.6776 | 0.062828 | 4 | 55970.6673 | 122372.5042 | 1141.0378 | 2494.729 | 30.9872 | 1.3179 | 196.1192 | 661747.7107 | 0 | 1562469.0216 | 0 | 0 | 0 | 0 | 867444.5256 | 2256912.7183 | 1540389.3052 | 6888963.2814 | 961560.8286 | 6215678.3853 | 6215678.3853 | 7036927.9594 | 3435093.2969 | 0 | 14066202.4953 | 30753902.1371 | 237137.3706 | 0.25131 | 55970.6673 | 122372.5042 | 1141.0378 | 2494.729
1 | 1700 | 707 | 0.03 | 15 | 15 | 7 | 3.1623e-10 | 5spot_SharedNeighbor | CO2 | Porous | Wet | R600a | MinimizeLCOE_Brownfield | IgnoreSilica | 2019 | 75.8 | 5.6775 | 0.062777 | 4 | 56055.7873 | 122512.1643 | 1142.773 | 2497.5762 | 30.9869 | 1.3179 | 192.9099 | 662285.1394 | 0 | 1565105.4709 | 0 | 0 | 0 | 0 | 868682.338 | 2260133.2523 | 1542587.3858 | 6898793.5864 | 961560.8286 | 6215678.3853 | 6215678.3853 | 7036927.9594 | 3435093.2969 | 0 | 14076032.8004 | 30763732.4421 | 316227.766 | 0.25111 | 56055.7873 | 122512.1643 | 1142.773 | 2497.5762
1 | 1700 | 707 | 0.03 | 15 | 15 | 7 | 4.217e-10 | 5spot_SharedNeighbor | CO2 | Porous | Wet | R600a | MinimizeLCOE_Brownfield | IgnoreSilica | 2019 | 75.8 | 5.6774 | 0.062738 | 4 | 56120.5353 | 122618.4067 | 1144.093 | 2499.7421 | 30.9867 | 1.3178 | 194.1445 | 662693.2874 | 0 | 1567107.5779 | 0 | 0 | 0 | 0 | 869622.3375 | 2262578.938 | 1544256.6165 | 6906258.7572 | 961560.8286 | 6215678.3853 | 6215678.3853 | 7036927.9594 | 3435093.2969 | 0 | 14083497.9712 | 30771197.6129 | 421696.5034 | 0.25095 | 56120.5353 | 122618.4067 | 1144.093 | 2499.7421
1 | 1700 | 707 | 0.03 | 15 | 15 | 7 | 5.6234e-10 | 5spot_SharedNeighbor | CO2 | Porous | Wet | R600a | MinimizeLCOE_Brownfield | IgnoreSilica | 2019 | 75.8 | 5.6774 | 0.062708 | 4 | 56169.6068 | 122698.9309 | 1145.0934 | 2501.3837 | 30.9865 | 1.3178 | 195.1239 | 663002.234 | 0 | 1568623 | 0 | 0 | 0 | 0 | 870333.8412 | 2264430.1249 | 1545520.0896 | 6911909.2898 | 961560.8286 | 6215678.3853 | 6215678.3853 | 7036927.9594 | 3435093.2969 | 0 | 14089148.5037 | 30776848.1454 | 562341.3252 | 0.25083 | 56169.6068 | 122698.9309 | 1145.0934 | 2501.3837
1 | 1700 | 707 | 0.03 | 15 | 15 | 7 | 7.4989e-10 | 5spot_SharedNeighbor | CO2 | Porous | Wet | R600a | MinimizeLCOE_Brownfield | IgnoreSilica | 2019 | 75.8 | 5.6773 | 0.062686 | 4 | 56206.7008 | 122759.8032 | 1145.8496 | 2502.6246 | 30.9864 | 1.3178 | 193.7516 | 663235.5531 | 0 | 1569767.4212 | 0 | 0 | 0 | 0 | 870871.16 | 2265828.118 | 1546474.2486 | 6916176.5009 | 961560.8286 | 6215678.3853 | 6215678.3853 | 7036927.9594 | 3435093.2969 | 0 | 14093415.7149 | 30781115.3566 | 749894.2093 | 0.25074 | 56206.7008 | 122759.8032 | 1145.8496 | 2502.6246
1 | 1700 | 707 | 0.03 | 15 | 15 | 7 | 1e-09 | 5spot_SharedNeighbor | CO2 | Porous | Wet | R600a | MinimizeLCOE_Brownfield | IgnoreSilica | 2019 | 75.8 | 5.6773 | 0.062669 | 4 | 56234.6847 | 122805.7273 | 1146.4201 | 2503.5609 | 30.9863 | 1.3178 | 191.3949 | 663411.4461 | 0 | 1570630.1483 | 0 | 0 | 0 | 0 | 871276.2218 | 2266882.0058 | 1547193.5488 | 6919393.3708 | 961560.8286 | 6215678.3853 | 6215678.3853 | 7036927.9594 | 3435093.2969 | 0 | 14096632.5848 | 30784332.2265 | 1000000 | 0.25068 | 56234.6847 | 122805.7273 | 1146.4201 | 2503.5609
1 | 1700 | 707 | 0.03 | 15 | 15 | 7 | 1.3335e-09 | 5spot_SharedNeighbor | CO2 | Porous | Wet | R600a | MinimizeLCOE_Brownfield | IgnoreSilica | 2019 | 75.8 | 5.6773 | 0.062656 | 4 | 56255.7645 | 122840.3219 | 1146.8499 | 2504.2661 | 30.9862 | 1.3177 | 190.246 | 663543.8714 | 0 | 1571279.6618 | 0 | 0 | 0 | 0 | 871581.178 | 2267675.4392 | 1547735.0833 | 6921815.2337 | 961560.8286 | 6215678.3853 | 6215678.3853 | 7036927.9594 | 3435093.2969 | 0 | 14099054.4477 | 30786754.0894 | 1333521.4322 | 0.25062 | 56255.7645 | 122840.3219 | 1146.8499 | 2504.2661
1 | 1700 | 707 | 0.03 | 15 | 15 | 7 | 1.7783e-09 | 5spot_SharedNeighbor | CO2 | Porous | Wet | R600a | MinimizeLCOE_Brownfield | IgnoreSilica | 2019 | 75.8 | 5.6773 | 0.062646 | 4 | 56271.6255 | 122866.3524 | 1147.1732 | 2504.7968 | 30.9861 | 1.3177 | 191.3014 | 663643.4721 | 0 | 1571768.1717 | 0 | 0 | 0 | 0 | 871810.5411 | 2268272.1949 | 1548142.3814 | 6923636.7611 | 961560.8286 | 6215678.3853 | 6215678.3853 | 7036927.9594 | 3435093.2969 | 0 | 14100875.9751 | 30788575.6168 | 1778279.41 | 0.25059 | 56271.6255 | 122866.3524 | 1147.1732 | 2504.7968
1 | 1700 | 707 | 0.03 | 15 | 15 | 7 | 2.3714e-09 | 5spot_SharedNeighbor | CO2 | Porous | Wet | R600a | MinimizeLCOE_Brownfield | IgnoreSilica | 2019 | 75.8 | 5.6773 | 0.062639 | 4 | 56283.5498 | 122885.9223 | 1147.4163 | 2505.1957 | 30.9861 | 1.3177 | 190.6108 | 663718.3287 | 0 | 1572135.3161 | 0 | 0 | 0 | 0 | 871982.9215 | 2268720.6934 | 1548448.4908 | 6925005.7503 | 961560.8286 | 6215678.3853 | 6215678.3853 | 7036927.9594 | 3435093.2969 | 0 | 14102244.9643 | 30789944.606 | 2371373.7057 | 0.25056 | 56283.5498 | 122885.9223 | 1147.4163 | 2505.1957
1 | 1700 | 707 | 0.03 | 15 | 15 | 7 | 3.1623e-09 | 5spot_SharedNeighbor | CO2 | Porous | Wet | R600a | MinimizeLCOE_Brownfield | IgnoreSilica | 2019 | 75.8 | 5.6773 | 0.062634 | 4 | 56292.5087 | 122900.6258 | 1147.5989 | 2505.4955 | 30.9861 | 1.3177 | 190.5947 | 663774.557 | 0 | 1572411.0939 | 0 | 0 | 0 | 0 | 872112.4038 | 2269057.5799 | 1548678.4228 | 6926034.0574 | 961560.8286 | 6215678.3853 | 6215678.3853 | 7036927.9594 | 3435093.2969 | 0 | 14103273.2714 | 30790972.9131 | 3162277.6602 | 0.25054 | 56292.5087 | 122900.6258 | 1147.5989 | 2505.4955
1 | 1700 | 707 | 0.03 | 15 | 15 | 7 | 4.217e-09 | 5spot_SharedNeighbor | CO2 | Porous | Wet | R600a | MinimizeLCOE_Brownfield | IgnoreSilica | 2019 | 75.8 | 5.6773 | 0.06263 | 4 | 56299.2362 | 122911.6671 | 1147.7361 | 2505.7206 | 30.9861 | 1.3177 | 191.6605 | 663816.7729 | 0 | 1572618.145 | 0 | 0 | 0 | 0 | 872209.618 | 2269310.5111 | 1548851.0535 | 6926806.1004 | 961560.8286 | 6215678.3853 | 6215678.3853 | 7036927.9594 | 3435093.2969 | 0 | 14104045.3144 | 30791744.9561 | 4216965.0343 | 0.25052 | 56299.2362 | 122911.6671 | 1147.7361 | 2505.7206
1 | 1700 | 707 | 0.03 | 15 | 15 | 7 | 5.6234e-09 | 5spot_SharedNeighbor | CO2 | Porous | Wet | R600a | MinimizeLCOE_Brownfield | IgnoreSilica | 2019 | 75.8 | 5.6773 | 0.062627 | 4 | 56304.2871 | 122919.9567 | 1147.839 | 2505.8896 | 30.986 | 1.3177 | 191.0986 | 663848.4642 | 0 | 1572773.5763 | 0 | 0 | 0 | 0 | 872282.5958 | 2269500.3845 | 1548980.646 | 6927385.6668 | 961560.8286 | 6215678.3853 | 6215678.3853 | 7036927.9594 | 3435093.2969 | 0 | 14104624.8807 | 30792324.5224 | 5623413.2519 | 0.25051 | 56304.2871 | 122919.9567 | 1147.839 | 2505.8896
1 | 1700 | 707 | 0.03 | 15 | 15 | 7 | 7.4989e-09 | 5spot_SharedNeighbor | CO2 | Porous | Wet | R600a | MinimizeLCOE_Brownfield | IgnoreSilica | 2019 | 75.8 | 5.6773 | 0.062624 | 4 | 56308.0775 | 122926.1777 | 1147.9163 | 2506.0164 | 30.986 | 1.3177 | 193.6113 | 663872.2442 | 0 | 1572890.2065 | 0 | 0 | 0 | 0 | 872337.3558 | 2269642.8587 | 1549077.8875 | 6927820.5526 | 961560.8286 | 6215678.3853 | 6215678.3853 | 7036927.9594 | 3435093.2969 | 0 | 14105059.7666 | 30792759.4083 | 7498942.0933 | 0.2505 | 56308.0775 | 122926.1777 | 1147.9163 | 2506.0164
1 | 1700 | 707 | 0.03 | 15 | 15 | 7 | 1e-08 | 5spot_SharedNeighbor | CO2 | Porous | Wet | R600a | MinimizeLCOE_Brownfield | IgnoreSilica | 2019 | 75.8 | 5.6772 | 0.062623 | 4 | 56310.9216 | 122930.8456 | 1147.9743 | 2506.1116 | 30.986 | 1.3177 | 199.5117 | 663890.0862 | 0 | 1572977.7132 | 0 | 0 | 0 | 0 | 872378.4418 | 2269749.7561 | 1549150.8472 | 6928146.8446 | 961560.8286 | 6215678.3853 | 6215678.3853 | 7036927.9594 | 3435093.2969 | 0 | 14105386.0586 | 30793085.7003 | 10000000 | 0.25049 | 56310.9216 | 122930.8456 | 1147.9743 | 2506.1116
1 | 1800 | 707 | 0.03 | 15 | 15 | 7 | 1e-13 | 5spot_SharedNeighbor | CO2 | Porous | Wet | R600a | MinimizeLCOE_Brownfield | IgnoreSilica | 2019 | 0.35042 | 0.003193 | 0.00021597 | 4 | 8826627.5729 | 28947709.8288 | 179942.742 | 590138.2195 | 29.3025 | 1.0492 | 34.3905 | 11109.7761 | 0 | 12329.6947 | 0 | 0 | 0 | 701.7037 | 9415.058 | 24496.0497 | 16719.0573 | 74771.3394 | 961560.8286 | 6588857.343 | 6588857.343 | 7236048.3217 | 3557391.7189 | 0 | 7625189.511 | 25007486.8946 | 100 | 0.00086388 | 8826627.5729 | 28947709.8288 | 179942.742 | 590138.2195
1 | 1800 | 707 | 0.03 | 15 | 15 | 7 | 1.3335e-13 | 5spot_SharedNeighbor | CO2 | Porous | Wet | R600a | MinimizeLCOE_Brownfield | IgnoreSilica | 2019 | 0.47729 | 0.012021 | 0.00038143 | 4 | 5023423.1518 | 16416270.6396 | 102409.2756 | 334667.8816 | 30.4611 | 1.2429 | 26.656 | 16386.4396 | 0 | 19586.8315 | 0 | 0 | 0 | 807.6796 | 14344.5708 | 37321.6306 | 25472.7798 | 113919.9318 | 961560.8286 | 6588857.343 | 6588857.343 | 7236048.3217 | 3557391.7189 | 0 | 7664338.1034 | 25046635.4871 | 133.3521 | 0.0015257 | 5023423.1518 | 16416270.6396 | 102409.2756 | 334667.8816
1 | 1800 | 707 | 0.03 | 15 | 15 | 7 | 1.7783e-13 | 5spot_SharedNeighbor | CO2 | Porous | Wet | R600a | MinimizeLCOE_Brownfield | IgnoreSilica | 2019 | 0.6477 | 0.024512 | 0.00063544 | 4 | 3033818.1127 | 9872532.5555 | 61848.4858 | 201264.9297 | 31.3217 | 1.3997 | 30.4689 | 22695.5754 | 0 | 28079.4202 | 0 | 0 | 0 | 1137.6975 | 20245.9503 | 52675.8097 | 35952.3225 | 160786.7756 | 961560.8286 | 6588857.343 | 6588857.343 | 7236048.3217 | 3557391.7189 | 0 | 7711204.9472 | 25093502.3309 | 177.8279 | 0.0025417 | 3033818.1127 | 9872532.5555 | 61848.4858 | 201264.9297
1 | 1800 | 707 | 0.03 | 15 | 15 | 7 | 2.3714e-13 | 5spot_SharedNeighbor | CO2 | Porous | Wet | R600a | MinimizeLCOE_Brownfield | IgnoreSilica | 2019 | 0.86458 | 0.040962 | 0.0010087 | 4 | 1923812.257 | 6231961.6816 | 39219.515 | 127046.9682 | 31.99 | 1.5186 | 33.3669 | 30043.5763 | 0 | 38300.6928 | 0 | 0 | 0 | 0 | 26654.2649 | 69348.9298 | 47332.0696 | 211679.5333 | 961560.8286 | 6588857.343 | 6588857.343 | 7236048.3217 | 3557391.7189 | 0 | 7762097.705 | 25144395.0886 | 237.1374 | 0.0040347 | 1923812.257 | 6231961.6816 | 39219.515 | 127046.9682
1 | 1800 | 707 | 0.03 | 15 | 15 | 7 | 3.1623e-13 | 5spot_SharedNeighbor | CO2 | Porous | Wet | R600a | MinimizeLCOE_Brownfield | IgnoreSilica | 2019 | 1.1652 | 0.063913 | 0.0015151 | 4 | 1292631.92 | 4160844.6448 | 26352.0501 | 84824.446 | 32.5447 | 1.6144 | 83.2081 | 39305.2233 | 0 | 51654.9605 | 0 | 0 | 0 | 523.9658 | 35678.8184 | 92828.9667 | 63357.6772 | 283349.6119 | 961560.8286 | 6588857.343 | 6588857.343 | 7236048.3217 | 3557391.7189 | 0 | 7833767.7835 | 25216065.1672 | 316.2278 | 0.0060603 | 1292631.92 | 4160844.6448 | 26352.0501 | 84824.446
1 | 1800 | 707 | 0.03 | 15 | 15 | 7 | 4.217e-13 | 5spot_SharedNeighbor | CO2 | Porous | Wet | R600a | MinimizeLCOE_Brownfield | IgnoreSilica | 2019 | 1.5542 | 0.093867 | 0.0022009 | 4 | 899190.8873 | 2873632.1665 | 18331.2225 | 58582.8786 | 32.9738 | 1.6861 | 116.6003 | 50191.4537 | 0 | 67896.0871 | 0 | 0 | 0 | 0 | 46054.1409 | 119823.4276 | 81781.9515 | 365747.0608 | 961560.8286 | 6588857.343 | 6588857.343 | 7236048.3217 | 3557391.7189 | 0 | 7916165.2324 | 25298462.6161 | 421.6965 | 0.0088037 | 899190.8873 | 2873632.1665 | 18331.2225 | 58582.8786
1 | 1800 | 707 | 0.03 | 15 | 15 | 7 | 5.6234e-13 | 5spot_SharedNeighbor | CO2 | Porous | Wet | R600a | MinimizeLCOE_Brownfield | IgnoreSilica | 2019 | 2.0987 | 0.13584 | 0.0031362 | 4 | 640122.5627 | 2025719.9599 | 13049.7643 | 41297.0414 | 33.327 | 1.7433 | 163.3675 | 64019.4837 | 0 | 89250.4513 | 0 | 0 | 0 | 1676.7671 | 60429.2138 | 157224.4185 | 107308.8963 | 479909.2307 | 961560.8286 | 6588857.343 | 6588857.343 | 7236048.3217 | 3557391.7189 | 0 | 8030327.4023 | 25412624.7859 | 562.3413 | 0.012545 | 640122.5627 | 2025719.9599 | 13049.7643 | 41297.0414
1 | 1800 | 707 | 0.03 | 15 | 15 | 7 | 7.4989e-13 | 5spot_SharedNeighbor | CO2 | Porous | Wet | R600a | MinimizeLCOE_Brownfield | IgnoreSilica | 2019 | 2.7989 | 0.19011 | 0.0044038 | 4 | 463142.2533 | 1449921.6544 | 9441.7813 | 29558.6141 | 33.5907 | 1.7848 | 221.8362 | 80167.7965 | 0 | 115043.4256 | 0 | 0 | 0 | 1064.6894 | 76547.6055 | 199161.1674 | 135931.5891 | 607916.2736 | 961560.8286 | 6588857.343 | 6588857.343 | 7236048.3217 | 3557391.7189 | 0 | 8158334.4452 | 25540631.8288 | 749.8942 | 0.017615 | 463142.2533 | 1449921.6544 | 9441.7813 | 29558.6141
1 | 1800 | 707 | 0.03 | 15 | 15 | 7 | 1e-12 | 5spot_SharedNeighbor | CO2 | Porous | Wet | R600a | MinimizeLCOE_Brownfield | IgnoreSilica | 2019 | 3.7339 | 0.26266 | 0.0060997 | 4 | 340847.1063 | 1053270.1798 | 6948.6293 | 21472.3373 | 33.7942 | 1.8161 | 43.2301 | 99810.0054 | 0 | 147459.4538 | 0 | 0 | 0 | 0 | 96435.0891 | 250904.3203 | 171247.3542 | 765856.2228 | 961560.8286 | 6588857.343 | 6588857.343 | 7236048.3217 | 3557391.7189 | 0 | 8316274.3944 | 25698571.778 | 1000 | 0.024399 | 340847.1063 | 1053270.1798 | 6948.6293 | 21472.3373
1 | 1800 | 707 | 0.03 | 15 | 15 | 7 | 1.3335e-12 | 5spot_SharedNeighbor | CO2 | Porous | Wet | R600a | MinimizeLCOE_Brownfield | IgnoreSilica | 2019 | 4.9861 | 0.35983 | 0.008355 | 4 | 254852.6496 | 774971.3371 | 5195.516 | 15798.8389 | 33.9507 | 1.8397 | 31.4271 | 123801.7312 | 0 | 188321.0783 | 0 | 0 | 0 | 0 | 121727.8957 | 316711.0148 | 216161.7754 | 966723.4955 | 961560.8286 | 6588857.343 | 6588857.343 | 7236048.3217 | 3557391.7189 | 0 | 8517141.6671 | 25899439.0507 | 1333.5214 | 0.03342 | 254852.6496 | 774971.3371 | 5195.516 | 15798.8389
1 | 1800 | 707 | 0.03 | 15 | 15 | 7 | 1.7783e-12 | 5spot_SharedNeighbor | CO2 | Porous | Wet | R600a | MinimizeLCOE_Brownfield | IgnoreSilica | 2019 | 6.6445 | 0.48854 | 0.011344 | 4 | 193166.2206 | 576250.2182 | 3937.9547 | 11747.6401 | 34.0681 | 1.8572 | 48.3305 | 152815.3165 | 0 | 239283.3459 | 0 | 0 | 0 | 0 | 152918.4783 | 397862.5127 | 271549.3402 | 1214428.9936 | 961560.8286 | 6588857.343 | 6588857.343 | 7236048.3217 | 3557391.7189 | 0 | 8764847.1652 | 26147144.5488 | 1778.2794 | 0.045375 | 193166.2206 | 576250.2182 | 3937.9547 | 11747.6401
1 | 1800 | 707 | 0.03 | 15 | 15 | 7 | 2.3714e-12 | 5spot_SharedNeighbor | CO2 | Porous | Wet | R600a | MinimizeLCOE_Brownfield | IgnoreSilica | 2019 | 8.8714 | 0.66142 | 0.015351 | 4 | 147787.1994 | 430864.7775 | 3012.842 | 8783.7613 | 34.1546 | 1.8698 | 36.7129 | 188414.2715 | 0 | 303767.6932 | 0 | 0 | 0 | 0 | 191950.9662 | 499417.0396 | 340862.3915 | 1524412.3621 | 961560.8286 | 6588857.343 | 6588857.343 | 7236048.3217 | 3557391.7189 | 0 | 9074830.5337 | 26457127.9174 | 2371.3737 | 0.061405 | 147787.1994 | 430864.7775 | 3012.842 | 8783.7613
1 | 1800 | 707 | 0.03 | 15 | 15 | 7 | 3.1623e-12 | 5spot_SharedNeighbor | CO2 | Porous | Wet | R600a | MinimizeLCOE_Brownfield | IgnoreSilica | 2019 | 11.8385 | 0.89192 | 0.020643 | 4 | 114591.7334 | 325098.0737 | 2336.1075 | 6627.564 | 34.2089 | 1.8772 | 45.3258 | 231706.9186 | 0 | 384808.1188 | 0 | 0 | 0 | 757.8545 | 240736.4278 | 626346.8033 | 427494.5634 | 1911850.6864 | 961560.8286 | 6588857.343 | 6588857.343 | 7236048.3217 | 3557391.7189 | 0 | 9462268.8581 | 26844566.2417 | 3162.2777 | 0.082574 | 114591.7334 | 325098.0737 | 2336.1075 | 6627.564
1 | 1800 | 707 | 0.03 | 15 | 15 | 7 | 4.217e-12 | 5spot_SharedNeighbor | CO2 | Porous | Wet | R600a | MinimizeLCOE_Brownfield | IgnoreSilica | 2019 | 15.7561 | 1.1961 | 0.027611 | 4 | 89946.2897 | 247329.2498 | 1833.6768 | 5042.1413 | 34.2406 | 1.881 | 36.3899 | 283960.8564 | 0 | 485681.5558 | 0 | 0 | 0 | 0 | 300160.5407 | 780956.1556 | 533018.6232 | 2383777.7317 | 961560.8286 | 6588857.343 | 6588857.343 | 7236048.3217 | 3557391.7189 | 0 | 9934195.9033 | 27316493.287 | 4216.965 | 0.11045 | 89946.2897 | 247329.2498 | 1833.6768 | 5042.1413
1 | 1800 | 707 | 0.03 | 15 | 15 | 7 | 5.6234e-12 | 5spot_SharedNeighbor | CO2 | Porous | Wet | R600a | MinimizeLCOE_Brownfield | IgnoreSilica | 2019 | 20.9714 | 1.6013 | 0.036704 | 4 | 71675.8966 | 190070.0256 | 1461.2101 | 3874.8346 | 34.2379 | 1.8789 | 34.1515 | 347319.3 | 0 | 612511.0526 | 0 | 0 | 0 | 0 | 374333.8375 | 973939.8588 | 664733.9661 | 2972838.0149 | 961560.8286 | 6588857.343 | 6588857.343 | 7236048.3217 | 3557391.7189 | 0 | 10523256.1865 | 27905553.5702 | 5623.4133 | 0.14682 | 71675.8966 | 190070.0256 | 1461.2101 | 3874.8346
1 | 1800 | 707 | 0.03 | 15 | 15 | 7 | 7.4989e-12 | 5spot_SharedNeighbor | CO2 | Porous | Wet | R600a | MinimizeLCOE_Brownfield | IgnoreSilica | 2019 | 27.8313 | 2.1341 | 0.048339 | 4 | 58159.7174 | 148056.7064 | 1185.6645 | 3018.3362 | 34.1979 | 1.8703 | 49.6004 | 423018.0338 | 0 | 770047.1605 | 0 | 0 | 0 | 0 | 465295.4258 | 1210603.2526 | 826261.5953 | 3695225.468 | 961560.8286 | 6588857.343 | 6588857.343 | 7236048.3217 | 3557391.7189 | 0 | 11245643.6396 | 28627941.0233 | 7498.9421 | 0.19336 | 58159.7174 | 148056.7064 | 1185.6645 | 3018.3362
1 | 1800 | 707 | 0.03 | 15 | 15 | 7 | 1e-11 | 5spot_SharedNeighbor | CO2 | Porous | Wet | R600a | MinimizeLCOE_Brownfield | IgnoreSilica | 2019 | 36.8279 | 2.8332 | 0.062756 | 4 | 48313.1016 | 117558.776 | 984.9279 | 2396.5947 | 34.0932 | 1.8502 | 47.3193 | 512304.8325 | 0 | 965555.9955 | 0 | 0 | 0 | 0 | 576365.7229 | 1499585.3822 | 1023497.8367 | 4577309.7698 | 961560.8286 | 6588857.343 | 6588857.343 | 7236048.3217 | 3557391.7189 | 0 | 12127727.9414 | 29510025.325 | 10000 | 0.25102 | 48313.1016 | 117558.776 | 984.9279 | 2396.5947
1 | 1800 | 707 | 0.03 | 15 | 15 | 7 | 1.3335e-11 | 5spot_SharedNeighbor | CO2 | Porous | Wet | R600a | MinimizeLCOE_Brownfield | IgnoreSilica | 2019 | 48.4279 | 3.7341 | 0.079537 | 4 | 41436.6726 | 96072.7828 | 844.7426 | 1958.5736 | 33.8931 | 1.813 | 57.4032 | 614274.7402 | 0 | 1204278.9227 | 0 | 0 | 0 | 0 | 709235.9285 | 1845286.4017 | 1259445.886 | 5632521.879 | 961560.8286 | 6588857.343 | 6588857.343 | 7236048.3217 | 3557391.7189 | 0 | 13182940.0506 | 30565237.4342 | 13335.2143 | 0.31815 | 41436.6726 | 96072.7828 | 844.7426 | 1958.5736
1 | 1800 | 707 | 0.03 | 15 | 15 | 7 | 1.7783e-11 | 5spot_SharedNeighbor | CO2 | Porous | Wet | R600a | MinimizeLCOE_Brownfield | IgnoreSilica | 2019 | 63.0448 | 4.8667 | 0.096655 | 4 | 37264.3769 | 82223.9121 | 759.6847 | 1676.2457 | 33.5346 | 1.7479 | 47.1928 | 724284.8193 | 0 | 1489537.7556 | 0 | 0 | 0 | 0 | 863390.8042 | 2246365.7668 | 1533190.794 | 6856769.94 | 961560.8286 | 6588857.343 | 6588857.343 | 7236048.3217 | 3557391.7189 | 0 | 14407188.1116 | 31789485.4952 | 17782.7941 | 0.38662 | 37264.3769 | 82223.9121 | 759.6847 | 1676.2457
1 | 1800 | 707 | 0.03 | 15 | 15 | 7 | 2.3714e-11 | 5spot_SharedNeighbor | CO2 | Porous | Wet | R600a | MinimizeLCOE_Brownfield | IgnoreSilica | 2019 | 77.8749 | 6.0096 | 0.10778 | 4 | 36055.9353 | 76375.6618 | 735.049 | 1557.0212 | 33.0409 | 1.6599 | 64.0588 | 815405.7876 | 0 | 1765496.7989 | 0 | 0 | 0 | 0 | 1006552.0088 | 2618841.8546 | 1787413.3776 | 7993709.8274 | 961560.8286 | 6588857.343 | 6588857.343 | 7236048.3217 | 3557391.7189 | 0 | 15544127.9991 | 32926425.3827 | 23713.7371 | 0.43111 | 36055.9353 | 76375.6618 | 735.049 | 1557.0212
1 | 1800 | 707 | 0.03 | 15 | 15 | 7 | 3.1623e-11 | 5spot_SharedNeighbor | CO2 | Porous | Wet | R600a | MinimizeLCOE_Brownfield | IgnoreSilica | 2019 | 77.777 | 6.0014 | 0.10768 | 4 | 36070.8594 | 76428.3062 | 735.3533 | 1558.0944 | 33.0422 | 1.6602 | 72.5163 | 814722.5542 | 0 | 1763564.6644 | 0 | 0 | 0 | 0 | 1005532.0153 | 2616188.0407 | 1785602.0951 | 7985609.3696 | 961560.8286 | 6588857.343 | 6588857.343 | 7236048.3217 | 3557391.7189 | 0 | 15536027.5413 | 32918324.9249 | 31622.7766 | 0.43071 | 36070.8594 | 76428.3062 | 735.3533 | 1558.0944
1 | 1800 | 707 | 0.03 | 15 | 15 | 7 | 4.217e-11 | 5spot_SharedNeighbor | CO2 | Porous | Wet | R600a | MinimizeLCOE_Brownfield | IgnoreSilica | 2019 | 77.7233 | 5.9968 | 0.10761 | 4 | 36082.6565 | 76465.4394 | 735.5938 | 1558.8514 | 33.0423 | 1.6602 | 77.6941 | 814311.6257 | 0 | 1762468.0272 | 0 | 0 | 0 | 0 | 1004944.0646 | 2614658.3138 | 1784558.025 | 7980940.0564 | 961560.8286 | 6588857.343 | 6588857.343 | 7236048.3217 | 3557391.7189 | 0 | 15531358.2281 | 32913655.6117 | 42169.6503 | 0.43044 | 36082.6565 | 76465.4394 | 735.5938 | 1558.8514
1 | 1800 | 707 | 0.03 | 15 | 15 | 7 | 5.6234e-11 | 5spot_SharedNeighbor | CO2 | Porous | Wet | R600a | MinimizeLCOE_Brownfield | IgnoreSilica | 2019 | 77.6675 | 5.9921 | 0.10755 | 4 | 36091.9583 | 76497.2697 | 735.7834 | 1559.5003 | 33.043 | 1.6604 | 59.9647 | 813914.938 | 0 | 1761360.7572 | 0 | 0 | 0 | 0 | 1004357.5212 | 2613132.248 | 1783516.4538 | 7976281.9182 | 961560.8286 | 6588857.343 | 6588857.343 | 7236048.3217 | 3557391.7189 | 0 | 15526700.0899 | 32908997.4735 | 56234.1325 | 0.4302 | 36091.9583 | 76497.2697 | 735.7834 | 1559.5003
1 | 1800 | 707 | 0.03 | 15 | 15 | 7 | 7.4989e-11 | 5spot_SharedNeighbor | CO2 | Porous | Wet | R600a | MinimizeLCOE_Brownfield | IgnoreSilica | 2019 | 77.6138 | 5.9877 | 0.1075 | 4 | 36099.2412 | 76524.1082 | 735.9319 | 1560.0475 | 33.0438 | 1.6605 | 65.8478 | 813549.8326 | 0 | 1760311.8763 | 0 | 0 | 0 | 0 | 1003806.0665 | 2611697.476 | 1782537.1924 | 7971902.4438 | 961560.8286 | 6588857.343 | 6588857.343 | 7236048.3217 | 3557391.7189 | 0 | 15522320.6154 | 32904617.999 | 74989.4209 | 0.42999 | 36099.2412 | 76524.1082 | 735.9319 | 1560.0475
1 | 1800 | 707 | 0.03 | 15 | 15 | 7 | 1e-10 | 5spot_SharedNeighbor | CO2 | Porous | Wet | R600a | MinimizeLCOE_Brownfield | IgnoreSilica | 2019 | 77.5749 | 5.9844 | 0.10746 | 4 | 36104.8995 | 76544.415 | 736.0472 | 1560.4614 | 33.0444 | 1.6607 | 62.6484 | 813281.9661 | 0 | 1759549.6174 | 0 | 0 | 0 | 0 | 1003404.3176 | 2610652.2078 | 1781823.7753 | 7968711.8841 | 961560.8286 | 6588857.343 | 6588857.343 | 7236048.3217 | 3557391.7189 | 0 | 15519130.0558 | 32901427.4394 | 100000 | 0.42983 | 36104.8995 | 76544.415 | 736.0472 | 1560.4614
1 | 1800 | 707 | 0.03 | 15 | 15 | 7 | 1.3335e-10 | 5spot_SharedNeighbor | CO2 | Porous | Wet | R600a | MinimizeLCOE_Brownfield | IgnoreSilica | 2019 | 77.5601 | 5.9831 | 0.10744 | 4 | 36109.2626 | 76557.1727 | 736.1362 | 1560.7215 | 33.0443 | 1.6606 | 70.4034 | 813158.3997 | 0 | 1759238.6402 | 0 | 0 | 0 | 0 | 1003234.8456 | 2610211.2765 | 1781522.8307 | 7967365.9927 | 961560.8286 | 6588857.343 | 6588857.343 | 7236048.3217 | 3557391.7189 | 0 | 15517784.1643 | 32900081.5479 | 133352.1432 | 0.42975 | 36109.2626 | 76557.1727 | 736.1362 | 1560.7215
1 | 1800 | 707 | 0.03 | 15 | 15 | 7 | 1.7783e-10 | 5spot_SharedNeighbor | CO2 | Porous | Wet | R600a | MinimizeLCOE_Brownfield | IgnoreSilica | 2019 | 77.5406 | 5.9815 | 0.10742 | 4 | 36112.6068 | 76568.4932 | 736.2043 | 1560.9523 | 33.0445 | 1.6607 | 68.6827 | 813019.6863 | 0 | 1758853.4803 | 0 | 0 | 0 | 0 | 1003030.535 | 2609679.7021 | 1781160.0203 | 7965743.424 | 961560.8286 | 6588857.343 | 6588857.343 | 7236048.3217 | 3557391.7189 | 0 | 15516161.5956 | 32898458.9792 | 177827.941 | 0.42966 | 36112.6068 | 76568.4932 | 736.2043 | 1560.9523
1 | 1800 | 707 | 0.03 | 15 | 15 | 7 | 2.3714e-10 | 5spot_SharedNeighbor | CO2 | Porous | Wet | R600a | MinimizeLCOE_Brownfield | IgnoreSilica | 2019 | 77.5212 | 5.9799 | 0.1074 | 4 | 36115.1571 | 76578.0063 | 736.2563 | 1561.1462 | 33.0448 | 1.6608 | 66.8149 | 812888.8029 | 0 | 1758476.0159 | 0 | 0 | 0 | 0 | 1002832.2793 | 2609163.8816 | 1780807.9622 | 7964168.9419 | 961560.8286 | 6588857.343 | 6588857.343 | 7236048.3217 | 3557391.7189 | 0 | 15514587.1136 | 32896884.4972 | 237137.3706 | 0.42959 | 36115.1571 | 76578.0063 | 736.2563 | 1561.1462
1 | 1800 | 707 | 0.03 | 15 | 15 | 7 | 3.1623e-10 | 5spot_SharedNeighbor | CO2 | Porous | Wet | R600a | MinimizeLCOE_Brownfield | IgnoreSilica | 2019 | 77.5166 | 5.9795 | 0.10739 | 4 | 36117.0943 | 76583.2944 | 736.2958 | 1561.254 | 33.0447 | 1.6607 | 67.2058 | 812844.7441 | 0 | 1758373.9617 | 0 | 0 | 0 | 0 | 1002775.2952 | 2609015.6207 | 1780706.7711 | 7963716.3928 | 961560.8286 | 6588857.343 | 6588857.343 | 7236048.3217 | 3557391.7189 | 0 | 15514134.5644 | 32896431.948 | 316227.766 | 0.42955 | 36117.0943 | 76583.2944 | 736.2958 | 1561.254
1 | 1800 | 707 | 0.03 | 15 | 15 | 7 | 4.217e-10 | 5spot_SharedNeighbor | CO2 | Porous | Wet | R600a | MinimizeLCOE_Brownfield | IgnoreSilica | 2019 | 77.5017 | 5.9783 | 0.10738 | 4 | 36118.5611 | 76589.4586 | 736.3257 | 1561.3797 | 33.045 | 1.6608 | 65.2817 | 812749.7225 | 0 | 1758090.9941 | 0 | 0 | 0 | 0 | 1002627.8795 | 2608632.0751 | 1780444.9933 | 7962545.6645 | 961560.8286 | 6588857.343 | 6588857.343 | 7236048.3217 | 3557391.7189 | 0 | 15512963.8361 | 32895261.2197 | 421696.5034 | 0.4295 | 36118.5611 | 76589.4586 | 736.3257 | 1561.3797
1 | 1800 | 707 | 0.03 | 15 | 15 | 7 | 5.6234e-10 | 5spot_SharedNeighbor | CO2 | Porous | Wet | R600a | MinimizeLCOE_Brownfield | IgnoreSilica | 2019 | 77.5017 | 5.9782 | 0.10737 | 4 | 36119.6694 | 76591.9768 | 736.3483 | 1561.431 | 33.0449 | 1.6608 | 65.824 | 812738.9989 | 0 | 1758080.9138 | 0 | 0 | 0 | 0 | 1002619.766 | 2608610.9654 | 1780430.5855 | 7962481.2296 | 961560.8286 | 6588857.343 | 6588857.343 | 7236048.3217 | 3557391.7189 | 0 | 15512899.4012 | 32895196.7849 | 562341.3252 | 0.42949 | 36119.6694 | 76591.9768 | 736.3483 | 1561.431
1 | 1800 | 707 | 0.03 | 15 | 15 | 7 | 7.4989e-10 | 5spot_SharedNeighbor | CO2 | Porous | Wet | R600a | MinimizeLCOE_Brownfield | IgnoreSilica | 2019 | 77.5017 | 5.9782 | 0.10737 | 4 | 36120.5054 | 76593.8762 | 736.3654 | 1561.4698 | 33.0447 | 1.6607 | 66.5181 | 812730.9178 | 0 | 1758073.3369 | 0 | 0 | 0 | 0 | 1002613.6593 | 2608595.0772 | 1780419.7415 | 7962432.7326 | 961560.8286 | 6588857.343 | 6588857.343 | 7236048.3217 | 3557391.7189 | 0 | 15512850.9043 | 32895148.2879 | 749894.2093 | 0.42947 | 36120.5054 | 76593.8762 | 736.3654 | 1561.4698
1 | 1800 | 707 | 0.03 | 15 | 15 | 7 | 1e-09 | 5spot_SharedNeighbor | CO2 | Porous | Wet | R600a | MinimizeLCOE_Brownfield | IgnoreSilica | 2019 | 77.4823 | 5.9767 | 0.10736 | 4 | 36121.1344 | 76599.0213 | 736.3782 | 1561.5747 | 33.0454 | 1.6609 | 63.549 | 812618.7864 | 0 | 1757713.8706 | 0 | 0 | 0 | 0 | 1002429.7362 | 2608116.5471 | 1780093.1348 | 7960972.0751 | 961560.8286 | 6588857.343 | 6588857.343 | 7236048.3217 | 3557391.7189 | 0 | 15511390.2468 | 32893687.6304 | 1000000 | 0.42943 | 36121.1344 | 76599.0213 | 736.3782 | 1561.5747
1 | 1800 | 707 | 0.03 | 15 | 15 | 7 | 1.3335e-09 | 5spot_SharedNeighbor | CO2 | Porous | Wet | R600a | MinimizeLCOE_Brownfield | IgnoreSilica | 2019 | 77.4823 | 5.9767 | 0.10736 | 4 | 36121.6076 | 76600.0963 | 736.3878 | 1561.5966 | 33.0453 | 1.6609 | 63.1475 | 812614.2186 | 0 | 1757709.6026 | 0 | 0 | 0 | 0 | 1002426.2903 | 2608107.5814 | 1780087.0155 | 7960944.7084 | 961560.8286 | 6588857.343 | 6588857.343 | 7236048.3217 | 3557391.7189 | 0 | 15511362.8801 | 32893660.2637 | 1333521.4322 | 0.42942 | 36121.6076 | 76600.0963 | 736.3878 | 1561.5966
1 | 1800 | 707 | 0.03 | 15 | 15 | 7 | 1.7783e-09 | 5spot_SharedNeighbor | CO2 | Porous | Wet | R600a | MinimizeLCOE_Brownfield | IgnoreSilica | 2019 | 77.4823 | 5.9767 | 0.10735 | 4 | 36121.9634 | 76600.9044 | 736.3951 | 1561.613 | 33.0453 | 1.6608 | 64.2038 | 812610.7861 | 0 | 1757706.3989 | 0 | 0 | 0 | 0 | 1002423.7022 | 2608100.8476 | 1780082.4196 | 7960924.1544 | 961560.8286 | 6588857.343 | 6588857.343 | 7236048.3217 | 3557391.7189 | 0 | 15511342.326 | 32893639.7097 | 1778279.41 | 0.42942 | 36121.9634 | 76600.9044 | 736.3951 | 1561.613
1 | 1800 | 707 | 0.03 | 15 | 15 | 7 | 2.3714e-09 | 5spot_SharedNeighbor | CO2 | Porous | Wet | R600a | MinimizeLCOE_Brownfield | IgnoreSilica | 2019 | 77.4823 | 5.9766 | 0.10735 | 4 | 36122.2308 | 76601.5116 | 736.4005 | 1561.6254 | 33.0452 | 1.6608 | 64.3831 | 812608.2081 | 0 | 1757703.9947 | 0 | 0 | 0 | 0 | 1002421.7591 | 2608095.7922 | 1780078.9692 | 7960908.7232 | 961560.8286 | 6588857.343 | 6588857.343 | 7236048.3217 | 3557391.7189 | 0 | 15511326.8948 | 32893624.2785 | 2371373.7057 | 0.42941 | 36122.2308 | 76601.5116 | 736.4005 | 1561.6254
1 | 1800 | 707 | 0.03 | 15 | 15 | 7 | 3.1623e-09 | 5spot_SharedNeighbor | CO2 | Porous | Wet | R600a | MinimizeLCOE_Brownfield | IgnoreSilica | 2019 | 77.4823 | 5.9766 | 0.10735 | 4 | 36122.4315 | 76601.9675 | 736.4046 | 1561.6347 | 33.0452 | 1.6608 | 64.3713 | 812606.2726 | 0 | 1757702.1908 | 0 | 0 | 0 | 0 | 1002420.3007 | 2608091.9978 | 1780076.3794 | 7960897.1413 | 961560.8286 | 6588857.343 | 6588857.343 | 7236048.3217 | 3557391.7189 | 0 | 15511315.313 | 32893612.6966 | 3162277.6602 | 0.42941 | 36122.4315 | 76601.9675 | 736.4046 | 1561.6347
1 | 1800 | 707 | 0.03 | 15 | 15 | 7 | 4.217e-09 | 5spot_SharedNeighbor | CO2 | Porous | Wet | R600a | MinimizeLCOE_Brownfield | IgnoreSilica | 2019 | 77.4823 | 5.9766 | 0.10735 | 4 | 36122.5822 | 76602.3097 | 736.4077 | 1561.6417 | 33.0452 | 1.6608 | 63.8819 | 812604.8199 | 0 | 1757700.8375 | 0 | 0 | 0 | 0 | 1002419.2064 | 2608089.1506 | 1780074.4361 | 7960888.4505 | 961560.8286 | 6588857.343 | 6588857.343 | 7236048.3217 | 3557391.7189 | 0 | 15511306.6221 | 32893604.0057 | 4216965.0343 | 0.42941 | 36122.5822 | 76602.3097 | 736.4077 | 1561.6417
1 | 1800 | 707 | 0.03 | 15 | 15 | 7 | 5.6234e-09 | 5spot_SharedNeighbor | CO2 | Porous | Wet | R600a | MinimizeLCOE_Brownfield | IgnoreSilica | 2019 | 77.4823 | 5.9766 | 0.10735 | 4 | 36122.6953 | 76602.5666 | 736.41 | 1561.6469 | 33.0451 | 1.6608 | 64.3541 | 812603.7298 | 0 | 1757699.8223 | 0 | 0 | 0 | 0 | 1002418.3853 | 2608087.0144 | 1780072.9781 | 7960881.93 | 961560.8286 | 6588857.343 | 6588857.343 | 7236048.3217 | 3557391.7189 | 0 | 15511300.1017 | 32893597.4853 | 5623413.2519 | 0.42941 | 36122.6953 | 76602.5666 | 736.41 | 1561.6469
1 | 1800 | 707 | 0.03 | 15 | 15 | 7 | 7.4989e-09 | 5spot_SharedNeighbor | CO2 | Porous | Wet | R600a | MinimizeLCOE_Brownfield | IgnoreSilica | 2019 | 77.4823 | 5.9766 | 0.10735 | 4 | 36122.7802 | 76602.7593 | 736.4117 | 1561.6509 | 33.0451 | 1.6608 | 64.1615 | 812602.9119 | 0 | 1757699.0609 | 0 | 0 | 0 | 0 | 1002417.7694 | 2608085.4119 | 1780071.8844 | 7960877.0386 | 961560.8286 | 6588857.343 | 6588857.343 | 7236048.3217 | 3557391.7189 | 0 | 15511295.2102 | 32893592.5939 | 7498942.0933 | 0.4294 | 36122.7802 | 76602.7593 | 736.4117 | 1561.6509
1 | 1800 | 707 | 0.03 | 15 | 15 | 7 | 1e-08 | 5spot_SharedNeighbor | CO2 | Porous | Wet | R600a | MinimizeLCOE_Brownfield | IgnoreSilica | 2019 | 77.4823 | 5.9766 | 0.10735 | 4 | 36122.8438 | 76602.9039 | 736.413 | 1561.6538 | 33.0451 | 1.6608 | 65.2818 | 812602.2984 | 0 | 1757698.4899 | 0 | 0 | 0 | 0 | 1002417.3074 | 2608084.2098 | 1780071.064 | 7960873.3695 | 961560.8286 | 6588857.343 | 6588857.343 | 7236048.3217 | 3557391.7189 | 0 | 15511291.5411 | 32893588.9248 | 10000000 | 0.4294 | 36122.8438 | 76602.9039 | 736.413 | 1561.6538
1 | 1900 | 707 | 0.03 | 15 | 15 | 7 | 1e-13 | 5spot_SharedNeighbor | CO2 | Porous | Wet | R600a | MinimizeLCOE_Brownfield | IgnoreSilica | 2019 | 0.31152 | -0.0007927 | 0.0002527 | 4 | 7912223.2029 | 25809324.666 | 161301.3721 | 526157.993 | 29.5775 | 1.2071 | 30.5613 | 10806.878 | 0 | 10128.9982 | 0 | 0 | 0 | 1128.8624 | 8605.2481 | 22389.0903 | 15281.0142 | 68340.0913 | 961560.8286 | 6967896.3915 | 6967896.3915 | 7440735.7703 | 3682034.1773 | 0 | 7997797.3115 | 26088463.6506 | 100 | 0.0010108 | 7912223.2029 | 25809324.666 | 161301.3721 | 526157.993
1 | 1900 | 707 | 0.03 | 15 | 15 | 7 | 1.3335e-13 | 5spot_SharedNeighbor | CO2 | Porous | Wet | R600a | MinimizeLCOE_Brownfield | IgnoreSilica | 2019 | 0.42358 | 0.0066759 | 0.00045737 | 4 | 4389255.2831 | 14277574.8012 | 89480.9059 | 291067.6742 | 31.0501 | 1.4336 | 31.135 | 15828.1228 | 0 | 16104.5601 | 0 | 0 | 0 | 573.2148 | 12677.3001 | 32983.7344 | 22512.0765 | 100679.0086 | 961560.8286 | 6967896.3915 | 6967896.3915 | 7440735.7703 | 3682034.1773 | 0 | 8030136.2288 | 26120802.5679 | 133.3521 | 0.0018295 | 4389255.2831 | 14277574.8012 | 89480.9059 | 291067.6742
1 | 1900 | 707 | 0.03 | 15 | 15 | 7 | 1.7783e-13 | 5spot_SharedNeighbor | CO2 | Porous | Wet | R600a | MinimizeLCOE_Brownfield | IgnoreSilica | 2019 | 0.58935 | 0.018575 | 0.00076389 | 4 | 2644799.8442 | 8565364.7764 | 53917.8222 | 174616.5465 | 32.3116 | 1.6391 | 25.6285 | 22806.9526 | 0 | 24625.7111 | 0 | 0 | 0 | 1610.3141 | 19126.7613 | 49763.9096 | 33964.8908 | 151898.5396 | 961560.8286 | 6967896.3915 | 6967896.3915 | 7440735.7703 | 3682034.1773 | 0 | 8081355.7597 | 26172022.0988 | 177.8279 | 0.0030556 | 2644799.8442 | 8565364.7764 | 53917.8222 | 174616.5465
1 | 1900 | 707 | 0.03 | 15 | 15 | 7 | 2.3714e-13 | 5spot_SharedNeighbor | CO2 | Porous | Wet | R600a | MinimizeLCOE_Brownfield | IgnoreSilica | 2019 | 0.79142 | 0.034072 | 0.0012155 | 4 | 1673032.6979 | 5393924.7253 | 34107.0345 | 109962.4513 | 33.2203 | 1.7875 | 36.7778 | 30644.3634 | 0 | 34491.7984 | 0 | 0 | 0 | 950.7925 | 25773.9122 | 67058.4325 | 45768.7581 | 204688.057 | 961560.8286 | 6967896.3915 | 6967896.3915 | 7440735.7703 | 3682034.1773 | 0 | 8134145.2771 | 26224811.6162 | 237.1374 | 0.0048619 | 1673032.6979 | 5393924.7253 | 34107.0345 | 109962.4513
1 | 1900 | 707 | 0.03 | 15 | 15 | 7 | 3.1623e-13 | 5spot_SharedNeighbor | CO2 | Porous | Wet | R600a | MinimizeLCOE_Brownfield | IgnoreSilica | 2019 | 1.068 | 0.055638 | 0.0018453 | 4 | 1111399.9347 | 3562256.249 | 22657.3909 | 72621.4119 | 33.9687 | 1.9075 | 74.5812 | 40452.4163 | 0 | 47241.2362 | 0 | 0 | 0 | 833.7959 | 34525.7049 | 89828.8019 | 61310.0031 | 274191.9582 | 961560.8286 | 6967896.3915 | 6967896.3915 | 7440735.7703 | 3682034.1773 | 0 | 8203649.1784 | 26294315.5175 | 316.2278 | 0.0073814 | 1111399.9347 | 3562256.249 | 22657.3909 | 72621.4119
1 | 1900 | 707 | 0.03 | 15 | 15 | 7 | 4.217e-13 | 5spot_SharedNeighbor | CO2 | Porous | Wet | R600a | MinimizeLCOE_Brownfield | IgnoreSilica | 2019 | 1.4375 | 0.08479 | 0.00271 | 4 | 764766.9537 | 2433626.5147 | 15590.8088 | 49612.7682 | 34.5633 | 2.0001 | 106.2736 | 52370.6397 | 0 | 63262.0424 | 0 | 0 | 0 | 832.2272 | 45421.3147 | 118176.9435 | 80658.1923 | 360721.3598 | 961560.8286 | 6967896.3915 | 6967896.3915 | 7440735.7703 | 3682034.1773 | 0 | 8290178.58 | 26380844.9191 | 421.6965 | 0.01084 | 764766.9537 | 2433626.5147 | 15590.8088 | 49612.7682
1 | 1900 | 707 | 0.03 | 15 | 15 | 7 | 5.6234e-13 | 5spot_SharedNeighbor | CO2 | Porous | Wet | R600a | MinimizeLCOE_Brownfield | IgnoreSilica | 2019 | 1.9237 | 0.12344 | 0.0038801 | 4 | 540778.4415 | 1706383.4108 | 11024.5 | 34786.9339 | 35.0271 | 2.07 | 149.5311 | 66623.8023 | 0 | 83071.9132 | 0 | 0 | 0 | 0 | 58381.3291 | 151896.2426 | 103672.3067 | 463645.5939 | 961560.8286 | 6967896.3915 | 6967896.3915 | 7440735.7703 | 3682034.1773 | 0 | 8393102.814 | 26483769.1531 | 562.3413 | 0.01552 | 540778.4415 | 1706383.4108 | 11024.5 | 34786.9339
1 | 1900 | 707 | 0.03 | 15 | 15 | 7 | 7.4989e-13 | 5spot_SharedNeighbor | CO2 | Porous | Wet | R600a | MinimizeLCOE_Brownfield | IgnoreSilica | 2019 | 2.5915 | 0.17659 | 0.0054609 | 4 | 390603.3165 | 1218794.2878 | 7962.9769 | 24846.7701 | 35.3998 | 2.1246 | 28.306 | 84407.4149 | 0 | 108623.7479 | 0 | 0 | 0 | 1567.8755 | 75893.6249 | 197459.6442 | 134770.2645 | 602722.572 | 961560.8286 | 6967896.3915 | 6967896.3915 | 7440735.7703 | 3682034.1773 | 0 | 8532179.7921 | 26622846.1312 | 749.8942 | 0.021844 | 390603.3165 | 1218794.2878 | 7962.9769 | 24846.7701
1 | 1900 | 707 | 0.03 | 15 | 15 | 7 | 1e-12 | 5spot_SharedNeighbor | CO2 | Porous | Wet | R600a | MinimizeLCOE_Brownfield | IgnoreSilica | 2019 | 3.4586 | 0.24594 | 0.0075857 | 4 | 286400.6865 | 882611.81 | 5838.6654 | 17993.2356 | 35.6787 | 2.1642 | 38.4978 | 105409.8468 | 0 | 139812.5598 | 0 | 0 | 0 | 388.1609 | 95788.1214 | 249221.0429 | 170098.4828 | 760718.2146 | 961560.8286 | 6967896.3915 | 6967896.3915 | 7440735.7703 | 3682034.1773 | 0 | 8690175.4348 | 26780841.7739 | 1000 | 0.030343 | 286400.6865 | 882611.81 | 5838.6654 | 17993.2356
1 | 1900 | 707 | 0.03 | 15 | 15 | 7 | 1.3335e-12 | 5spot_SharedNeighbor | CO2 | Porous | Wet | R600a | MinimizeLCOE_Brownfield | IgnoreSilica | 2019 | 4.6183 | 0.33865 | 0.010413 | 4 | 213424.45 | 647739.6703 | 4350.9461 | 13205.0493 | 35.898 | 2.1951 | 27.9606 | 131040.5544 | 0 | 179033.3352 | 0 | 0 | 0 | 0 | 120928.8169 | 314631.9758 | 214742.7885 | 960377.4709 | 961560.8286 | 6967896.3915 | 6967896.3915 | 7440735.7703 | 3682034.1773 | 0 | 8889834.691 | 26980501.0301 | 1333.5214 | 0.041653 | 213424.45 | 647739.6703 | 4350.9461 | 13205.0493
1 | 1900 | 707 | 0.03 | 15 | 15 | 7 | 1.7783e-12 | 5spot_SharedNeighbor | CO2 | Porous | Wet | R600a | MinimizeLCOE_Brownfield | IgnoreSilica | 2019 | 6.177 | 0.46346 | 0.014201 | 4 | 160919.7847 | 479395.4204 | 3280.5675 | 9773.1241 | 36.0589 | 2.2168 | 53.5665 | 162430.8893 | 0 | 228695.7121 | 0 | 0 | 0 | 0 | 152539.3746 | 396876.1625 | 270876.1359 | 1211418.2743 | 961560.8286 | 6967896.3915 | 6967896.3915 | 7440735.7703 | 3682034.1773 | 0 | 9140875.4945 | 27231541.8336 | 1778.2794 | 0.056804 | 160919.7847 | 479395.4204 | 3280.5675 | 9773.1241
1 | 1900 | 707 | 0.03 | 15 | 15 | 7 | 2.3714e-12 | 5spot_SharedNeighbor | CO2 | Porous | Wet | R600a | MinimizeLCOE_Brownfield | IgnoreSilica | 2019 | 8.2381 | 0.62843 | 0.019222 | 4 | 122901.2855 | 358181.2796 | 2505.5089 | 7302.0099 | 36.1832 | 2.2336 | 49.0415 | 200395.8982 | 0 | 290495.8201 | 0 | 0 | 0 | 0 | 191447.7701 | 498107.8266 | 339968.8267 | 1520416.1417 | 961560.8286 | 6967896.3915 | 6967896.3915 | 7440735.7703 | 3682034.1773 | 0 | 9449873.3619 | 27540539.701 | 2371.3737 | 0.07689 | 122901.2855 | 358181.2796 | 2505.5089 | 7302.0099
1 | 1900 | 707 | 0.03 | 15 | 15 | 7 | 3.1623e-12 | 5spot_SharedNeighbor | CO2 | Porous | Wet | R600a | MinimizeLCOE_Brownfield | IgnoreSilica | 2019 | 10.9908 | 0.84887 | 0.025904 | 4 | 94912.4698 | 269507.2775 | 1934.9191 | 5494.2704 | 36.2692 | 2.2446 | 34.5401 | 246717.2239 | 0 | 368315.4312 | 0 | 0 | 0 | 0 | 239862.7355 | 624073.6351 | 425943.0794 | 1904912.1049 | 961560.8286 | 6967896.3915 | 6967896.3915 | 7440735.7703 | 3682034.1773 | 0 | 9834369.3251 | 27925035.6642 | 3162.2777 | 0.10362 | 94912.4698 | 269507.2775 | 1934.9191 | 5494.2704
1 | 1900 | 707 | 0.03 | 15 | 15 | 7 | 4.217e-12 | 5spot_SharedNeighbor | CO2 | Porous | Wet | R600a | MinimizeLCOE_Brownfield | IgnoreSilica | 2019 | 14.6501 | 1.142 | 0.034729 | 4 | 74223.6241 | 204451.4923 | 1513.149 | 4168.0202 | 36.3212 | 2.2502 | 40.7227 | 302968.6005 | 0 | 465890.9039 | 0 | 0 | 0 | 0 | 299855.2067 | 780161.7391 | 532476.4176 | 2381352.8677 | 961560.8286 | 6967896.3915 | 6967896.3915 | 7440735.7703 | 3682034.1773 | 0 | 10310810.0879 | 28401476.427 | 4216.965 | 0.13892 | 74223.6241 | 204451.4923 | 1513.149 | 4168.0202
1 | 1900 | 707 | 0.03 | 15 | 15 | 7 | 5.6234e-12 | 5spot_SharedNeighbor | CO2 | Porous | Wet | R600a | MinimizeLCOE_Brownfield | IgnoreSilica | 2019 | 19.5 | 1.5306 | 0.046302 | 4 | 58850.3127 | 156527.8248 | 1199.7432 | 3191.0314 | 36.3402 | 2.2506 | 44.0668 | 371020.6068 | 0 | 587924.8717 | 0 | 0 | 0 | 0 | 373988.7366 | 973041.977 | 664121.1433 | 2970097.3355 | 961560.8286 | 6967896.3915 | 6967896.3915 | 7440735.7703 | 3682034.1773 | 0 | 10899554.5557 | 28990220.8948 | 5623.4133 | 0.18521 | 58850.3127 | 156527.8248 | 1199.7432 | 3191.0314
1 | 1900 | 707 | 0.03 | 15 | 15 | 7 | 7.4989e-12 | 5spot_SharedNeighbor | CO2 | Porous | Wet | R600a | MinimizeLCOE_Brownfield | IgnoreSilica | 2019 | 25.9017 | 2.0436 | 0.061282 | 4 | 47419.9096 | 121220.4652 | 966.719 | 2471.2431 | 36.3181 | 2.2438 | 46.4494 | 452773.6445 | 0 | 740071.5921 | 0 | 0 | 0 | 0 | 465209.6423 | 1210380.0616 | 826109.2628 | 3694544.2033 | 961560.8286 | 6967896.3915 | 6967896.3915 | 7440735.7703 | 3682034.1773 | 0 | 11624001.4234 | 29714667.7625 | 7498.9421 | 0.24513 | 47419.9096 | 121220.4652 | 966.719 | 2471.2431
1 | 1900 | 707 | 0.03 | 15 | 15 | 7 | 1e-11 | 5spot_SharedNeighbor | CO2 | Porous | Wet | R600a | MinimizeLCOE_Brownfield | IgnoreSilica | 2019 | 34.2675 | 2.7139 | 0.080212 | 4 | 38977.0816 | 95360.7576 | 794.6005 | 1944.058 | 36.2418 | 2.2272 | 45.2466 | 549515.2754 | 0 | 928024.1971 | 0 | 0 | 0 | 0 | 576240.3943 | 1499259.3028 | 1023275.2808 | 4576314.4504 | 961560.8286 | 6967896.3915 | 6967896.3915 | 7440735.7703 | 3682034.1773 | 0 | 12505771.6706 | 30596438.0097 | 10000 | 0.32085 | 38977.0816 | 95360.7576 | 794.6005 | 1944.058
1 | 1900 | 707 | 0.03 | 15 | 15 | 7 | 1.3335e-11 | 5spot_SharedNeighbor | CO2 | Porous | Wet | R600a | MinimizeLCOE_Brownfield | IgnoreSilica | 2019 | 45.0717 | 3.5795 | 0.10316 | 4 | 32873.2945 | 76716.6402 | 670.1666 | 1563.9725 | 36.0788 | 2.1946 | 42.7492 | 661345.4939 | 0 | 1157924.4349 | 0 | 0 | 0 | 0 | 709515.2722 | 1846013.1968 | 1259941.9386 | 5634740.3364 | 961560.8286 | 6967896.3915 | 6967896.3915 | 7440735.7703 | 3682034.1773 | 0 | 13564197.5566 | 31654863.8957 | 13335.2143 | 0.41262 | 32873.2945 | 76716.6402 | 670.1666 | 1563.9725
1 | 1900 | 707 | 0.03 | 15 | 15 | 7 | 1.7783e-11 | 5spot_SharedNeighbor | CO2 | Porous | Wet | R600a | MinimizeLCOE_Brownfield | IgnoreSilica | 2019 | 58.7374 | 4.6729 | 0.12882 | 4 | 28725.2116 | 63832.8207 | 585.6023 | 1301.3184 | 35.7753 | 2.1363 | 57.7938 | 785068.0292 | 0 | 1433804.6574 | 0 | 0 | 0 | 0 | 865360.3478 | 2251490.1151 | 1536688.2671 | 6872411.4166 | 961560.8286 | 6967896.3915 | 6967896.3915 | 7440735.7703 | 3682034.1773 | 0 | 14801868.6367 | 32892534.9758 | 17782.7941 | 0.51529 | 28725.2116 | 63832.8207 | 585.6023 | 1301.3184
1 | 1900 | 707 | 0.03 | 15 | 15 | 7 | 2.3714e-11 | 5spot_SharedNeighbor | CO2 | Porous | Wet | R600a | MinimizeLCOE_Brownfield | IgnoreSilica | 2019 | 75.4032 | 5.9999 | 0.15324 | 4 | 26401.0137 | 55915.1754 | 538.2204 | 1139.9065 | 35.2575 | 2.0394 | 40.0783 | 911312.4155 | 0 | 1753309.2817 | 0 | 0 | 0 | 0 | 1039202.4619 | 2703791.6362 | 1845393.3491 | 8253009.1444 | 961560.8286 | 6967896.3915 | 6967896.3915 | 7440735.7703 | 3682034.1773 | 0 | 16182466.3645 | 34273132.7036 | 23713.7371 | 0.61295 | 26401.0137 | 55915.1754 | 538.2204 | 1139.9065
1 | 1900 | 707 | 0.03 | 15 | 15 | 7 | 3.1623e-11 | 5spot_SharedNeighbor | CO2 | Porous | Wet | R600a | MinimizeLCOE_Brownfield | IgnoreSilica | 2019 | 87.8554 | 6.9841 | 0.16503 | 4 | 25948.0695 | 53352.8914 | 528.9865 | 1087.6709 | 34.7578 | 1.948 | 62.2103 | 987830.0272 | 0 | 1982403.7935 | 0 | 0 | 0 | 0 | 1158391.1901 | 3013896.2579 | 2057046.1254 | 9199567.394 | 961560.8286 | 6967896.3915 | 6967896.3915 | 7440735.7703 | 3682034.1773 | 0 | 17129024.6142 | 35219690.9533 | 31622.7766 | 0.66013 | 25948.0695 | 53352.8914 | 528.9865 | 1087.6709
1 | 1900 | 707 | 0.03 | 15 | 15 | 7 | 4.217e-11 | 5spot_SharedNeighbor | CO2 | Porous | Wet | R600a | MinimizeLCOE_Brownfield | IgnoreSilica | 2019 | 87.7723 | 6.9766 | 0.1649 | 4 | 25957.7794 | 53384.5246 | 529.1844 | 1088.3157 | 34.7585 | 1.9482 | 72.4282 | 987174.8752 | 0 | 1980706.1273 | 0 | 0 | 0 | 0 | 1157473.591 | 3011508.8532 | 2055416.6726 | 9192280.1193 | 961560.8286 | 6967896.3915 | 6967896.3915 | 7440735.7703 | 3682034.1773 | 0 | 17121737.3394 | 35212403.6785 | 42169.6503 | 0.6596 | 25957.7794 | 53384.5246 | 529.1844 | 1088.3157
1 | 1900 | 707 | 0.03 | 15 | 15 | 7 | 5.6234e-11 | 5spot_SharedNeighbor | CO2 | Porous | Wet | R600a | MinimizeLCOE_Brownfield | IgnoreSilica | 2019 | 87.7038 | 6.9706 | 0.16479 | 4 | 25965.3865 | 53409.7225 | 529.3395 | 1088.8294 | 34.7592 | 1.9483 | 76.3914 | 986642.6743 | 0 | 1979314.0498 | 0 | 0 | 0 | 0 | 1156723.1224 | 3009556.288 | 2054084.0068 | 9186320.1413 | 961560.8286 | 6967896.3915 | 6967896.3915 | 7440735.7703 | 3682034.1773 | 0 | 17115777.3615 | 35206443.7006 | 56234.1325 | 0.65918 | 25965.3865 | 53409.7225 | 529.3395 | 1088.8294
1 | 1900 | 707 | 0.03 | 15 | 15 | 7 | 7.4989e-11 | 5spot_SharedNeighbor | CO2 | Porous | Wet | R600a | MinimizeLCOE_Brownfield | IgnoreSilica | 2019 | 87.6527 | 6.966 | 0.16471 | 4 | 25971.3107 | 53429.082 | 529.4603 | 1089.2241 | 34.7597 | 1.9485 | 69.3487 | 986241.0964 | 0 | 1978271.8454 | 0 | 0 | 0 | 0 | 1156160.0473 | 3008091.2821 | 2053084.1101 | 9181848.3814 | 961560.8286 | 6967896.3915 | 6967896.3915 | 7440735.7703 | 3682034.1773 | 0 | 17111305.6016 | 35201971.9407 | 74989.4209 | 0.65885 | 25971.3107 | 53429.082 | 529.4603 | 1089.2241
1 | 1900 | 707 | 0.03 | 15 | 15 | 7 | 1e-10 | 5spot_SharedNeighbor | CO2 | Porous | Wet | R600a | MinimizeLCOE_Brownfield | IgnoreSilica | 2019 | 87.6092 | 6.9622 | 0.16465 | 4 | 25975.893 | 53444.5242 | 529.5537 | 1089.5389 | 34.7602 | 1.9486 | 66.2557 | 985908.6685 | 0 | 1977394.4096 | 0 | 0 | 0 | 0 | 1155688.2004 | 3006863.6333 | 2052246.2146 | 9178101.1264 | 961560.8286 | 6967896.3915 | 6967896.3915 | 7440735.7703 | 3682034.1773 | 0 | 17107558.3466 | 35198224.6857 | 100000 | 0.65859 | 25975.893 | 53444.5242 | 529.5537 | 1089.5389
1 | 1900 | 707 | 0.03 | 15 | 15 | 7 | 1.3335e-10 | 5spot_SharedNeighbor | CO2 | Porous | Wet | R600a | MinimizeLCOE_Brownfield | IgnoreSilica | 2019 | 87.5749 | 6.9592 | 0.1646 | 4 | 25979.4151 | 53456.4875 | 529.6255 | 1089.7828 | 34.7607 | 1.9487 | 63.5685 | 985648.8959 | 0 | 1976706.0297 | 0 | 0 | 0 | 0 | 1155318.421 | 3005901.5429 | 2051589.5681 | 9175164.4575 | 961560.8286 | 6967896.3915 | 6967896.3915 | 7440735.7703 | 3682034.1773 | 0 | 17104621.6777 | 35195288.0168 | 133352.1432 | 0.65839 | 25979.4151 | 53456.4875 | 529.6255 | 1089.7828
1 | 1900 | 707 | 0.03 | 15 | 15 | 7 | 1.7783e-10 | 5spot_SharedNeighbor | CO2 | Porous | Wet | R600a | MinimizeLCOE_Brownfield | IgnoreSilica | 2019 | 87.5601 | 6.9578 | 0.16457 | 4 | 25982.1076 | 53464.2939 | 529.6804 | 1089.9419 | 34.7605 | 1.9487 | 72.616 | 985513.5002 | 0 | 1976386.0473 | 0 | 0 | 0 | 0 | 1155140.8236 | 3005439.4709 | 2051274.1945 | 9173754.0366 | 961560.8286 | 6967896.3915 | 6967896.3915 | 7440735.7703 | 3682034.1773 | 0 | 17103211.2567 | 35193877.5958 | 177827.941 | 0.65827 | 25982.1076 | 53464.2939 | 529.6804 | 1089.9419
1 | 1900 | 707 | 0.03 | 15 | 15 | 7 | 2.3714e-10 | 5spot_SharedNeighbor | CO2 | Porous | Wet | R600a | MinimizeLCOE_Brownfield | IgnoreSilica | 2019 | 87.5406 | 6.9561 | 0.16454 | 4 | 25984.1569 | 53471.1954 | 529.7222 | 1090.0826 | 34.7607 | 1.9487 | 71.2859 | 985365.2643 | 0 | 1975994.9784 | 0 | 0 | 0 | 0 | 1154930.4947 | 3004892.2383 | 2050900.697 | 9172083.6727 | 961560.8286 | 6967896.3915 | 6967896.3915 | 7440735.7703 | 3682034.1773 | 0 | 17101540.8929 | 35192207.232 | 237137.3706 | 0.65815 | 25984.1569 | 53471.1954 | 529.7222 | 1090.0826
1 | 1900 | 707 | 0.03 | 15 | 15 | 7 | 3.1623e-10 | 5spot_SharedNeighbor | CO2 | Porous | Wet | R600a | MinimizeLCOE_Brownfield | IgnoreSilica | 2019 | 87.5212 | 6.9544 | 0.16451 | 4 | 25985.7114 | 53476.9823 | 529.7539 | 1090.2006 | 34.7611 | 1.9488 | 69.4394 | 985226.8616 | 0 | 1975613.5753 | 0 | 0 | 0 | 0 | 1154727.7704 | 3004364.7913 | 2050540.7036 | 9170473.7022 | 961560.8286 | 6967896.3915 | 6967896.3915 | 7440735.7703 | 3682034.1773 | 0 | 17099930.9224 | 35190597.2615 | 316227.766 | 0.65805 | 25985.7114 | 53476.9823 | 529.7539 | 1090.2006
1 | 1900 | 707 | 0.03 | 15 | 15 | 7 | 4.217e-10 | 5spot_SharedNeighbor | CO2 | Porous | Wet | R600a | MinimizeLCOE_Brownfield | IgnoreSilica | 2019 | 87.5166 | 6.954 | 0.1645 | 4 | 25986.8871 | 53480.1732 | 529.7778 | 1090.2657 | 34.761 | 1.9488 | 69.0802 | 985178.0523 | 0 | 1975507.4932 | 0 | 0 | 0 | 0 | 1154667.3627 | 3004207.623 | 2050433.433 | 9169993.9641 | 961560.8286 | 6967896.3915 | 6967896.3915 | 7440735.7703 | 3682034.1773 | 0 | 17099451.1843 | 35190117.5234 | 421696.5034 | 0.658 | 25986.8871 | 53480.1732 | 529.7778 | 1090.2657
1 | 1900 | 707 | 0.03 | 15 | 15 | 7 | 5.6234e-10 | 5spot_SharedNeighbor | CO2 | Porous | Wet | R600a | MinimizeLCOE_Brownfield | IgnoreSilica | 2019 | 87.5017 | 6.9527 | 0.16448 | 4 | 25987.7747 | 53483.914 | 529.7959 | 1090.3419 | 34.7614 | 1.9489 | 67.2486 | 985078.5005 | 0 | 1975222.7036 | 0 | 0 | 0 | 0 | 1154517.4696 | 3003817.6318 | 2050167.256 | 9168803.5616 | 961560.8286 | 6967896.3915 | 6967896.3915 | 7440735.7703 | 3682034.1773 | 0 | 17098260.7818 | 35188927.1209 | 562341.3252 | 0.65793 | 25987.7747 | 53483.914 | 529.7959 | 1090.3419
1 | 1900 | 707 | 0.03 | 15 | 15 | 7 | 7.4989e-10 | 5spot_SharedNeighbor | CO2 | Porous | Wet | R600a | MinimizeLCOE_Brownfield | IgnoreSilica | 2019 | 87.5017 | 6.9527 | 0.16448 | 4 | 25988.4435 | 53485.4188 | 529.8096 | 1090.3726 | 34.7612 | 1.9488 | 67.2789 | 985065.352 | 0 | 1975210.0682 | 0 | 0 | 0 | 0 | 1154507.4139 | 3003791.4689 | 2050149.3993 | 9168723.7024 | 961560.8286 | 6967896.3915 | 6967896.3915 | 7440735.7703 | 3682034.1773 | 0 | 17098180.9226 | 35188847.2616 | 749894.2093 | 0.65791 | 25988.4435 | 53485.4188 | 529.8096 | 1090.3726
1 | 1900 | 707 | 0.03 | 15 | 15 | 7 | 1e-09 | 5spot_SharedNeighbor | CO2 | Porous | Wet | R600a | MinimizeLCOE_Brownfield | IgnoreSilica | 2019 | 87.5017 | 6.9526 | 0.16447 | 4 | 25988.947 | 53486.5517 | 529.8198 | 1090.3957 | 34.761 | 1.9488 | 67.5759 | 985055.4579 | 0 | 1975200.5718 | 0 | 0 | 0 | 0 | 1154499.8516 | 3003771.7934 | 2050135.9703 | 9168663.645 | 961560.8286 | 6967896.3915 | 6967896.3915 | 7440735.7703 | 3682034.1773 | 0 | 17098120.8652 | 35188787.2043 | 1000000 | 0.6579 | 25988.947 | 53486.5517 | 529.8198 | 1090.3957
1 | 1900 | 707 | 0.03 | 15 | 15 | 7 | 1.3335e-09 | 5spot_SharedNeighbor | CO2 | Porous | Wet | R600a | MinimizeLCOE_Brownfield | IgnoreSilica | 2019 | 87.5017 | 6.9526 | 0.16447 | 4 | 25989.3257 | 53487.4038 | 529.8276 | 1090.4131 | 34.7609 | 1.9488 | 68.1539 | 985048.019 | 0 | 1975193.4386 | 0 | 0 | 0 | 0 | 1154494.1685 | 3003757.0071 | 2050125.8784 | 9168618.5117 | 961560.8286 | 6967896.3915 | 6967896.3915 | 7440735.7703 | 3682034.1773 | 0 | 17098075.7318 | 35188742.0709 | 1333521.4322 | 0.65789 | 25989.3257 | 53487.4038 | 529.8276 | 1090.4131
1 | 1900 | 707 | 0.03 | 15 | 15 | 7 | 1.7783e-09 | 5spot_SharedNeighbor | CO2 | Porous | Wet | R600a | MinimizeLCOE_Brownfield | IgnoreSilica | 2019 | 87.4823 | 6.951 | 0.16446 | 4 | 25989.6103 | 53490.3322 | 529.8334 | 1090.4728 | 34.7617 | 1.9489 | 66.8555 | 984934.7164 | 0 | 1974836.4442 | 0 | 0 | 0 | 0 | 1154310.7526 | 3003279.7966 | 2049800.1724 | 9167161.8823 | 961560.8286 | 6967896.3915 | 6967896.3915 | 7440735.7703 | 3682034.1773 | 0 | 17096619.1024 | 35187285.4415 | 1778279.41 | 0.65783 | 25989.6103 | 53490.3322 | 529.8334 | 1090.4728
1 | 1900 | 707 | 0.03 | 15 | 15 | 7 | 2.3714e-09 | 5spot_SharedNeighbor | CO2 | Porous | Wet | R600a | MinimizeLCOE_Brownfield | IgnoreSilica | 2019 | 87.4823 | 6.951 | 0.16445 | 4 | 25989.8239 | 53490.8129 | 529.8377 | 1090.4826 | 34.7616 | 1.9489 | 66.4448 | 984930.5193 | 0 | 1974832.4153 | 0 | 0 | 0 | 0 | 1154307.5445 | 3003271.4497 | 2049794.4755 | 9167136.4043 | 961560.8286 | 6967896.3915 | 6967896.3915 | 7440735.7703 | 3682034.1773 | 0 | 17096593.6245 | 35187259.9636 | 2371373.7057 | 0.65782 | 25989.8239 | 53490.8129 | 529.8377 | 1090.4826
1 | 1900 | 707 | 0.03 | 15 | 15 | 7 | 3.1623e-09 | 5spot_SharedNeighbor | CO2 | Porous | Wet | R600a | MinimizeLCOE_Brownfield | IgnoreSilica | 2019 | 87.4823 | 6.951 | 0.16445 | 4 | 25989.9843 | 53491.1737 | 529.841 | 1090.4899 | 34.7616 | 1.9489 | 65.9444 | 984927.3686 | 0 | 1974829.392 | 0 | 0 | 0 | 0 | 1154305.1366 | 3003265.1849 | 2049790.1996 | 9167117.2816 | 961560.8286 | 6967896.3915 | 6967896.3915 | 7440735.7703 | 3682034.1773 | 0 | 17096574.5018 | 35187240.8409 | 3162277.6602 | 0.65781 | 25989.9843 | 53491.1737 | 529.841 | 1090.4899
1 | 1900 | 707 | 0.03 | 15 | 15 | 7 | 4.217e-09 | 5spot_SharedNeighbor | CO2 | Porous | Wet | R600a | MinimizeLCOE_Brownfield | IgnoreSilica | 2019 | 87.4823 | 6.951 | 0.16445 | 4 | 25990.1047 | 53491.4446 | 529.8434 | 1090.4955 | 34.7615 | 1.9489 | 66.3584 | 984925.0039 | 0 | 1974827.1237 | 0 | 0 | 0 | 0 | 1154303.3297 | 3003260.4838 | 2049786.991 | 9167102.9321 | 961560.8286 | 6967896.3915 | 6967896.3915 | 7440735.7703 | 3682034.1773 | 0 | 17096560.1522 | 35187226.4913 | 4216965.0343 | 0.65781 | 25990.1047 | 53491.4446 | 529.8434 | 1090.4955
1 | 1900 | 707 | 0.03 | 15 | 15 | 7 | 5.6234e-09 | 5spot_SharedNeighbor | CO2 | Porous | Wet | R600a | MinimizeLCOE_Brownfield | IgnoreSilica | 2019 | 87.4823 | 6.951 | 0.16445 | 4 | 25990.195 | 53491.6478 | 529.8453 | 1090.4996 | 34.7615 | 1.9489 | 66.2395 | 984923.2295 | 0 | 1974825.422 | 0 | 0 | 0 | 0 | 1154301.9741 | 3003256.9567 | 2049784.5837 | 9167092.166 | 961560.8286 | 6967896.3915 | 6967896.3915 | 7440735.7703 | 3682034.1773 | 0 | 17096549.3862 | 35187215.7253 | 5623413.2519 | 0.65781 | 25990.195 | 53491.6478 | 529.8453 | 1090.4996
1 | 1900 | 707 | 0.03 | 15 | 15 | 7 | 7.4989e-09 | 5spot_SharedNeighbor | CO2 | Porous | Wet | R600a | MinimizeLCOE_Brownfield | IgnoreSilica | 2019 | 87.4823 | 6.951 | 0.16445 | 4 | 25990.2628 | 53491.8003 | 529.8467 | 1090.5027 | 34.7615 | 1.9489 | 65.8344 | 984921.8983 | 0 | 1974824.1456 | 0 | 0 | 0 | 0 | 1154300.9571 | 3003254.3108 | 2049782.7778 | 9167084.0897 | 961560.8286 | 6967896.3915 | 6967896.3915 | 7440735.7703 | 3682034.1773 | 0 | 17096541.3098 | 35187207.6489 | 7498942.0933 | 0.65781 | 25990.2628 | 53491.8003 | 529.8467 | 1090.5027
1 | 1900 | 707 | 0.03 | 15 | 15 | 7 | 1e-08 | 5spot_SharedNeighbor | CO2 | Porous | Wet | R600a | MinimizeLCOE_Brownfield | IgnoreSilica | 2019 | 87.4823 | 6.951 | 0.16445 | 4 | 25990.3137 | 53491.9148 | 529.8477 | 1090.505 | 34.7615 | 1.9489 | 65.6331 | 984920.8997 | 0 | 1974823.1883 | 0 | 0 | 0 | 0 | 1154300.1943 | 3003252.3261 | 2049781.4232 | 9167078.0316 | 961560.8286 | 6967896.3915 | 6967896.3915 | 7440735.7703 | 3682034.1773 | 0 | 17096535.2517 | 35187201.5908 | 10000000 | 0.6578 | 25990.3137 | 53491.9148 | 529.8477 | 1090.505
1 | 2000 | 707 | 0.03 | 15 | 15 | 7 | 1e-13 | 5spot_SharedNeighbor | CO2 | Porous | Wet | R600a | MinimizeLCOE_Brownfield | IgnoreSilica | 2019 | 0.27263 | -0.0042355 | 0.0002601 | 4 | 8048471.6013 | 26131078.8798 | 164078.98 | 532717.3879 | 29.1967 | 1.3351 | 27.6336 | 9982.5856 | 0 | 7366.5871 | 0 | 0 | 0 | 1739.6762 | 7444.6511 | 19369.455 | 13220.051 | 59123.006 | 961560.8286 | 7352795.5309 | 7352795.5309 | 7650990.3052 | 3809020.6719 | 0 | 8373479.3655 | 27186285.8736 | 100 | 0.0010404 | 8048471.6013 | 26131078.8798 | 164078.98 | 532717.3879
1 | 2000 | 707 | 0.03 | 15 | 15 | 7 | 1.3335e-13 | 5spot_SharedNeighbor | CO2 | Porous | Wet | R600a | MinimizeLCOE_Brownfield | IgnoreSilica | 2019 | 0.40413 | 0.0033637 | 0.00048008 | 4 | 4384696.9676 | 14181475.2781 | 89387.9784 | 289108.5554 | 31.6112 | 1.6609 | 30.5629 | 16349.2167 | 0 | 14407.6111 | 0 | 0 | 0 | 3338.2173 | 13297.0676 | 34596.2423 | 23612.6462 | 105601.0012 | 961560.8286 | 7352795.5309 | 7352795.5309 | 7650990.3052 | 3809020.6719 | 0 | 8419957.3608 | 27232763.8688 | 133.3521 | 0.0019203 | 4384696.9676 | 14181475.2781 | 89387.9784 | 289108.5554
1 | 2000 | 707 | 0.03 | 15 | 15 | 7 | 1.7783e-13 | 5spot_SharedNeighbor | CO2 | Porous | Wet | R600a | MinimizeLCOE_Brownfield | IgnoreSilica | 2019 | 0.5699 | 0.014981 | 0.00082883 | 4 | 2556298.5929 | 8230774.6962 | 52113.6045 | 167795.4751 | 33.2643 | 1.9037 | 26.4113 | 24002.6755 | 0 | 23066.7867 | 0 | 0 | 0 | 4795.0731 | 20227.1688 | 52626.944 | 35918.9707 | 160637.6188 | 961560.8286 | 7352795.5309 | 7352795.5309 | 7650990.3052 | 3809020.6719 | 0 | 8474993.9784 | 27287800.4865 | 177.8279 | 0.0033153 | 2556298.5929 | 8230774.6962 | 52113.6045 | 167795.4751
1 | 2000 | 707 | 0.03 | 15 | 15 | 7 | 2.3714e-13 | 5spot_SharedNeighbor | CO2 | Porous | Wet | R600a | MinimizeLCOE_Brownfield | IgnoreSilica | 2019 | 0.77197 | 0.030481 | 0.0013419 | 4 | 1590085.3237 | 5094859.8241 | 32416.0401 | 103865.6088 | 34.4385 | 2.0795 | 36.6399 | 32666.611 | 0 | 33144.9847 | 0 | 0 | 0 | 5492.9516 | 27808.7734 | 72352.7241 | 49382.2209 | 220848.2657 | 961560.8286 | 7352795.5309 | 7352795.5309 | 7650990.3052 | 3809020.6719 | 0 | 8535204.6252 | 27348011.1333 | 237.1374 | 0.0053678 | 1590085.3237 | 5094859.8241 | 32416.0401 | 103865.6088
1 | 2000 | 707 | 0.03 | 15 | 15 | 7 | 3.1623e-13 | 5spot_SharedNeighbor | CO2 | Porous | Wet | R600a | MinimizeLCOE_Brownfield | IgnoreSilica | 2019 | 1.0485 | 0.052328 | 0.0020694 | 4 | 1040533.1006 | 3313224.5445 | 21212.6747 | 67544.5638 | 35.3971 | 2.2213 | 75.1309 | 43547.9301 | 0 | 46193.199 | 0 | 0 | 0 | 6774.2147 | 37640.9841 | 97934.1194 | 66842.0488 | 298932.4962 | 961560.8286 | 7352795.5309 | 7352795.5309 | 7650990.3052 | 3809020.6719 | 0 | 8613288.8557 | 27426095.3638 | 316.2278 | 0.0082778 | 1040533.1006 | 3313224.5445 | 21212.6747 | 67544.5638
1 | 2000 | 707 | 0.03 | 15 | 15 | 7 | 4.217e-13 | 5spot_SharedNeighbor | CO2 | Porous | Wet | R600a | MinimizeLCOE_Brownfield | IgnoreSilica | 2019 | 1.3986 | 0.080699 | 0.0030735 | 4 | 707836.5726 | 2238088.3807 | 14430.206 | 45626.4589 | 36.123 | 2.3263 | 103.1648 | 56123.1262 | 0 | 61757.0889 | 0 | 0 | 0 | 7306.8029 | 48822.937 | 127027.2671 | 86698.72 | 387735.942 | 961560.8286 | 7352795.5309 | 7352795.5309 | 7650990.3052 | 3809020.6719 | 0 | 8702092.3016 | 27514898.8097 | 421.6965 | 0.012294 | 707836.5726 | 2238088.3807 | 14430.206 | 45626.4589
1 | 2000 | 707 | 0.03 | 15 | 15 | 7 | 5.6234e-13 | 5spot_SharedNeighbor | CO2 | Porous | Wet | R600a | MinimizeLCOE_Brownfield | IgnoreSilica | 2019 | 1.8459 | 0.11744 | 0.0044388 | 4 | 495862.7227 | 1555420.1876 | 10108.8323 | 31709.3444 | 36.6867 | 2.4055 | 140.0378 | 70808.5121 | 0 | 80504.5923 | 0 | 0 | 0 | 6845.2389 | 61681.7539 | 160483.2709 | 109533.13 | 489856.498 | 961560.8286 | 7352795.5309 | 7352795.5309 | 7650990.3052 | 3809020.6719 | 0 | 8804212.8576 | 27617019.3657 | 562.3413 | 0.017755 | 495862.7227 | 1555420.1876 | 10108.8323 | 31709.3444
1 | 2000 | 707 | 0.03 | 15 | 15 | 7 | 7.4989e-13 | 5spot_SharedNeighbor | CO2 | Porous | Wet | R600a | MinimizeLCOE_Brownfield | IgnoreSilica | 2019 | 2.4062 | 0.16391 | 0.0062727 | 4 | 355333.8492 | 1105121.7138 | 7243.9611 | 22529.4009 | 37.1201 | 2.4647 | 30.3175 | 87666.8714 | 0 | 102678.3336 | 0 | 0 | 0 | 3784.2011 | 75710.4684 | 196983.1084 | 134445.0191 | 601268.002 | 961560.8286 | 7352795.5309 | 7352795.5309 | 7650990.3052 | 3809020.6719 | 0 | 8915624.3616 | 27728430.8697 | 749.8942 | 0.025091 | 355333.8492 | 1105121.7138 | 7243.9611 | 22529.4009
1 | 2000 | 707 | 0.03 | 15 | 15 | 7 | 1e-12 | 5spot_SharedNeighbor | CO2 | Porous | Wet | R600a | MinimizeLCOE_Brownfield | IgnoreSilica | 2019 | 3.1956 | 0.22906 | 0.0087473 | 4 | 259188.226 | 796865.9029 | 5283.9026 | 16245.1893 | 37.4886 | 2.5137 | 34.9594 | 109402.9314 | 0 | 132141.3934 | 0 | 0 | 0 | 2020.3526 | 94990.2242 | 247145.0782 | 168681.5942 | 754381.5741 | 961560.8286 | 7352795.5309 | 7352795.5309 | 7650990.3052 | 3809020.6719 | 0 | 9068737.9337 | 27881544.4418 | 1000 | 0.034989 | 259188.226 | 796865.9029 | 5283.9026 | 16245.1893
1 | 2000 | 707 | 0.03 | 15 | 15 | 7 | 1.3335e-12 | 5spot_SharedNeighbor | CO2 | Porous | Wet | R600a | MinimizeLCOE_Brownfield | IgnoreSilica | 2019 | 4.2628 | 0.31716 | 0.012067 | 4 | 191880.6877 | 581639.0957 | 3911.7474 | 11857.4997 | 37.7788 | 2.5514 | 32.7428 | 136216.7957 | 0 | 169639.6279 | 0 | 0 | 0 | 0 | 119284.0052 | 310352.513 | 211821.9672 | 947314.909 | 961560.8286 | 7352795.5309 | 7352795.5309 | 7650990.3052 | 3809020.6719 | 0 | 9261671.2686 | 28074477.7767 | 1333.5214 | 0.048268 | 191880.6877 | 581639.0957 | 3911.7474 | 11857.4997
1 | 2000 | 707 | 0.03 | 15 | 15 | 7 | 1.7783e-12 | 5spot_SharedNeighbor | CO2 | Porous | Wet | R600a | MinimizeLCOE_Brownfield | IgnoreSilica | 2019 | 5.6971 | 0.4355 | 0.01649 | 4 | 144184.0948 | 429398.6357 | 2939.3878 | 8753.872 | 38.0059 | 2.5805 | 48.4287 | 169123.9164 | 0 | 217042.2444 | 0 | 0 | 0 | 0 | 150604.8027 | 391842.8033 | 267440.7648 | 1196054.5315 | 961560.8286 | 7352795.5309 | 7352795.5309 | 7650990.3052 | 3809020.6719 | 0 | 9510410.8911 | 28323217.3992 | 1778.2794 | 0.06596 | 144184.0948 | 429398.6357 | 2939.3878 | 8753.872
1 | 2000 | 707 | 0.03 | 15 | 15 | 7 | 2.3714e-12 | 5spot_SharedNeighbor | CO2 | Porous | Wet | R600a | MinimizeLCOE_Brownfield | IgnoreSilica | 2019 | 7.6313 | 0.59524 | 0.022417 | 4 | 109599.2471 | 319408.1432 | 2234.3289 | 6511.567 | 38.1738 | 2.6011 | 51.5062 | 209599.1603 | 0 | 277246.2713 | 0 | 0 | 0 | 1655.9229 | 190515.5283 | 495682.3244 | 338313.3717 | 1513012.5789 | 961560.8286 | 7352795.5309 | 7352795.5309 | 7650990.3052 | 3809020.6719 | 0 | 9827368.9385 | 28640175.4466 | 2371.3737 | 0.089666 | 109599.2471 | 319408.1432 | 2234.3289 | 6511.567
1 | 2000 | 707 | 0.03 | 15 | 15 | 7 | 3.1623e-12 | 5spot_SharedNeighbor | CO2 | Porous | Wet | R600a | MinimizeLCOE_Brownfield | IgnoreSilica | 2019 | 10.1747 | 0.80547 | 0.030272 | 4 | 84268.4033 | 239634.2193 | 1717.9254 | 4885.2677 | 38.295 | 2.6155 | 38.4186 | 258238.3022 | 0 | 351807.275 | 0 | 0 | 0 | 0 | 237917.7751 | 619013.2472 | 422489.2606 | 1889465.8601 | 961560.8286 | 7352795.5309 | 7352795.5309 | 7650990.3052 | 3809020.6719 | 0 | 10203822.2197 | 29016628.7278 | 3162.2777 | 0.12109 | 84268.4033 | 239634.2193 | 1717.9254 | 4885.2677
1 | 2000 | 707 | 0.03 | 15 | 15 | 7 | 4.217e-12 | 5spot_SharedNeighbor | CO2 | Porous | Wet | R600a | MinimizeLCOE_Brownfield | IgnoreSilica | 2019 | 13.5635 | 1.0855 | 0.040667 | 4 | 65639.4449 | 181290.9617 | 1338.1489 | 3695.8615 | 38.3789 | 2.6247 | 38.101 | 317511.7564 | 0 | 445449.346 | 0 | 0 | 0 | 0 | 297554.8299 | 774176.6306 | 528391.4581 | 2363084.0211 | 961560.8286 | 7352795.5309 | 7352795.5309 | 7650990.3052 | 3809020.6719 | 0 | 10677440.3807 | 29490246.8888 | 4216.965 | 0.16267 | 65639.4449 | 181290.9617 | 1338.1489 | 3695.8615
1 | 2000 | 707 | 0.03 | 15 | 15 | 7 | 5.6234e-12 | 5spot_SharedNeighbor | CO2 | Porous | Wet | R600a | MinimizeLCOE_Brownfield | IgnoreSilica | 2019 | 18.0749 | 1.4585 | 0.054371 | 4 | 51812.2505 | 138314.941 | 1056.2628 | 2819.7372 | 38.4215 | 2.6273 | 41.6698 | 389554.6055 | 0 | 563103.1867 | 0 | 0 | 0 | 1055.6888 | 371948.2576 | 967733.0692 | 660497.7047 | 2953892.5125 | 961560.8286 | 7352795.5309 | 7352795.5309 | 7650990.3052 | 3809020.6719 | 0 | 11268248.8721 | 30081055.3802 | 5623.4133 | 0.21748 | 51812.2505 | 138314.941 | 1056.2628 | 2819.7372
1 | 2000 | 707 | 0.03 | 15 | 15 | 7 | 7.4989e-12 | 5spot_SharedNeighbor | CO2 | Porous | Wet | R600a | MinimizeLCOE_Brownfield | IgnoreSilica | 2019 | 24.0038 | 1.9487 | 0.072197 | 4 | 41499.8013 | 106644.2029 | 846.0296 | 2174.0863 | 38.4248 | 2.6235 | 58.0403 | 475943.298 | 0 | 709046.8651 | 0 | 0 | 0 | 0 | 462146.1636 | 1202409.5186 | 820669.2035 | 3670215.0488 | 961560.8286 | 7352795.5309 | 7352795.5309 | 7650990.3052 | 3809020.6719 | 0 | 11984571.4084 | 30797377.9164 | 7498.9421 | 0.28879 | 41499.8013 | 106644.2029 | 846.0296 | 2174.0863
1 | 2000 | 707 | 0.03 | 15 | 15 | 7 | 1e-11 | 5spot_SharedNeighbor | CO2 | Porous | Wet | R600a | MinimizeLCOE_Brownfield | IgnoreSilica | 2019 | 31.7802 | 2.5917 | 0.095 | 4 | 33852.253 | 83359.5274 | 690.124 | 1699.3967 | 38.3733 | 2.6097 | 39.1202 | 578873.3039 | 0 | 890017.9215 | 0 | 0 | 0 | 0 | 572867.5779 | 1490483.9264 | 1017285.9062 | 4549528.6359 | 961560.8286 | 7352795.5309 | 7352795.5309 | 7650990.3052 | 3809020.6719 | 0 | 12863884.9955 | 31676691.5036 | 10000 | 0.38 | 33852.253 | 83359.5274 | 690.124 | 1699.3967
1 | 2000 | 707 | 0.03 | 15 | 15 | 7 | 1.3335e-11 | 5spot_SharedNeighbor | CO2 | Porous | Wet | R600a | MinimizeLCOE_Brownfield | IgnoreSilica | 2019 | 41.8385 | 3.4236 | 0.12325 | 4 | 28240.2267 | 66401.2164 | 575.7152 | 1353.6786 | 38.2425 | 2.5811 | 46.1628 | 698863.9844 | 0 | 1111662.5735 | 0 | 0 | 0 | 0 | 706105.3576 | 1837141.2982 | 1253886.6855 | 5607659.8992 | 961560.8286 | 7352795.5309 | 7352795.5309 | 7650990.3052 | 3809020.6719 | 0 | 13922016.2587 | 32734822.7668 | 13335.2143 | 0.49299 | 28240.2267 | 66401.2164 | 575.7152 | 1353.6786
1 | 2000 | 707 | 0.03 | 15 | 15 | 7 | 1.7783e-11 | 5spot_SharedNeighbor | CO2 | Porous | Wet | R600a | MinimizeLCOE_Brownfield | IgnoreSilica | 2019 | 54.5259 | 4.4716 | 0.15622 | 4 | 24259.2124 | 54364.552 | 494.5569 | 1108.2949 | 37.9947 | 2.5304 | 41.4234 | 833332.018 | 0 | 1376757.9666 | 0 | 0 | 0 | 0 | 861935.094 | 2242578.3074 | 1530605.7752 | 6845209.1613 | 961560.8286 | 7352795.5309 | 7352795.5309 | 7650990.3052 | 3809020.6719 | 0 | 15159565.5209 | 33972372.029 | 17782.7941 | 0.6249 | 24259.2124 | 54364.552 | 494.5569 | 1108.2949
1 | 2000 | 707 | 0.03 | 15 | 15 | 7 | 2.3714e-11 | 5spot_SharedNeighbor | CO2 | Porous | Wet | R600a | MinimizeLCOE_Brownfield | IgnoreSilica | 2019 | 70.1017 | 5.7543 | 0.19097 | 4 | 21675.8922 | 46303.8647 | 441.8924 | 943.9669 | 37.555 | 2.4438 | 48.1283 | 975395.1111 | 0 | 1686129.3275 | 0 | 0 | 0 | 0 | 1037994.5311 | 2700648.8479 | 1843248.3314 | 8243416.149 | 961560.8286 | 7352795.5309 | 7352795.5309 | 7650990.3052 | 3809020.6719 | 0 | 16557772.5085 | 35370579.0166 | 23713.7371 | 0.76388 | 21675.8922 | 46303.8647 | 441.8924 | 943.9669
1 | 2000 | 707 | 0.03 | 15 | 15 | 7 | 3.1623e-11 | 5spot_SharedNeighbor | CO2 | Porous | Wet | R600a | MinimizeLCOE_Brownfield | IgnoreSilica | 2019 | 88.2212 | 7.2349 | 0.22092 | 4 | 20410.4502 | 41699.9888 | 416.0946 | 850.1107 | 36.8599 | 2.311 | 44.3793 | 1110152.4564 | 0 | 2028638.3383 | 0 | 0 | 0 | 0 | 1224128.4099 | 3184931.0194 | 2173780.8645 | 9721631.0885 | 961560.8286 | 7352795.5309 | 7352795.5309 | 7650990.3052 | 3809020.6719 | 0 | 18035987.4481 | 36848793.9562 | 31622.7766 | 0.88366 | 20410.4502 | 41699.9888 | 416.0946 | 850.1107
1 | 2000 | 707 | 0.03 | 15 | 15 | 7 | 4.217e-11 | 5spot_SharedNeighbor | CO2 | Porous | Wet | R600a | MinimizeLCOE_Brownfield | IgnoreSilica | 2019 | 96.3233 | 7.8914 | 0.22968 | 4 | 20296.8943 | 40774.0188 | 413.7796 | 831.2335 | 36.4784 | 2.2396 | 59.2858 | 1159318.7352 | 0 | 2176820.2721 | 0 | 0 | 0 | 0 | 1301094.2129 | 3385180.2507 | 2310455.0796 | 10332868.5506 | 961560.8286 | 7352795.5309 | 7352795.5309 | 7650990.3052 | 3809020.6719 | 0 | 18647224.9101 | 37460031.4182 | 42169.6503 | 0.91872 | 20296.8943 | 40774.0188 | 413.7796 | 831.2335
1 | 2000 | 707 | 0.03 | 15 | 15 | 7 | 5.6234e-11 | 5spot_SharedNeighbor | CO2 | Porous | Wet | R600a | MinimizeLCOE_Brownfield | IgnoreSilica | 2019 | 96.2519 | 7.8847 | 0.22953 | 4 | 20303.1717 | 40793.8547 | 413.9076 | 831.6379 | 36.4787 | 2.2397 | 58.8978 | 1158699.8398 | 0 | 2175316.1722 | 0 | 0 | 0 | 0 | 1300266.2447 | 3383026.0474 | 2308984.7916 | 10326293.0958 | 961560.8286 | 7352795.5309 | 7352795.5309 | 7650990.3052 | 3809020.6719 | 0 | 18640649.4553 | 37453455.9634 | 56234.1325 | 0.91812 | 20303.1717 | 40793.8547 | 413.9076 | 831.6379
1 | 2000 | 707 | 0.03 | 15 | 15 | 7 | 7.4989e-11 | 5spot_SharedNeighbor | CO2 | Porous | Wet | R600a | MinimizeLCOE_Brownfield | IgnoreSilica | 2019 | 96.1982 | 7.8796 | 0.22941 | 4 | 20308.0456 | 40809.1207 | 414.007 | 831.9491 | 36.479 | 2.2398 | 65.2495 | 1158229.2969 | 0 | 2174179.9644 | 0 | 0 | 0 | 0 | 1299639.6119 | 3381395.6774 | 2307872.0306 | 10321316.5812 | 961560.8286 | 7352795.5309 | 7352795.5309 | 7650990.3052 | 3809020.6719 | 0 | 18635672.9408 | 37448479.4489 | 74989.4209 | 0.91765 | 20308.0456 | 40809.1207 | 414.007 | 831.9491
1 | 2000 | 707 | 0.03 | 15 | 15 | 7 | 1e-10 | 5spot_SharedNeighbor | CO2 | Porous | Wet | R600a | MinimizeLCOE_Brownfield | IgnoreSilica | 2019 | 96.1593 | 7.8759 | 0.22933 | 4 | 20311.8063 | 40820.6937 | 414.0836 | 832.1851 | 36.479 | 2.2399 | 61.2379 | 1157880.9693 | 0 | 2173350.1742 | 0 | 0 | 0 | 0 | 1299180.146 | 3380200.2413 | 2307056.1209 | 10317667.6517 | 961560.8286 | 7352795.5309 | 7352795.5309 | 7650990.3052 | 3809020.6719 | 0 | 18632024.0113 | 37444830.5194 | 100000 | 0.9173 | 20311.8063 | 40820.6937 | 414.0836 | 832.1851
1 | 2000 | 707 | 0.03 | 15 | 15 | 7 | 1.3335e-10 | 5spot_SharedNeighbor | CO2 | Porous | Wet | R600a | MinimizeLCOE_Brownfield | IgnoreSilica | 2019 | 96.123 | 7.8725 | 0.22925 | 4 | 20314.6913 | 40830.0948 | 414.1425 | 832.3767 | 36.4794 | 2.24 | 67.8356 | 1157577.3207 | 0 | 2172597.256 | 0 | 0 | 0 | 0 | 1298768.0849 | 3379128.143 | 2306324.3917 | 10314395.1963 | 961560.8286 | 7352795.5309 | 7352795.5309 | 7650990.3052 | 3809020.6719 | 0 | 18628751.5559 | 37441558.064 | 133352.1432 | 0.91701 | 20314.6913 | 40830.0948 | 414.1425 | 832.3767
1 | 2000 | 707 | 0.03 | 15 | 15 | 7 | 1.7783e-10 | 5spot_SharedNeighbor | CO2 | Porous | Wet | R600a | MinimizeLCOE_Brownfield | IgnoreSilica | 2019 | 96.0861 | 7.8692 | 0.22919 | 4 | 20316.8936 | 40838.0146 | 414.1874 | 832.5382 | 36.4801 | 2.2402 | 63.8137 | 1157293.677 | 0 | 2171857.0062 | 0 | 0 | 0 | 0 | 1298368.7665 | 3378089.1983 | 2305615.2906 | 10311223.9386 | 961560.8286 | 7352795.5309 | 7352795.5309 | 7650990.3052 | 3809020.6719 | 0 | 18625580.2981 | 37438386.8062 | 177827.941 | 0.91675 | 20316.8936 | 40838.0146 | 414.1874 | 832.5382
1 | 2000 | 707 | 0.03 | 15 | 15 | 7 | 2.3714e-10 | 5spot_SharedNeighbor | CO2 | Porous | Wet | R600a | MinimizeLCOE_Brownfield | IgnoreSilica | 2019 | 96.0667 | 7.8673 | 0.22915 | 4 | 20318.5679 | 40843.3389 | 414.2215 | 832.6467 | 36.4802 | 2.2402 | 63.7046 | 1157126.8356 | 0 | 2171449.9214 | 0 | 0 | 0 | 0 | 1298144.9352 | 3377506.8353 | 2305217.8159 | 10309446.3435 | 961560.8286 | 7352795.5309 | 7352795.5309 | 7650990.3052 | 3809020.6719 | 0 | 18623802.7031 | 37436609.2111 | 237137.3706 | 0.91659 | 20318.5679 | 40843.3389 | 414.2215 | 832.6467
1 | 2000 | 707 | 0.03 | 15 | 15 | 7 | 3.1623e-10 | 5spot_SharedNeighbor | CO2 | Porous | Wet | R600a | MinimizeLCOE_Brownfield | IgnoreSilica | 2019 | 96.0667 | 7.8672 | 0.22913 | 4 | 20319.8368 | 40846.1771 | 414.2474 | 832.7046 | 36.4796 | 2.2401 | 62.9328 | 1157084.0868 | 0 | 2171408.4629 | 0 | 0 | 0 | 0 | 1298112.0944 | 3377421.3902 | 2305159.4979 | 10309185.5321 | 961560.8286 | 7352795.5309 | 7352795.5309 | 7650990.3052 | 3809020.6719 | 0 | 18623541.8916 | 37436348.3997 | 316227.766 | 0.91652 | 20319.8368 | 40846.1771 | 414.2474 | 832.7046
1 | 2000 | 707 | 0.03 | 15 | 15 | 7 | 4.217e-10 | 5spot_SharedNeighbor | CO2 | Porous | Wet | R600a | MinimizeLCOE_Brownfield | IgnoreSilica | 2019 | 96.0519 | 7.8658 | 0.2291 | 4 | 20320.7959 | 40849.525 | 414.2669 | 832.7728 | 36.4799 | 2.2402 | 70.1124 | 1156967.7224 | 0 | 2171108.8982 | 0 | 0 | 0 | 0 | 1297949.882 | 3376999.3469 | 2304871.4447 | 10307897.2942 | 961560.8286 | 7352795.5309 | 7352795.5309 | 7650990.3052 | 3809020.6719 | 0 | 18622253.6537 | 37435060.1618 | 421696.5034 | 0.91641 | 20320.7959 | 40849.525 | 414.2669 | 832.7728
1 | 2000 | 707 | 0.03 | 15 | 15 | 7 | 5.6234e-10 | 5spot_SharedNeighbor | CO2 | Porous | Wet | R600a | MinimizeLCOE_Brownfield | IgnoreSilica | 2019 | 96.0324 | 7.8641 | 0.22908 | 4 | 20321.5195 | 40852.7225 | 414.2817 | 832.838 | 36.4805 | 2.2403 | 69.0497 | 1156833.032 | 0 | 2170733.2363 | 0 | 0 | 0 | 0 | 1297750.8446 | 3376481.4924 | 2304517.9983 | 10306316.6036 | 961560.8286 | 7352795.5309 | 7352795.5309 | 7650990.3052 | 3809020.6719 | 0 | 18620672.9632 | 37433479.4713 | 562341.3252 | 0.9163 | 20321.5195 | 40852.7225 | 414.2817 | 832.838
1 | 2000 | 707 | 0.03 | 15 | 15 | 7 | 7.4989e-10 | 5spot_SharedNeighbor | CO2 | Porous | Wet | R600a | MinimizeLCOE_Brownfield | IgnoreSilica | 2019 | 96.0324 | 7.8641 | 0.22907 | 4 | 20322.0646 | 40853.9413 | 414.2928 | 832.8629 | 36.4802 | 2.2403 | 69.4211 | 1156814.7081 | 0 | 2170715.5421 | 0 | 0 | 0 | 0 | 1297736.7976 | 3376444.9449 | 2304493.0539 | 10306205.0467 | 961560.8286 | 7352795.5309 | 7352795.5309 | 7650990.3052 | 3809020.6719 | 0 | 18620561.4063 | 37433367.9144 | 749894.2093 | 0.91627 | 20322.0646 | 40853.9413 | 414.2928 | 832.8629
1 | 2000 | 707 | 0.03 | 15 | 15 | 7 | 1e-09 | 5spot_SharedNeighbor | CO2 | Porous | Wet | R600a | MinimizeLCOE_Brownfield | IgnoreSilica | 2019 | 96.0324 | 7.864 | 0.22906 | 4 | 20322.4749 | 40854.8586 | 414.3011 | 832.8816 | 36.48 | 2.2403 | 68.6079 | 1156800.9216 | 0 | 2170702.2404 | 0 | 0 | 0 | 0 | 1297726.2332 | 3376417.4585 | 2304474.2939 | 10306121.1477 | 961560.8286 | 7352795.5309 | 7352795.5309 | 7650990.3052 | 3809020.6719 | 0 | 18620477.5073 | 37433284.0153 | 1000000 | 0.91625 | 20322.4749 | 40854.8586 | 414.3011 | 832.8816
1 | 2000 | 707 | 0.03 | 15 | 15 | 7 | 1.3335e-09 | 5spot_SharedNeighbor | CO2 | Porous | Wet | R600a | MinimizeLCOE_Brownfield | IgnoreSilica | 2019 | 96.0324 | 7.8639 | 0.22906 | 4 | 20322.7835 | 40855.5484 | 414.3074 | 832.8956 | 36.4799 | 2.2402 | 69.136 | 1156790.5574 | 0 | 2170692.2471 | 0 | 0 | 0 | 0 | 1297718.2937 | 3376396.8017 | 2304460.1952 | 10306058.0951 | 961560.8286 | 7352795.5309 | 7352795.5309 | 7650990.3052 | 3809020.6719 | 0 | 18620414.4547 | 37433220.9628 | 1333521.4322 | 0.91623 | 20322.7835 | 40855.5484 | 414.3074 | 832.8956
1 | 2000 | 707 | 0.03 | 15 | 15 | 7 | 1.7783e-09 | 5spot_SharedNeighbor | CO2 | Porous | Wet | R600a | MinimizeLCOE_Brownfield | IgnoreSilica | 2019 | 96.013 | 7.8623 | 0.22904 | 4 | 20323.0152 | 40857.646 | 414.3122 | 832.9384 | 36.4807 | 2.2404 | 67.9677 | 1156672.4368 | 0 | 2170332.6514 | 0 | 0 | 0 | 0 | 1297531.9844 | 3375912.063 | 2304129.3511 | 10304578.4867 | 961560.8286 | 7352795.5309 | 7352795.5309 | 7650990.3052 | 3809020.6719 | 0 | 18618934.8463 | 37431741.3544 | 1778279.41 | 0.91615 | 20323.0152 | 40857.646 | 414.3122 | 832.9384
1 | 2000 | 707 | 0.03 | 15 | 15 | 7 | 2.3714e-09 | 5spot_SharedNeighbor | CO2 | Porous | Wet | R600a | MinimizeLCOE_Brownfield | IgnoreSilica | 2019 | 96.013 | 7.8623 | 0.22904 | 4 | 20323.1892 | 40858.035 | 414.3157 | 832.9463 | 36.4806 | 2.2404 | 67.6208 | 1156666.5948 | 0 | 2170327.0234 | 0 | 0 | 0 | 0 | 1297527.5111 | 3375900.4244 | 2304121.4075 | 10304542.9613 | 961560.8286 | 7352795.5309 | 7352795.5309 | 7650990.3052 | 3809020.6719 | 0 | 18618899.3208 | 37431705.8289 | 2371373.7057 | 0.91614 | 20323.1892 | 40858.035 | 414.3157 | 832.9463
1 | 2000 | 707 | 0.03 | 15 | 15 | 7 | 3.1623e-09 | 5spot_SharedNeighbor | CO2 | Porous | Wet | R600a | MinimizeLCOE_Brownfield | IgnoreSilica | 2019 | 96.013 | 7.8623 | 0.22903 | 4 | 20323.3198 | 40858.327 | 414.3184 | 832.9523 | 36.4805 | 2.2404 | 67.4427 | 1156662.2093 | 0 | 2170322.7997 | 0 | 0 | 0 | 0 | 1297524.1535 | 3375891.6887 | 2304115.4452 | 10304516.2964 | 961560.8286 | 7352795.5309 | 7352795.5309 | 7650990.3052 | 3809020.6719 | 0 | 18618872.656 | 37431679.164 | 3162277.6602 | 0.91613 | 20323.3198 | 40858.327 | 414.3184 | 832.9523
1 | 2000 | 707 | 0.03 | 15 | 15 | 7 | 4.217e-09 | 5spot_SharedNeighbor | CO2 | Porous | Wet | R600a | MinimizeLCOE_Brownfield | IgnoreSilica | 2019 | 96.013 | 7.8623 | 0.22903 | 4 | 20323.4179 | 40858.5462 | 414.3204 | 832.9567 | 36.4805 | 2.2404 | 67.2039 | 1156658.918 | 0 | 2170319.6306 | 0 | 0 | 0 | 0 | 1297521.634 | 3375885.1333 | 2304110.971 | 10304496.2868 | 961560.8286 | 7352795.5309 | 7352795.5309 | 7650990.3052 | 3809020.6719 | 0 | 18618852.6464 | 37431659.1544 | 4216965.0343 | 0.91613 | 20323.4179 | 40858.5462 | 414.3204 | 832.9567
1 | 2000 | 707 | 0.03 | 15 | 15 | 7 | 5.6234e-09 | 5spot_SharedNeighbor | CO2 | Porous | Wet | R600a | MinimizeLCOE_Brownfield | IgnoreSilica | 2019 | 96.013 | 7.8623 | 0.22903 | 4 | 20323.4915 | 40858.7107 | 414.3219 | 832.9601 | 36.4805 | 2.2404 | 67.8278 | 1156656.4484 | 0 | 2170317.253 | 0 | 0 | 0 | 0 | 1297519.7436 | 3375880.2148 | 2304107.614 | 10304481.2739 | 961560.8286 | 7352795.5309 | 7352795.5309 | 7650990.3052 | 3809020.6719 | 0 | 18618837.6334 | 37431644.1415 | 5623413.2519 | 0.91612 | 20323.4915 | 40858.7107 | 414.3219 | 832.9601
1 | 2000 | 707 | 0.03 | 15 | 15 | 7 | 7.4989e-09 | 5spot_SharedNeighbor | CO2 | Porous | Wet | R600a | MinimizeLCOE_Brownfield | IgnoreSilica | 2019 | 96.013 | 7.8623 | 0.22903 | 4 | 20323.5467 | 40858.8341 | 414.323 | 832.9626 | 36.4804 | 2.2403 | 67.7922 | 1156654.5957 | 0 | 2170315.4695 | 0 | 0 | 0 | 0 | 1297518.3254 | 3375876.5251 | 2304105.0957 | 10304470.0114 | 961560.8286 | 7352795.5309 | 7352795.5309 | 7650990.3052 | 3809020.6719 | 0 | 18618826.371 | 37431632.8791 | 7498942.0933 | 0.91612 | 20323.5467 | 40858.8341 | 414.323 | 832.9626
1 | 2000 | 707 | 0.03 | 15 | 15 | 7 | 1e-08 | 5spot_SharedNeighbor | CO2 | Porous | Wet | R600a | MinimizeLCOE_Brownfield | IgnoreSilica | 2019 | 96.013 | 7.8623 | 0.22903 | 4 | 20323.5881 | 40858.9266 | 414.3238 | 832.9645 | 36.4804 | 2.2403 | 66.7136 | 1156653.2059 | 0 | 2170314.1317 | 0 | 0 | 0 | 0 | 1297517.2616 | 3375873.7574 | 2304103.2067 | 10304461.5633 | 961560.8286 | 7352795.5309 | 7352795.5309 | 7650990.3052 | 3809020.6719 | 0 | 18618817.9229 | 37431624.431 | 10000000 | 0.91612 | 20323.5881 | 40858.9266 | 414.3238 | 832.9645
1 | 2100 | 707 | 0.03 | 15 | 15 | 7 | 1e-13 | 5spot_SharedNeighbor | CO2 | Porous | Wet | R600a | MinimizeLCOE_Brownfield | IgnoreSilica | 2019 | 0.29207 | -0.0052775 | 0.00025727 | 4 | 8534001.0959 | 27530232.8499 | 173977.1554 | 561241.034 | 29.9945 | 1.6348 | 29.1753 | 11887.8664 | 0 | 7771.877 | 0 | 0 | 0 | 5229.4918 | 9706.8018 | 25255.107 | 17237.1295 | 77088.2736 | 961560.8286 | 7743554.7612 | 7743554.7612 | 7866811.9264 | 3938351.203 | 0 | 8782203.8634 | 28330921.754 | 100 | 0.0010291 | 8534001.0959 | 27530232.8499 | 173977.1554 | 561241.034
1 | 2100 | 707 | 0.03 | 15 | 15 | 7 | 1.3335e-13 | 5spot_SharedNeighbor | CO2 | Porous | Wet | R600a | MinimizeLCOE_Brownfield | IgnoreSilica | 2019 | 0.42358 | 0.0021735 | 0.00049776 | 4 | 4435321.0899 | 14253568.6845 | 90420.0196 | 290578.277 | 32.5477 | 1.9602 | 32.6625 | 18624.7997 | 0 | 14805.9399 | 0 | 0 | 0 | 7209.7302 | 15849.7832 | 41237.8847 | 28145.7037 | 125873.8414 | 961560.8286 | 7743554.7612 | 7743554.7612 | 7866811.9264 | 3938351.203 | 0 | 8830989.4312 | 28379707.3218 | 133.3521 | 0.0019911 | 4435321.0899 | 14253568.6845 | 90420.0196 | 290578.277
1 | 2100 | 707 | 0.03 | 15 | 15 | 7 | 1.7783e-13 | 5spot_SharedNeighbor | CO2 | Porous | Wet | R600a | MinimizeLCOE_Brownfield | IgnoreSilica | 2019 | 0.6088 | 0.014907 | 0.00088937 | 4 | 2501348.2722 | 7996443.4499 | 50993.3679 | 163018.3157 | 34.5465 | 2.2333 | 29.2946 | 27722.937 | 0 | 24514.2131 | 0 | 0 | 0 | 10203.0111 | 24351.6629 | 63358.0316 | 43243.1585 | 193393.0143 | 961560.8286 | 7743554.7612 | 7743554.7612 | 7866811.9264 | 3938351.203 | 0 | 8898508.6041 | 28447226.4947 | 177.8279 | 0.0035575 | 2501348.2722 | 7996443.4499 | 50993.3679 | 163018.3157
1 | 2100 | 707 | 0.03 | 15 | 15 | 7 | 2.3714e-13 | 5spot_SharedNeighbor | CO2 | Porous | Wet | R600a | MinimizeLCOE_Brownfield | IgnoreSilica | 2019 | 0.82568 | 0.03164 | 0.0014717 | 4 | 1523613.3306 | 4844277.0219 | 31060.9186 | 98757.1395 | 35.9001 | 2.4214 | 33.1973 | 37637.922 | 0 | 35381.7875 | 0 | 0 | 0 | 12340.644 | 33290.5379 | 86615.1507 | 59116.6201 | 264382.6622 | 961560.8286 | 7743554.7612 | 7743554.7612 | 7866811.9264 | 3938351.203 | 0 | 8969498.252 | 28518216.1426 | 237.1374 | 0.005887 | 1523613.3306 | 4844277.0219 | 31060.9186 | 98757.1395
1 | 2100 | 707 | 0.03 | 15 | 15 | 7 | 3.1623e-13 | 5spot_SharedNeighbor | CO2 | Porous | Wet | R600a | MinimizeLCOE_Brownfield | IgnoreSilica | 2019 | 1.1263 | 0.055667 | 0.002303 | 4 | 983794.9776 | 3105891.3654 | 20055.9913 | 63317.7965 | 37.0175 | 2.5751 | 81.5563 | 50270.5953 | 0 | 49641.4503 | 0 | 0 | 0 | 15541.1955 | 45026.764 | 117150.4037 | 79957.5577 | 357587.9666 | 961560.8286 | 7743554.7612 | 7743554.7612 | 7866811.9264 | 3938351.203 | 0 | 9062703.5564 | 28611421.447 | 316.2278 | 0.009212 | 983794.9776 | 3105891.3654 | 20055.9913 | 63317.7965
1 | 2100 | 707 | 0.03 | 15 | 15 | 7 | 4.217e-13 | 5spot_SharedNeighbor | CO2 | Porous | Wet | R600a | MinimizeLCOE_Brownfield | IgnoreSilica | 2019 | 1.4958 | 0.086255 | 0.0034537 | 4 | 663455.9298 | 2078531.0396 | 13525.4465 | 42373.6667 | 37.8414 | 2.6858 | 111.4314 | 64472.6553 | 0 | 66168.5493 | 0 | 0 | 0 | 17965.508 | 57956.6179 | 150791.2313 | 102918.1138 | 460272.6756 | 961560.8286 | 7743554.7612 | 7743554.7612 | 7866811.9264 | 3938351.203 | 0 | 9165388.2655 | 28714106.1561 | 421.6965 | 0.013815 | 663455.9298 | 2078531.0396 | 13525.4465 | 42373.6667
1 | 2100 | 707 | 0.03 | 15 | 15 | 7 | 5.6234e-13 | 5spot_SharedNeighbor | CO2 | Porous | Wet | R600a | MinimizeLCOE_Brownfield | IgnoreSilica | 2019 | 1.982 | 0.12699 | 0.0050238 | 4 | 462311.6686 | 1435114.4436 | 9424.8487 | 29256.7491 | 38.5013 | 2.7719 | 148.8309 | 81569.9996 | 0 | 86674.1149 | 0 | 0 | 0 | 20682.733 | 73681.4705 | 191704.0721 | 130841.9683 | 585154.3584 | 961560.8286 | 7743554.7612 | 7743554.7612 | 7866811.9264 | 3938351.203 | 0 | 9290269.9483 | 28838987.8389 | 562.3413 | 0.020095 | 462311.6686 | 1435114.4436 | 9424.8487 | 29256.7491
1 | 2100 | 707 | 0.03 | 15 | 15 | 7 | 7.4989e-13 | 5spot_SharedNeighbor | CO2 | Porous | Wet | R600a | MinimizeLCOE_Brownfield | IgnoreSilica | 2019 | 2.6109 | 0.18014 | 0.0071429 | 4 | 330341.3268 | 1014545.7704 | 6734.4548 | 20682.8878 | 39.0191 | 2.8377 | 28.9155 | 101803.534 | 0 | 111679.7682 | 0 | 0 | 0 | 23248.1843 | 92325.2797 | 240211.4393 | 163949.2432 | 733217.4487 | 961560.8286 | 7743554.7612 | 7743554.7612 | 7866811.9264 | 3938351.203 | 0 | 9438333.0386 | 28987050.9291 | 749.8942 | 0.028571 | 330341.3268 | 1014545.7704 | 6734.4548 | 20682.8878
1 | 2100 | 707 | 0.03 | 15 | 15 | 7 | 1e-12 | 5spot_SharedNeighbor | CO2 | Porous | Wet | R600a | MinimizeLCOE_Brownfield | IgnoreSilica | 2019 | 3.4392 | 0.25039 | 0.0099875 | 4 | 240772.8587 | 730100.9398 | 4908.4804 | 14884.0952 | 39.4304 | 2.8885 | 37.0659 | 126205.3379 | 0 | 142742.9229 | 0 | 0 | 0 | 26084.1365 | 115062.635 | 299369.3736 | 204325.7489 | 913790.1549 | 961560.8286 | 7743554.7612 | 7743554.7612 | 7866811.9264 | 3938351.203 | 0 | 9618905.7447 | 29167623.6353 | 1000 | 0.03995 | 240772.8587 | 730100.9398 | 4908.4804 | 14884.0952
1 | 2100 | 707 | 0.03 | 15 | 15 | 7 | 1.3335e-12 | 5spot_SharedNeighbor | CO2 | Porous | Wet | R600a | MinimizeLCOE_Brownfield | IgnoreSilica | 2019 | 4.5233 | 0.34257 | 0.013788 | 4 | 178361.2106 | 532805.9026 | 3636.1345 | 10861.969 | 39.7519 | 2.9274 | 48.9573 | 155471.9963 | 0 | 181103.8192 | 0 | 0 | 0 | 28927.1101 | 142546.141 | 370875.8187 | 253130.367 | 1132055.2524 | 961560.8286 | 7743554.7612 | 7743554.7612 | 7866811.9264 | 3938351.203 | 0 | 9837170.8422 | 29385888.7328 | 1333.5214 | 0.055153 | 178361.2106 | 532805.9026 | 3636.1345 | 10861.969
1 | 2100 | 707 | 0.03 | 15 | 15 | 7 | 1.7783e-12 | 5spot_SharedNeighbor | CO2 | Porous | Wet | R600a | MinimizeLCOE_Brownfield | IgnoreSilica | 2019 | 5.9017 | 0.46019 | 0.01883 | 4 | 133961.4043 | 393507.297 | 2730.9844 | 8022.1785 | 39.9954 | 2.9561 | 48.2019 | 189653.8228 | 0 | 227196.7063 | 0 | 0 | 0 | 30227.3285 | 174360.3645 | 453649.9021 | 309625.3798 | 1384713.504 | 961560.8286 | 7743554.7612 | 7743554.7612 | 7866811.9264 | 3938351.203 | 0 | 10089829.0938 | 29638546.9844 | 1778.2794 | 0.075319 | 133961.4043 | 393507.297 | 2730.9844 | 8022.1785
1 | 2100 | 707 | 0.03 | 15 | 15 | 7 | 2.3714e-12 | 5spot_SharedNeighbor | CO2 | Porous | Wet | R600a | MinimizeLCOE_Brownfield | IgnoreSilica | 2019 | 7.6728 | 0.61156 | 0.025497 | 4 | 101849.8449 | 293527.2039 | 2076.3469 | 5983.9491 | 40.1814 | 2.9775 | 44.1724 | 230089.9486 | 0 | 283246.3788 | 0 | 0 | 0 | 29824.8208 | 211832.8478 | 551145.6171 | 376168.2086 | 1682307.8217 | 961560.8286 | 7743554.7612 | 7743554.7612 | 7866811.9264 | 3938351.203 | 0 | 10387423.4115 | 29936141.3021 | 2371.3737 | 0.10199 | 101849.8449 | 293527.2039 | 2076.3469 | 5983.9491
1 | 2100 | 707 | 0.03 | 15 | 15 | 7 | 3.1623e-12 | 5spot_SharedNeighbor | CO2 | Porous | Wet | R600a | MinimizeLCOE_Brownfield | IgnoreSilica | 2019 | 9.8823 | 0.80094 | 0.034225 | 4 | 78307.3246 | 221101.0731 | 1596.4007 | 4507.4444 | 40.3178 | 2.9926 | 52.9451 | 276654.5918 | 0 | 349546.4932 | 0 | 0 | 0 | 24470.9472 | 253762.0926 | 660236.9111 | 450625.2583 | 2015296.2942 | 961560.8286 | 7743554.7612 | 7743554.7612 | 7866811.9264 | 3938351.203 | 0 | 10720411.884 | 30269129.7746 | 3162.2777 | 0.1369 | 78307.3246 | 221101.0731 | 1596.4007 | 4507.4444
1 | 2100 | 707 | 0.03 | 15 | 15 | 7 | 4.217e-12 | 5spot_SharedNeighbor | CO2 | Porous | Wet | R600a | MinimizeLCOE_Brownfield | IgnoreSilica | 2019 | 12.4988 | 1.0263 | 0.045416 | 4 | 60740.6661 | 168350.4982 | 1238.2806 | 3432.0526 | 40.413 | 3.0025 | 27.5467 | 327799.6158 | 0 | 424225.363 | 0 | 0 | 0 | 0 | 293289.7417 | 763079.746 | 520817.6064 | 2329212.0729 | 961560.8286 | 7743554.7612 | 7743554.7612 | 7866811.9264 | 3938351.203 | 0 | 11034327.6627 | 30583045.5533 | 4216.965 | 0.18166 | 60740.6661 | 168350.4982 | 1238.2806 | 3432.0526
1 | 2100 | 707 | 0.03 | 15 | 15 | 7 | 5.6234e-12 | 5spot_SharedNeighbor | CO2 | Porous | Wet | R600a | MinimizeLCOE_Brownfield | IgnoreSilica | 2019 | 16.6593 | 1.3812 | 0.060866 | 4 | 47706.5317 | 127999.9697 | 972.5622 | 2609.4525 | 40.4874 | 3.0084 | 38.2207 | 402679.3264 | 0 | 536798.247 | 0 | 0 | 0 | 0 | 366396.2536 | 953287.8937 | 650638.5755 | 2909800.2961 | 961560.8286 | 7743554.7612 | 7743554.7612 | 7866811.9264 | 3938351.203 | 0 | 11614915.886 | 31163633.7766 | 5623.4133 | 0.24347 | 47706.5317 | 127999.9697 | 972.5622 | 2609.4525
1 | 2100 | 707 | 0.03 | 15 | 15 | 7 | 7.4989e-12 | 5spot_SharedNeighbor | CO2 | Porous | Wet | R600a | MinimizeLCOE_Brownfield | IgnoreSilica | 2019 | 22.1505 | 1.8497 | 0.08107 | 4 | 38019.0602 | 98302.7664 | 775.07 | 2004.0349 | 40.5171 | 3.0073 | 25.0133 | 492931.1584 | 0 | 677025.776 | 0 | 0 | 0 | 0 | 456283.2044 | 1187155.3013 | 810257.8867 | 3623653.3268 | 961560.8286 | 7743554.7612 | 7743554.7612 | 7866811.9264 | 3938351.203 | 0 | 12328768.9167 | 31877486.8072 | 7498.9421 | 0.32428 | 38019.0602 | 98302.7664 | 775.07 | 2004.0349
1 | 2100 | 707 | 0.03 | 15 | 15 | 7 | 1e-11 | 5spot_SharedNeighbor | CO2 | Porous | Wet | R600a | MinimizeLCOE_Brownfield | IgnoreSilica | 2019 | 29.3486 | 2.464 | 0.1071 | 4 | 30812.4611 | 76442.8734 | 628.1537 | 1558.3914 | 40.4931 | 2.9968 | 51.2668 | 600679.9083 | 0 | 850728.9088 | 0 | 0 | 0 | 0 | 566049.4387 | 1472744.5268 | 1005178.4014 | 4495381.184 | 961560.8286 | 7743554.7612 | 7743554.7612 | 7866811.9264 | 3938351.203 | 0 | 13200496.7739 | 32749214.6644 | 10000 | 0.42841 | 30812.4611 | 76442.8734 | 628.1537 | 1558.3914
1 | 2100 | 707 | 0.03 | 15 | 15 | 7 | 1.3335e-11 | 5spot_SharedNeighbor | CO2 | Porous | Wet | R600a | MinimizeLCOE_Brownfield | IgnoreSilica | 2019 | 38.6519 | 3.2579 | 0.13976 | 4 | 25488.7893 | 60456.8044 | 519.6234 | 1232.4937 | 40.398 | 2.973 | 46.1253 | 726877.7964 | 0 | 1063186.1536 | 0 | 0 | 0 | 0 | 698124.9405 | 1816377.8901 | 1239715.2328 | 5544282.0135 | 961560.8286 | 7743554.7612 | 7743554.7612 | 7866811.9264 | 3938351.203 | 0 | 14249397.6033 | 33798115.4939 | 13335.2143 | 0.55905 | 25488.7893 | 60456.8044 | 519.6234 | 1232.4937
1 | 2100 | 707 | 0.03 | 15 | 15 | 7 | 1.7783e-11 | 5spot_SharedNeighbor | CO2 | Porous | Wet | R600a | MinimizeLCOE_Brownfield | IgnoreSilica | 2019 | 50.465 | 4.2659 | 0.17899 | 4 | 21630.6147 | 48934.5964 | 440.9693 | 997.5979 | 40.1931 | 2.9278 | 46.2292 | 870465.2034 | 0 | 1319108.639 | 0 | 0 | 0 | 0 | 853933.7985 | 2221760.5779 | 1516397.247 | 6781665.4658 | 961560.8286 | 7743554.7612 | 7743554.7612 | 7866811.9264 | 3938351.203 | 0 | 15486781.0556 | 35035498.9462 | 17782.7941 | 0.71597 | 21630.6147 | 48934.5964 | 440.9693 | 997.5979
1 | 2100 | 707 | 0.03 | 15 | 15 | 7 | 2.3714e-11 | 5spot_SharedNeighbor | CO2 | Porous | Wet | R600a | MinimizeLCOE_Brownfield | IgnoreSilica | 2019 | 64.942 | 5.4983 | 0.22249 | 4 | 18976.9752 | 40943.1277 | 386.8713 | 834.681 | 39.8273 | 2.8517 | 46.7504 | 1025008.4422 | 0 | 1617136.2151 | 0 | 0 | 0 | 0 | 1030436.4163 | 2680984.1837 | 1829826.7941 | 8183392.0515 | 961560.8286 | 7743554.7612 | 7743554.7612 | 7866811.9264 | 3938351.203 | 0 | 16888507.6413 | 36437225.5319 | 23713.7371 | 0.88995 | 18976.9752 | 40943.1277 | 386.8713 | 834.681
1 | 2100 | 707 | 0.03 | 15 | 15 | 7 | 3.1623e-11 | 5spot_SharedNeighbor | CO2 | Porous | Wet | R600a | MinimizeLCOE_Brownfield | IgnoreSilica | 2019 | 81.8339 | 6.9275 | 0.2647 | 4 | 17365.7515 | 35828.6142 | 354.0243 | 730.4148 | 39.2404 | 2.7342 | 41.6113 | 1177771.3916 | 0 | 1948213.1008 | 0 | 0 | 0 | 0 | 1219133.952 | 3171936.4644 | 2164911.8137 | 9681966.7225 | 961560.8286 | 7743554.7612 | 7743554.7612 | 7866811.9264 | 3938351.203 | 0 | 18387082.3123 | 37935800.2029 | 31622.7766 | 1.0588 | 17365.7515 | 35828.6142 | 354.0243 | 730.4148
1 | 2100 | 707 | 0.03 | 15 | 15 | 7 | 4.217e-11 | 5spot_SharedNeighbor | CO2 | Porous | Wet | R600a | MinimizeLCOE_Brownfield | IgnoreSilica | 2019 | 100.4501 | 8.4873 | 0.29721 | 4 | 16723.8033 | 33167.1733 | 340.9374 | 676.1577 | 38.3829 | 2.5677 | 55.4804 | 1311627.7044 | 0 | 2297051.8605 | 0 | 0 | 0 | 0 | 1407385.0303 | 3661727.1546 | 2499204.024 | 11176995.7739 | 961560.8286 | 7743554.7612 | 7743554.7612 | 7866811.9264 | 3938351.203 | 0 | 19882111.3637 | 39430829.2543 | 42169.6503 | 1.1889 | 16723.8033 | 33167.1733 | 340.9374 | 676.1577
1 | 2100 | 707 | 0.03 | 15 | 15 | 7 | 5.6234e-11 | 5spot_SharedNeighbor | CO2 | Porous | Wet | R600a | MinimizeLCOE_Brownfield | IgnoreSilica | 2019 | 103.7427 | 8.7606 | 0.30099 | 4 | 16718.4095 | 32955.1647 | 340.8274 | 671.8356 | 38.2027 | 2.5334 | 73.592 | 1331103.8866 | 0 | 2357165.0334 | 0 | 0 | 0 | 0 | 1438424.8788 | 3742486.4732 | 2554323.9183 | 11423504.1903 | 961560.8286 | 7743554.7612 | 7743554.7612 | 7866811.9264 | 3938351.203 | 0 | 20128619.7802 | 39677337.6708 | 56234.1325 | 1.204 | 16718.4095 | 32955.1647 | 340.8274 | 671.8356
1 | 2100 | 707 | 0.03 | 15 | 15 | 7 | 7.4989e-11 | 5spot_SharedNeighbor | CO2 | Porous | Wet | R600a | MinimizeLCOE_Brownfield | IgnoreSilica | 2019 | 103.6696 | 8.7535 | 0.30082 | 4 | 16722.4845 | 32968.6435 | 340.9105 | 672.1104 | 38.2036 | 2.5337 | 77.0368 | 1330464.7042 | 0 | 2355625.5735 | 0 | 0 | 0 | 0 | 1437575.2083 | 3740275.8048 | 2552815.0918 | 11416756.3826 | 961560.8286 | 7743554.7612 | 7743554.7612 | 7866811.9264 | 3938351.203 | 0 | 20121871.9725 | 39670589.863 | 74989.4209 | 1.2033 | 16722.4845 | 32968.6435 | 340.9105 | 672.1104
1 | 2100 | 707 | 0.03 | 15 | 15 | 7 | 1e-10 | 5spot_SharedNeighbor | CO2 | Porous | Wet | R600a | MinimizeLCOE_Brownfield | IgnoreSilica | 2019 | 103.6307 | 8.7495 | 0.30071 | 4 | 16725.6235 | 32977.9772 | 340.9745 | 672.3007 | 38.2034 | 2.5337 | 72.927 | 1330074.5665 | 0 | 2354758.495 | 0 | 0 | 0 | 0 | 1437084.894 | 3739000.1075 | 2551944.4021 | 11412862.465 | 961560.8286 | 7743554.7612 | 7743554.7612 | 7866811.9264 | 3938351.203 | 0 | 20117978.0549 | 39666695.9454 | 100000 | 1.2028 | 16725.6235 | 32977.9772 | 340.9745 | 672.3007
1 | 2100 | 707 | 0.03 | 15 | 15 | 7 | 1.3335e-10 | 5spot_SharedNeighbor | CO2 | Porous | Wet | R600a | MinimizeLCOE_Brownfield | IgnoreSilica | 2019 | 103.5964 | 8.7461 | 0.30061 | 4 | 16728.0284 | 32985.3971 | 341.0235 | 672.4519 | 38.2035 | 2.5338 | 79.9579 | 1329749.7695 | 0 | 2354013.2771 | 0 | 0 | 0 | 0 | 1436667.5882 | 3737914.3634 | 2551203.3595 | 11409548.3576 | 961560.8286 | 7743554.7612 | 7743554.7612 | 7866811.9264 | 3938351.203 | 0 | 20114663.9474 | 39663381.838 | 133352.1432 | 1.2025 | 16728.0284 | 32985.3971 | 341.0235 | 672.4519
1 | 2100 | 707 | 0.03 | 15 | 15 | 7 | 1.7783e-10 | 5spot_SharedNeighbor | CO2 | Porous | Wet | R600a | MinimizeLCOE_Brownfield | IgnoreSilica | 2019 | 103.5723 | 8.7437 | 0.30054 | 4 | 16729.8623 | 32990.9316 | 341.0609 | 672.5648 | 38.2034 | 2.5338 | 75.8096 | 1329514.2002 | 0 | 2353482.7216 | 0 | 0 | 0 | 0 | 1436368.7995 | 3737136.9766 | 2550672.777 | 11407175.4749 | 961560.8286 | 7743554.7612 | 7743554.7612 | 7866811.9264 | 3938351.203 | 0 | 20112291.0647 | 39661008.9553 | 177827.941 | 1.2022 | 16729.8623 | 32990.9316 | 341.0609 | 672.5648
1 | 2100 | 707 | 0.03 | 15 | 15 | 7 | 2.3714e-10 | 5spot_SharedNeighbor | CO2 | Porous | Wet | R600a | MinimizeLCOE_Brownfield | IgnoreSilica | 2019 | 103.5381 | 8.7405 | 0.30048 | 4 | 16731.2555 | 32996.0981 | 341.0893 | 672.6701 | 38.2043 | 2.534 | 73.3717 | 1329242.0925 | 0 | 2352788.98 | 0 | 0 | 0 | 0 | 1435992.1183 | 3736156.9293 | 2550003.8746 | 11404183.9948 | 961560.8286 | 7743554.7612 | 7743554.7612 | 7866811.9264 | 3938351.203 | 0 | 20109299.5846 | 39658017.4752 | 237137.3706 | 1.2019 | 16731.2555 | 32996.0981 | 341.0893 | 672.6701
1 | 2100 | 707 | 0.03 | 15 | 15 | 7 | 3.1623e-10 | 5spot_SharedNeighbor | CO2 | Porous | Wet | R600a | MinimizeLCOE_Brownfield | IgnoreSilica | 2019 | 103.5381 | 8.7403 | 0.30045 | 4 | 16732.3107 | 32998.4476 | 341.1108 | 672.718 | 38.2035 | 2.5339 | 73.8385 | 1329187.5419 | 0 | 2352736.3612 | 0 | 0 | 0 | 0 | 1435950.3222 | 3736048.1844 | 2549929.654 | 11403852.0637 | 961560.8286 | 7743554.7612 | 7743554.7612 | 7866811.9264 | 3938351.203 | 0 | 20108967.6535 | 39657685.5441 | 316227.766 | 1.2018 | 16732.3107 | 32998.4476 | 341.1108 | 672.718
1 | 2100 | 707 | 0.03 | 15 | 15 | 7 | 4.217e-10 | 5spot_SharedNeighbor | CO2 | Porous | Wet | R600a | MinimizeLCOE_Brownfield | IgnoreSilica | 2019 | 103.5233 | 8.7388 | 0.30042 | 4 | 16733.1078 | 33001.1152 | 341.127 | 672.7724 | 38.2037 | 2.534 | 82.2687 | 1329059.8733 | 0 | 2352426.8388 | 0 | 0 | 0 | 0 | 1435779.8177 | 3735604.5668 | 2549626.8758 | 11402497.9724 | 961560.8286 | 7743554.7612 | 7743554.7612 | 7866811.9264 | 3938351.203 | 0 | 20107613.5623 | 39656331.4528 | 421696.5034 | 1.2017 | 16733.1078 | 33001.1152 | 341.127 | 672.7724
1 | 2100 | 707 | 0.03 | 15 | 15 | 7 | 5.6234e-10 | 5spot_SharedNeighbor | CO2 | Porous | Wet | R600a | MinimizeLCOE_Brownfield | IgnoreSilica | 2019 | 103.5038 | 8.7371 | 0.30038 | 4 | 16733.7091 | 33003.6256 | 341.1393 | 672.8235 | 38.2043 | 2.5341 | 81.1024 | 1328915.3285 | 0 | 2352042.8218 | 0 | 0 | 0 | 0 | 1435573.6786 | 3735068.2351 | 2549260.8184 | 11400860.8823 | 961560.8286 | 7743554.7612 | 7743554.7612 | 7866811.9264 | 3938351.203 | 0 | 20105976.4722 | 39654694.3628 | 562341.3252 | 1.2015 | 16733.7091 | 33003.6256 | 341.1393 | 672.8235
1 | 2100 | 707 | 0.03 | 15 | 15 | 7 | 7.4989e-10 | 5spot_SharedNeighbor | CO2 | Porous | Wet | R600a | MinimizeLCOE_Brownfield | IgnoreSilica | 2019 | 103.5038 | 8.737 | 0.30037 | 4 | 16734.1619 | 33004.6336 | 341.1485 | 672.8441 | 38.204 | 2.5341 | 79.452 | 1328891.956 | 0 | 2352020.3437 | 0 | 0 | 0 | 0 | 1435555.7969 | 3735021.7105 | 2549229.0644 | 11400718.8716 | 961560.8286 | 7743554.7612 | 7743554.7612 | 7866811.9264 | 3938351.203 | 0 | 20105834.4614 | 39654552.352 | 749894.2093 | 1.2015 | 16734.1619 | 33004.6336 | 341.1485 | 672.8441
1 | 2100 | 707 | 0.03 | 15 | 15 | 7 | 1e-09 | 5spot_SharedNeighbor | CO2 | Porous | Wet | R600a | MinimizeLCOE_Brownfield | IgnoreSilica | 2019 | 103.5038 | 8.7369 | 0.30036 | 4 | 16734.5027 | 33005.3922 | 341.1555 | 672.8596 | 38.2037 | 2.534 | 79.8287 | 1328874.3729 | 0 | 2352003.4435 | 0 | 0 | 0 | 0 | 1435542.3484 | 3734986.7203 | 2549205.1829 | 11400612.0679 | 961560.8286 | 7743554.7612 | 7743554.7612 | 7866811.9264 | 3938351.203 | 0 | 20105727.6577 | 39654445.5483 | 1000000 | 1.2015 | 16734.5027 | 33005.3922 | 341.1555 | 672.8596
1 | 2100 | 707 | 0.03 | 15 | 15 | 7 | 1.3335e-09 | 5spot_SharedNeighbor | CO2 | Porous | Wet | R600a | MinimizeLCOE_Brownfield | IgnoreSilica | 2019 | 103.4844 | 8.7352 | 0.30034 | 4 | 16734.7588 | 33007.1344 | 341.1607 | 672.8951 | 38.2046 | 2.5342 | 79.6013 | 1328747.6742 | 0 | 2351636.6534 | 0 | 0 | 0 | 0 | 1435349.8878 | 3734485.9773 | 2548863.4155 | 11399083.6082 | 961560.8286 | 7743554.7612 | 7743554.7612 | 7866811.9264 | 3938351.203 | 0 | 20104199.1981 | 39652917.0886 | 1333521.4322 | 1.2013 | 16734.7588 | 33007.1344 | 341.1607 | 672.8951
1 | 2100 | 707 | 0.03 | 15 | 15 | 7 | 1.7783e-09 | 5spot_SharedNeighbor | CO2 | Porous | Wet | R600a | MinimizeLCOE_Brownfield | IgnoreSilica | 2019 | 103.4844 | 8.7352 | 0.30033 | 4 | 16734.9512 | 33007.5626 | 341.1646 | 672.9038 | 38.2044 | 2.5342 | 80.6523 | 1328737.7528 | 0 | 2351627.1251 | 0 | 0 | 0 | 0 | 1435342.3024 | 3734466.2417 | 2548849.9456 | 11399023.3677 | 961560.8286 | 7743554.7612 | 7743554.7612 | 7866811.9264 | 3938351.203 | 0 | 20104138.9575 | 39652856.8481 | 1778279.41 | 1.2013 | 16734.9512 | 33007.5626 | 341.1646 | 672.9038
1 | 2100 | 707 | 0.03 | 15 | 15 | 7 | 2.3714e-09 | 5spot_SharedNeighbor | CO2 | Porous | Wet | R600a | MinimizeLCOE_Brownfield | IgnoreSilica | 2019 | 103.4844 | 8.7351 | 0.30033 | 4 | 16735.0957 | 33007.8842 | 341.1676 | 672.9104 | 38.2043 | 2.5342 | 80.8968 | 1328730.3027 | 0 | 2351619.9721 | 0 | 0 | 0 | 0 | 1435336.6072 | 3734451.4239 | 2548839.8321 | 11398978.138 | 961560.8286 | 7743554.7612 | 7743554.7612 | 7866811.9264 | 3938351.203 | 0 | 20104093.7278 | 39652811.6184 | 2371373.7057 | 1.2013 | 16735.0957 | 33007.8842 | 341.1676 | 672.9104
1 | 2100 | 707 | 0.03 | 15 | 15 | 7 | 3.1623e-09 | 5spot_SharedNeighbor | CO2 | Porous | Wet | R600a | MinimizeLCOE_Brownfield | IgnoreSilica | 2019 | 103.4844 | 8.7351 | 0.30033 | 4 | 16735.2042 | 33008.1256 | 341.1698 | 672.9153 | 38.2043 | 2.5342 | 80.4804 | 1328724.7103 | 0 | 2351614.6036 | 0 | 0 | 0 | 0 | 1435332.3324 | 3734440.3018 | 2548832.2411 | 11398944.1892 | 961560.8286 | 7743554.7612 | 7743554.7612 | 7866811.9264 | 3938351.203 | 0 | 20104059.779 | 39652777.6696 | 3162277.6602 | 1.2013 | 16735.2042 | 33008.1256 | 341.1698 | 672.9153
1 | 2100 | 707 | 0.03 | 15 | 15 | 7 | 4.217e-09 | 5spot_SharedNeighbor | CO2 | Porous | Wet | R600a | MinimizeLCOE_Brownfield | IgnoreSilica | 2019 | 103.4844 | 8.7351 | 0.30032 | 4 | 16735.2856 | 33008.3068 | 341.1714 | 672.919 | 38.2042 | 2.5341 | 79.8747 | 1328720.5133 | 0 | 2351610.5754 | 0 | 0 | 0 | 0 | 1435329.1246 | 3734431.9556 | 2548826.5446 | 11398918.7135 | 961560.8286 | 7743554.7612 | 7743554.7612 | 7866811.9264 | 3938351.203 | 0 | 20104034.3033 | 39652752.1939 | 4216965.0343 | 1.2013 | 16735.2856 | 33008.3068 | 341.1714 | 672.919
1 | 2100 | 707 | 0.03 | 15 | 15 | 7 | 5.6234e-09 | 5spot_SharedNeighbor | CO2 | Porous | Wet | R600a | MinimizeLCOE_Brownfield | IgnoreSilica | 2019 | 103.4844 | 8.7351 | 0.30032 | 4 | 16735.3467 | 33008.4427 | 341.1727 | 672.9218 | 38.2042 | 2.5341 | 80.5729 | 1328717.3642 | 0 | 2351607.5532 | 0 | 0 | 0 | 0 | 1435326.7178 | 3734425.6936 | 2548822.2707 | 11398899.5995 | 961560.8286 | 7743554.7612 | 7743554.7612 | 7866811.9264 | 3938351.203 | 0 | 20104015.1893 | 39652733.0799 | 5623413.2519 | 1.2013 | 16735.3467 | 33008.4427 | 341.1727 | 672.9218
1 | 2100 | 707 | 0.03 | 15 | 15 | 7 | 7.4989e-09 | 5spot_SharedNeighbor | CO2 | Porous | Wet | R600a | MinimizeLCOE_Brownfield | IgnoreSilica | 2019 | 103.4844 | 8.7351 | 0.30032 | 4 | 16735.3925 | 33008.5447 | 341.1736 | 672.9238 | 38.2041 | 2.5341 | 80.2673 | 1328715.0016 | 0 | 2351605.2861 | 0 | 0 | 0 | 0 | 1435324.9122 | 3734420.996 | 2548819.0644 | 11398885.2604 | 961560.8286 | 7743554.7612 | 7743554.7612 | 7866811.9264 | 3938351.203 | 0 | 20104000.8502 | 39652718.7408 | 7498942.0933 | 1.2013 | 16735.3925 | 33008.5447 | 341.1736 | 672.9238
1 | 2100 | 707 | 0.03 | 15 | 15 | 7 | 1e-08 | 5spot_SharedNeighbor | CO2 | Porous | Wet | R600a | MinimizeLCOE_Brownfield | IgnoreSilica | 2019 | 103.4797 | 8.7347 | 0.30032 | 4 | 16735.4269 | 33008.9003 | 341.1743 | 672.9311 | 38.2043 | 2.5342 | 79.0995 | 1328686.2106 | 0 | 2351519.2826 | 0 | 0 | 0 | 0 | 1435280.1423 | 3734304.5139 | 2548739.563 | 11398529.7124 | 961560.8286 | 7743554.7612 | 7743554.7612 | 7866811.9264 | 3938351.203 | 0 | 20103645.3022 | 39652363.1928 | 10000000 | 1.2013 | 16735.4269 | 33008.9003 | 341.1743 | 672.9311
1 | 2200 | 707 | 0.03 | 15 | 15 | 7 | 1e-13 | 5spot_SharedNeighbor | CO2 | Porous | Wet | R600a | MinimizeLCOE_Brownfield | IgnoreSilica | 2019 | 0.29207 | -0.0069008 | 0.00025219 | 4 | 9106160.9292 | 29228651.4373 | 185641.4075 | 595865.5942 | 30.2465 | 1.8763 | 32.2702 | 12802.9032 | 0 | 7165.3146 | 0 | 0 | 0 | 7162.8186 | 10581.1042 | 27529.8626 | 18789.6969 | 84031.6999 | 961560.8286 | 8140174.0823 | 8140174.0823 | 8088200.634 | 4070025.7703 | 0 | 9185766.6109 | 29484167.0975 | 100 | 0.0010087 | 9106160.9292 | 29228651.4373 | 185641.4075 | 595865.5942
1 | 2200 | 707 | 0.03 | 15 | 15 | 7 | 1.3335e-13 | 5spot_SharedNeighbor | CO2 | Porous | Wet | R600a | MinimizeLCOE_Brownfield | IgnoreSilica | 2019 | 0.46248 | 0.0019516 | 0.00051638 | 4 | 4481321.3152 | 14308633.7522 | 91357.7964 | 291700.8529 | 33.7414 | 2.3009 | 39.1305 | 21981.2655 | 0 | 16269.6803 | 0 | 0 | 0 | 11623.4906 | 19451.0302 | 50607.5906 | 34540.7205 | 154473.7777 | 961560.8286 | 8140174.0823 | 8140174.0823 | 8088200.634 | 4070025.7703 | 0 | 9256208.6886 | 29554609.1753 | 133.3521 | 0.0020655 | 4481321.3152 | 14308633.7522 | 91357.7964 | 291700.8529
1 | 2200 | 707 | 0.03 | 15 | 15 | 7 | 1.7783e-13 | 5spot_SharedNeighbor | CO2 | Porous | Wet | R600a | MinimizeLCOE_Brownfield | IgnoreSilica | 2019 | 0.6477 | 0.014872 | 0.00095415 | 4 | 2443695.0855 | 7762144.3767 | 49818.0297 | 158241.8122 | 35.803 | 2.5675 | 36.0819 | 31575.4716 | 0 | 26003.544 | 0 | 0 | 0 | 15025.6083 | 28315.8033 | 73671.9119 | 50282.5937 | 224874.9327 | 961560.8286 | 8140174.0823 | 8140174.0823 | 8088200.634 | 4070025.7703 | 0 | 9326609.8437 | 29625010.3303 | 177.8279 | 0.0038166 | 2443695.0855 | 7762144.3767 | 49818.0297 | 158241.8122
1 | 2200 | 707 | 0.03 | 15 | 15 | 7 | 2.3714e-13 | 5spot_SharedNeighbor | CO2 | Porous | Wet | R600a | MinimizeLCOE_Brownfield | IgnoreSilica | 2019 | 0.88403 | 0.033187 | 0.0016138 | 4 | 1457762.4361 | 4602293.6647 | 29718.459 | 93823.9814 | 37.361 | 2.7711 | 41.6236 | 43013.0157 | 0 | 37906.5622 | 0 | 0 | 0 | 18630.191 | 38824.4099 | 101013.1506 | 68943.5509 | 308330.8803 | 961560.8286 | 8140174.0823 | 8140174.0823 | 8088200.634 | 4070025.7703 | 0 | 9410065.7912 | 29708466.2779 | 237.1374 | 0.0064551 | 1457762.4361 | 4602293.6647 | 29718.459 | 93823.9814
1 | 2200 | 707 | 0.03 | 15 | 15 | 7 | 3.1623e-13 | 5spot_SharedNeighbor | CO2 | Porous | Wet | R600a | MinimizeLCOE_Brownfield | IgnoreSilica | 2019 | 1.1847 | 0.057837 | 0.0025579 | 4 | 929248.1171 | 2913168.5003 | 18943.9798 | 59388.8802 | 38.559 | 2.9258 | 88.7152 | 56440.8083 | 0 | 52273.3392 | 0 | 0 | 0 | 22314.6131 | 51101.2166 | 132954.8834 | 90744.4398 | 405829.3004 | 961560.8286 | 8140174.0823 | 8140174.0823 | 8088200.634 | 4070025.7703 | 0 | 9507564.2114 | 29805964.698 | 316.2278 | 0.010231 | 929248.1171 | 2913168.5003 | 18943.9798 | 59388.8802
1 | 2200 | 707 | 0.03 | 15 | 15 | 7 | 4.217e-13 | 5spot_SharedNeighbor | CO2 | Porous | Wet | R600a | MinimizeLCOE_Brownfield | IgnoreSilica | 2019 | 1.5931 | 0.092095 | 0.0038743 | 4 | 621508.0015 | 1931332.7184 | 12670.2813 | 39372.8298 | 39.5426 | 3.0498 | 122.7483 | 73157.7881 | 0 | 70694.4655 | 0 | 0 | 0 | 27201.4883 | 66710.9594 | 173568.232 | 118463.8848 | 529796.8181 | 961560.8286 | 8140174.0823 | 8140174.0823 | 8088200.634 | 4070025.7703 | 0 | 9631531.729 | 29929932.2156 | 421.6965 | 0.015497 | 621508.0015 | 1931332.7184 | 12670.2813 | 39372.8298
1 | 2200 | 707 | 0.03 | 15 | 15 | 7 | 5.6234e-13 | 5spot_SharedNeighbor | CO2 | Porous | Wet | R600a | MinimizeLCOE_Brownfield | IgnoreSilica | 2019 | 2.1182 | 0.13702 | 0.0056732 | 4 | 430858.6333 | 1325348.9493 | 8783.636 | 27019.031 | 40.3039 | 3.143 | 164.749 | 92796.9987 | 0 | 93000.0396 | 0 | 0 | 0 | 32335.1944 | 85071.5707 | 221338.7764 | 151068.263 | 675610.8428 | 961560.8286 | 8140174.0823 | 8140174.0823 | 8088200.634 | 4070025.7703 | 0 | 9777345.7537 | 30075746.2403 | 562.3413 | 0.022693 | 430858.6333 | 1325348.9493 | 8783.636 | 27019.031
1 | 2200 | 707 | 0.03 | 15 | 15 | 7 | 7.4989e-13 | 5spot_SharedNeighbor | CO2 | Porous | Wet | R600a | MinimizeLCOE_Brownfield | IgnoreSilica | 2019 | 2.7935 | 0.19548 | 0.0081054 | 4 | 306864.3608 | 932940.5572 | 6255.8451 | 19019.2552 | 40.8948 | 3.2129 | 39.8587 | 115900.8039 | 0 | 120045.3946 | 0 | 0 | 0 | 37619.648 | 106690.6802 | 277587.2645 | 189459.0119 | 847302.8031 | 961560.8286 | 8140174.0823 | 8140174.0823 | 8088200.634 | 4070025.7703 | 0 | 9949037.7141 | 30247438.2007 | 749.8942 | 0.032422 | 306864.3608 | 932940.5572 | 6255.8451 | 19019.2552
1 | 2200 | 707 | 0.03 | 15 | 15 | 7 | 1e-12 | 5spot_SharedNeighbor | CO2 | Porous | Wet | R600a | MinimizeLCOE_Brownfield | IgnoreSilica | 2019 | 3.6903 | 0.27339 | 0.011373 | 4 | 223349.0349 | 669527.9413 | 4553.2722 | 13649.2327 | 41.3684 | 3.2677 | 42.0754 | 143997.3222 | 0 | 153897.3242 | 0 | 0 | 0 | 44109.8655 | 133381.7597 | 347031.9783 | 236856.456 | 1059274.7059 | 961560.8286 | 8140174.0823 | 8140174.0823 | 8088200.634 | 4070025.7703 | 0 | 10161009.6168 | 30459410.1035 | 1000 | 0.045494 | 223349.0349 | 669527.9413 | 4553.2722 | 13649.2327
1 | 2200 | 707 | 0.03 | 15 | 15 | 7 | 1.3335e-12 | 5spot_SharedNeighbor | CO2 | Porous | Wet | R600a | MinimizeLCOE_Brownfield | IgnoreSilica | 2019 | 4.8345 | 0.37333 | 0.01573 | 4 | 165422.7488 | 488027.1547 | 3372.3665 | 9949.0937 | 41.7302 | 3.3085 | 50.2071 | 176867.7746 | 0 | 194656.1148 | 0 | 0 | 0 | 50376.2594 | 164541.0581 | 428102.0811 | 292188.4669 | 1306731.7549 | 961560.8286 | 8140174.0823 | 8140174.0823 | 8088200.634 | 4070025.7703 | 0 | 10408466.6659 | 30706867.1525 | 1333.5214 | 0.06292 | 165422.7488 | 488027.1547 | 3372.3665 | 9949.0937
1 | 2200 | 707 | 0.03 | 15 | 15 | 7 | 1.7783e-12 | 5spot_SharedNeighbor | CO2 | Porous | Wet | R600a | MinimizeLCOE_Brownfield | IgnoreSilica | 2019 | 6.3233 | 0.50364 | 0.021525 | 4 | 124349.8776 | 360108.231 | 2535.0404 | 7341.2934 | 42.0112 | 3.3395 | 48.3432 | 216169.6111 | 0 | 244774.4741 | 0 | 0 | 0 | 57121.9421 | 202045.7506 | 525681.5979 | 358788.4922 | 1604581.8679 | 961560.8286 | 8140174.0823 | 8140174.0823 | 8088200.634 | 4070025.7703 | 0 | 10706316.7789 | 31004717.2655 | 1778.2794 | 0.086098 | 124349.8776 | 360108.231 | 2535.0404 | 7341.2934
1 | 2200 | 707 | 0.03 | 15 | 15 | 7 | 2.3714e-12 | 5spot_SharedNeighbor | CO2 | Porous | Wet | R600a | MinimizeLCOE_Brownfield | IgnoreSilica | 2019 | 8.2381 | 0.67158 | 0.029192 | 4 | 94712.4898 | 268546.09 | 1930.8422 | 5474.6753 | 42.2251 | 3.3624 | 49.6421 | 262690.955 | 0 | 305754.8825 | 0 | 0 | 0 | 63650.0758 | 246517.4062 | 641387.7233 | 437760.3003 | 1957761.3431 | 961560.8286 | 8140174.0823 | 8140174.0823 | 8088200.634 | 4070025.7703 | 0 | 11059496.2541 | 31357896.7407 | 2371.3737 | 0.11677 | 94712.4898 | 268546.09 | 1930.8422 | 5474.6753
1 | 2200 | 707 | 0.03 | 15 | 15 | 7 | 3.1623e-12 | 5spot_SharedNeighbor | CO2 | Porous | Wet | R600a | MinimizeLCOE_Brownfield | IgnoreSilica | 2019 | 10.6935 | 0.88727 | 0.039291 | 4 | 73027.0908 | 202179.8713 | 1488.756 | 4121.7101 | 42.3848 | 3.3787 | 40.1686 | 317680.7608 | 0 | 379821.942 | 0 | 0 | 0 | 69507.9364 | 299134.1493 | 778285.6955 | 531195.9794 | 2375626.4634 | 961560.8286 | 8140174.0823 | 8140174.0823 | 8088200.634 | 4070025.7703 | 0 | 11477361.3743 | 31775761.8609 | 3162.2777 | 0.15717 | 73027.0908 | 202179.8713 | 1488.756 | 4121.7101
1 | 2200 | 707 | 0.03 | 15 | 15 | 7 | 4.217e-12 | 5spot_SharedNeighbor | CO2 | Porous | Wet | R600a | MinimizeLCOE_Brownfield | IgnoreSilica | 2019 | 13.7823 | 1.1592 | 0.052472 | 4 | 56978.5529 | 153689.6207 | 1161.5849 | 3133.1708 | 42.4978 | 3.3891 | 50.5202 | 381554.4342 | 0 | 468206.5516 | 0 | 0 | 0 | 72774.1701 | 359788.7108 | 936096.4228 | 638905.0434 | 2857325.3329 | 961560.8286 | 8140174.0823 | 8140174.0823 | 8088200.634 | 4070025.7703 | 0 | 11959060.2439 | 32257460.7305 | 4216.965 | 0.20989 | 56978.5529 | 153689.6207 | 1161.5849 | 3133.1708
1 | 2200 | 707 | 0.03 | 15 | 15 | 7 | 5.6234e-12 | 5spot_SharedNeighbor | CO2 | Porous | Wet | R600a | MinimizeLCOE_Brownfield | IgnoreSilica | 2019 | 17.6191 | 1.4978 | 0.069489 | 4 | 44989.2802 | 118016.2994 | 917.1673 | 2405.9219 | 42.5703 | 3.394 | 49.2059 | 454955.8586 | 0 | 572559.2199 | 0 | 0 | 0 | 71319.2312 | 428545.3808 | 1114987.174 | 761001.6569 | 3403368.5213 | 961560.8286 | 8140174.0823 | 8140174.0823 | 8088200.634 | 4070025.7703 | 0 | 12505103.4322 | 32803503.9188 | 5623.4133 | 0.27796 | 44989.2802 | 118016.2994 | 917.1673 | 2405.9219
1 | 2200 | 707 | 0.03 | 15 | 15 | 7 | 7.4989e-12 | 5spot_SharedNeighbor | CO2 | Porous | Wet | R600a | MinimizeLCOE_Brownfield | IgnoreSilica | 2019 | 22.1675 | 1.9007 | 0.090938 | 4 | 35957.7809 | 91760.8395 | 733.048 | 1870.6688 | 42.6042 | 3.3932 | 48.7981 | 535668.0527 | 0 | 690478.2291 | 0 | 0 | 0 | 58195.5388 | 500893.31 | 1303221.6454 | 889475.5515 | 3977932.3275 | 961560.8286 | 8140174.0823 | 8140174.0823 | 8088200.634 | 4070025.7703 | 0 | 13079667.2384 | 33378067.725 | 7498.9421 | 0.36375 | 35957.7809 | 91760.8395 | 733.048 | 1870.6688
1 | 2200 | 707 | 0.03 | 15 | 15 | 7 | 1e-11 | 5spot_SharedNeighbor | CO2 | Porous | Wet | R600a | MinimizeLCOE_Brownfield | IgnoreSilica | 2019 | 26.9734 | 2.3301 | 0.11651 | 4 | 29000.1028 | 72553.3353 | 591.2063 | 1479.0979 | 42.602 | 3.3871 | 46.5332 | 615226.6136 | 0 | 809919.9357 | 0 | 0 | 0 | 0 | 555807.1542 | 1446096.2036 | 986990.3732 | 4414040.2803 | 961560.8286 | 8140174.0823 | 8140174.0823 | 8088200.634 | 4070025.7703 | 0 | 13515775.1913 | 33814175.6779 | 10000 | 0.46606 | 29000.1028 | 72553.3353 | 591.2063 | 1479.0979
1 | 2200 | 707 | 0.03 | 15 | 15 | 7 | 1.3335e-11 | 5spot_SharedNeighbor | CO2 | Porous | Wet | R600a | MinimizeLCOE_Brownfield | IgnoreSilica | 2019 | 35.5508 | 3.0853 | 0.15274 | 4 | 23815.996 | 57039.7641 | 485.5213 | 1162.8327 | 42.5421 | 3.3679 | 53.5408 | 746106.422 | 0 | 1013158.9879 | 0 | 0 | 0 | 0 | 686113.5099 | 1785126.6115 | 1218385.593 | 5448891.1244 | 961560.8286 | 8140174.0823 | 8140174.0823 | 8088200.634 | 4070025.7703 | 0 | 14550626.0353 | 34849026.522 | 13335.2143 | 0.61096 | 23815.996 | 57039.7641 | 485.5213 | 1162.8327
1 | 2200 | 707 | 0.03 | 15 | 15 | 7 | 1.7783e-11 | 5spot_SharedNeighbor | CO2 | Porous | Wet | R600a | MinimizeLCOE_Brownfield | IgnoreSilica | 2019 | 46.4593 | 4.0459 | 0.19703 | 4 | 20016.5087 | 45772.5074 | 408.0636 | 933.1345 | 42.3843 | 3.3295 | 49.9264 | 896330.2516 | 0 | 1258272.6713 | 0 | 0 | 0 | 0 | 840295.1399 | 2186275.5859 | 1492178.0108 | 6673351.6596 | 961560.8286 | 8140174.0823 | 8140174.0823 | 8088200.634 | 4070025.7703 | 0 | 15775086.5706 | 36073487.0572 | 17782.7941 | 0.7881 | 20016.5087 | 45772.5074 | 408.0636 | 933.1345
1 | 2200 | 707 | 0.03 | 15 | 15 | 7 | 2.3714e-11 | 5spot_SharedNeighbor | CO2 | Porous | Wet | R600a | MinimizeLCOE_Brownfield | IgnoreSilica | 2019 | 59.8654 | 5.2248 | 0.24779 | 4 | 17323.7836 | 37802.979 | 353.1688 | 770.6649 | 42.0865 | 3.2635 | 41.1932 | 1060703.5437 | 0 | 1544543.4321 | 0 | 0 | 0 | 0 | 1016046.3206 | 2643544.1063 | 1804273.172 | 8069110.5747 | 961560.8286 | 8140174.0823 | 8140174.0823 | 8088200.634 | 4070025.7703 | 0 | 17170845.4856 | 37469245.9722 | 23713.7371 | 0.99117 | 17323.7836 | 37802.979 | 353.1688 | 770.6649
1 | 2200 | 707 | 0.03 | 15 | 15 | 7 | 3.1623e-11 | 5spot_SharedNeighbor | CO2 | Porous | Wet | R600a | MinimizeLCOE_Brownfield | IgnoreSilica | 2019 | 75.6311 | 6.6057 | 0.30046 | 4 | 15546.165 | 32435.6305 | 316.9296 | 661.2442 | 41.5903 | 3.1591 | 53.0041 | 1228452.6717 | 0 | 1865332.0809 | 0 | 0 | 0 | 0 | 1206576.0535 | 3139263.3885 | 2142611.7681 | 9582235.9628 | 961560.8286 | 8140174.0823 | 8140174.0823 | 8088200.634 | 4070025.7703 | 0 | 18683970.8737 | 38982371.3603 | 31622.7766 | 1.2018 | 15546.165 | 32435.6305 | 316.9296 | 661.2442
1 | 2200 | 707 | 0.03 | 15 | 15 | 7 | 4.217e-11 | 5spot_SharedNeighbor | CO2 | Porous | Wet | R600a | MinimizeLCOE_Brownfield | IgnoreSilica | 2019 | 93.006 | 8.1148 | 0.34714 | 4 | 14553.3069 | 29171.6081 | 296.6888 | 594.7027 | 40.864 | 3.0118 | 53.4262 | 1382743.3301 | 0 | 2203148.7054 | 0 | 0 | 0 | 0 | 1398497.8939 | 3638604.6484 | 2483422.4384 | 11106417.0162 | 961560.8286 | 8140174.0823 | 8140174.0823 | 8088200.634 | 4070025.7703 | 0 | 20208151.9272 | 40506552.4138 | 42169.6503 | 1.3886 | 14553.3069 | 29171.6081 | 296.6888 | 594.7027
1 | 2200 | 707 | 0.03 | 15 | 15 | 7 | 5.6234e-11 | 5spot_SharedNeighbor | CO2 | Porous | Wet | R600a | MinimizeLCOE_Brownfield | IgnoreSilica | 2019 | 110.3964 | 9.6096 | 0.3786 | 4 | 14257.6517 | 27661.3535 | 290.6615 | 563.9141 | 39.9358 | 2.8289 | 65.4318 | 1504067.2764 | 0 | 2528497.7734 | 0 | 0 | 0 | 0 | 1572700.3694 | 4091843.756 | 2792767.4424 | 12489876.6176 | 961560.8286 | 8140174.0823 | 8140174.0823 | 8088200.634 | 4070025.7703 | 0 | 21591611.5285 | 41890012.0151 | 56234.1325 | 1.5144 | 14257.6517 | 27661.3535 | 290.6615 | 563.9141
1 | 2200 | 707 | 0.03 | 15 | 15 | 7 | 7.4989e-11 | 5spot_SharedNeighbor | CO2 | Porous | Wet | R600a | MinimizeLCOE_Brownfield | IgnoreSilica | 2019 | 110.3445 | 9.604 | 0.37841 | 4 | 14261.1129 | 27671.4723 | 290.7321 | 564.1204 | 39.9353 | 2.8289 | 67.4424 | 1503498.4423 | 0 | 2527297.2544 | 0 | 0 | 0 | 0 | 1572010.3217 | 4090048.3935 | 2791542.0706 | 12484396.4826 | 961560.8286 | 8140174.0823 | 8140174.0823 | 8088200.634 | 4070025.7703 | 0 | 21586131.3935 | 41884531.8801 | 74989.4209 | 1.5136 | 14261.1129 | 27671.4723 | 290.7321 | 564.1204
1 | 2200 | 707 | 0.03 | 15 | 15 | 7 | 1e-10 | 5spot_SharedNeighbor | CO2 | Porous | Wet | R600a | MinimizeLCOE_Brownfield | IgnoreSilica | 2019 | 110.2855 | 9.598 | 0.37824 | 4 | 14263.7757 | 27680.1534 | 290.7864 | 564.2974 | 39.936 | 2.8292 | 77.4678 | 1502946.3207 | 0 | 2526023.7818 | 0 | 0 | 0 | 0 | 1571298.34 | 4088195.963 | 2790277.7488 | 12478742.1543 | 961560.8286 | 8140174.0823 | 8140174.0823 | 8088200.634 | 4070025.7703 | 0 | 21580477.0652 | 41878877.5519 | 100000 | 1.513 | 14263.7757 | 27680.1534 | 290.7864 | 564.2974
1 | 2200 | 707 | 0.03 | 15 | 15 | 7 | 1.3335e-10 | 5spot_SharedNeighbor | CO2 | Porous | Wet | R600a | MinimizeLCOE_Brownfield | IgnoreSilica | 2019 | 110.2466 | 9.594 | 0.37812 | 4 | 14265.8137 | 27686.5043 | 290.8279 | 564.4268 | 39.9362 | 2.8293 | 75.0955 | 1502561.6105 | 0 | 2525164.6058 | 0 | 0 | 0 | 0 | 1570813.2244 | 4086933.7917 | 2789416.2909 | 12474889.5233 | 961560.8286 | 8140174.0823 | 8140174.0823 | 8088200.634 | 4070025.7703 | 0 | 21576624.4342 | 41875024.9209 | 133352.1432 | 1.5125 | 14265.8137 | 27686.5043 | 290.8279 | 564.4268
1 | 2200 | 707 | 0.03 | 15 | 15 | 7 | 1.7783e-10 | 5spot_SharedNeighbor | CO2 | Porous | Wet | R600a | MinimizeLCOE_Brownfield | IgnoreSilica | 2019 | 110.2271 | 9.5918 | 0.37804 | 4 | 14267.3667 | 27690.8647 | 290.8596 | 564.5157 | 39.9357 | 2.8293 | 73.189 | 1502329.9164 | 0 | 2524697.4863 | 0 | 0 | 0 | 0 | 1570540.687 | 4086224.7055 | 2788932.325 | 12472725.1201 | 961560.8286 | 8140174.0823 | 8140174.0823 | 8088200.634 | 4070025.7703 | 0 | 21574460.0311 | 41872860.5177 | 177827.941 | 1.5122 | 14267.3667 | 27690.8647 | 290.8596 | 564.5157
1 | 2200 | 707 | 0.03 | 15 | 15 | 7 | 2.3714e-10 | 5spot_SharedNeighbor | CO2 | Porous | Wet | R600a | MinimizeLCOE_Brownfield | IgnoreSilica | 2019 | 110.2077 | 9.5897 | 0.37797 | 4 | 14268.5457 | 27694.3953 | 290.8836 | 564.5877 | 39.9356 | 2.8294 | 72.7014 | 1502125.9079 | 0 | 2524256.9783 | 0 | 0 | 0 | 0 | 1570289.3256 | 4085570.7146 | 2788485.9628 | 12470728.8892 | 961560.8286 | 8140174.0823 | 8140174.0823 | 8088200.634 | 4070025.7703 | 0 | 21572463.8001 | 41870864.2868 | 237137.3706 | 1.5119 | 14268.5457 | 27694.3953 | 290.8836 | 564.5877
1 | 2200 | 707 | 0.03 | 15 | 15 | 7 | 3.1623e-10 | 5spot_SharedNeighbor | CO2 | Porous | Wet | R600a | MinimizeLCOE_Brownfield | IgnoreSilica | 2019 | 110.1929 | 9.5882 | 0.37792 | 4 | 14269.4382 | 27697.0723 | 290.9018 | 564.6423 | 39.9356 | 2.8294 | 79.9595 | 1501970.9487 | 0 | 2523921.8885 | 0 | 0 | 0 | 0 | 1570098.2065 | 4085073.4619 | 2788146.5776 | 12469211.0831 | 961560.8286 | 8140174.0823 | 8140174.0823 | 8088200.634 | 4070025.7703 | 0 | 21570945.994 | 41869346.4806 | 316227.766 | 1.5117 | 14269.4382 | 27697.0723 | 290.9018 | 564.6423
1 | 2200 | 707 | 0.03 | 15 | 15 | 7 | 4.217e-10 | 5spot_SharedNeighbor | CO2 | Porous | Wet | R600a | MinimizeLCOE_Brownfield | IgnoreSilica | 2019 | 110.1734 | 9.5863 | 0.37787 | 4 | 14270.1122 | 27699.4824 | 290.9155 | 564.6914 | 39.936 | 2.8295 | 78.5552 | 1501804.2775 | 0 | 2523517.2118 | 0 | 0 | 0 | 0 | 1569875.3808 | 4084493.7152 | 2787750.8886 | 12467441.4738 | 961560.8286 | 8140174.0823 | 8140174.0823 | 8088200.634 | 4070025.7703 | 0 | 21569176.3848 | 41867576.8714 | 421696.5034 | 1.5115 | 14270.1122 | 27699.4824 | 290.9155 | 564.6914
1 | 2200 | 707 | 0.03 | 15 | 15 | 7 | 5.6234e-10 | 5spot_SharedNeighbor | CO2 | Porous | Wet | R600a | MinimizeLCOE_Brownfield | IgnoreSilica | 2019 | 110.154 | 9.5844 | 0.37783 | 4 | 14270.6206 | 27701.5248 | 290.9259 | 564.7331 | 39.9366 | 2.8297 | 75.8132 | 1501649.8461 | 0 | 2523124.2688 | 0 | 0 | 0 | 0 | 1569661.9048 | 4083938.2945 | 2787371.8025 | 12465746.1168 | 961560.8286 | 8140174.0823 | 8140174.0823 | 8088200.634 | 4070025.7703 | 0 | 21567481.0277 | 41865881.5144 | 562341.3252 | 1.5113 | 14270.6206 | 27701.5248 | 290.9259 | 564.7331
1 | 2200 | 707 | 0.03 | 15 | 15 | 7 | 7.4989e-10 | 5spot_SharedNeighbor | CO2 | Porous | Wet | R600a | MinimizeLCOE_Brownfield | IgnoreSilica | 2019 | 110.154 | 9.5843 | 0.37782 | 4 | 14271.0033 | 27702.3738 | 290.9337 | 564.7504 | 39.9362 | 2.8296 | 77.0092 | 1501621.6662 | 0 | 2523097.4095 | 0 | 0 | 0 | 0 | 1569640.4395 | 4083882.4461 | 2787333.6848 | 12465575.6461 | 961560.8286 | 8140174.0823 | 8140174.0823 | 8088200.634 | 4070025.7703 | 0 | 21567310.5571 | 41865711.0437 | 749894.2093 | 1.5113 | 14271.0033 | 27702.3738 | 290.9337 | 564.7504
1 | 2200 | 707 | 0.03 | 15 | 15 | 7 | 1e-09 | 5spot_SharedNeighbor | CO2 | Porous | Wet | R600a | MinimizeLCOE_Brownfield | IgnoreSilica | 2019 | 110.1493 | 9.5838 | 0.3778 | 4 | 14271.2912 | 27703.2303 | 290.9396 | 564.7678 | 39.9362 | 2.8296 | 76.6974 | 1501572.6186 | 0 | 2522992.166 | 0 | 0 | 0 | 0 | 1569580.266 | 4083725.8869 | 2787226.83 | 12465097.7675 | 961560.8286 | 8140174.0823 | 8140174.0823 | 8088200.634 | 4070025.7703 | 0 | 21566832.6785 | 41865233.1651 | 1000000 | 1.5112 | 14271.2912 | 27703.2303 | 290.9396 | 564.7678
1 | 2200 | 707 | 0.03 | 15 | 15 | 7 | 1.3335e-09 | 5spot_SharedNeighbor | CO2 | Porous | Wet | R600a | MinimizeLCOE_Brownfield | IgnoreSilica | 2019 | 110.1493 | 9.5837 | 0.37779 | 4 | 14271.5076 | 27703.7104 | 290.944 | 564.7776 | 39.936 | 2.8296 | 75.7174 | 1501556.6883 | 0 | 2522976.9933 | 0 | 0 | 0 | 0 | 1569568.1358 | 4083694.3267 | 2787205.2895 | 12465001.4336 | 961560.8286 | 8140174.0823 | 8140174.0823 | 8088200.634 | 4070025.7703 | 0 | 21566736.3445 | 41865136.8311 | 1333521.4322 | 1.5112 | 14271.5076 | 27703.7104 | 290.944 | 564.7776
1 | 2200 | 707 | 0.03 | 15 | 15 | 7 | 1.7783e-09 | 5spot_SharedNeighbor | CO2 | Porous | Wet | R600a | MinimizeLCOE_Brownfield | IgnoreSilica | 2019 | 110.1493 | 9.5837 | 0.37779 | 4 | 14271.6702 | 27704.0711 | 290.9473 | 564.785 | 39.9358 | 2.8295 | 74.75 | 1501544.7212 | 0 | 2522965.5982 | 0 | 0 | 0 | 0 | 1569559.0246 | 4083670.6211 | 2787189.1099 | 12464929.075 | 961560.8286 | 8140174.0823 | 8140174.0823 | 8088200.634 | 4070025.7703 | 0 | 21566663.9859 | 41865064.4726 | 1778279.41 | 1.5112 | 14271.6702 | 27704.0711 | 290.9473 | 564.785
1 | 2200 | 707 | 0.03 | 15 | 15 | 7 | 2.3714e-09 | 5spot_SharedNeighbor | CO2 | Porous | Wet | R600a | MinimizeLCOE_Brownfield | IgnoreSilica | 2019 | 110.1345 | 9.5824 | 0.37776 | 4 | 14271.7923 | 27705.0389 | 290.9498 | 564.8047 | 39.9366 | 2.8297 | 75.6396 | 1501446.6196 | 0 | 2522684.907 | 0 | 0 | 0 | 0 | 1569411.2954 | 4083286.2601 | 2786926.7756 | 12463755.8577 | 961560.8286 | 8140174.0823 | 8140174.0823 | 8088200.634 | 4070025.7703 | 0 | 21565490.7686 | 41863891.2552 | 2371373.7057 | 1.5111 | 14271.7923 | 27705.0389 | 290.9498 | 564.8047
1 | 2200 | 707 | 0.03 | 15 | 15 | 7 | 3.1623e-09 | 5spot_SharedNeighbor | CO2 | Porous | Wet | R600a | MinimizeLCOE_Brownfield | IgnoreSilica | 2019 | 110.1345 | 9.5824 | 0.37776 | 4 | 14271.8839 | 27705.2421 | 290.9517 | 564.8088 | 39.9365 | 2.8297 | 74.3772 | 1501439.8783 | 0 | 2522678.4901 | 0 | 0 | 0 | 0 | 1569406.1637 | 4083272.9084 | 2786917.6628 | 12463715.1032 | 961560.8286 | 8140174.0823 | 8140174.0823 | 8088200.634 | 4070025.7703 | 0 | 21565450.0142 | 41863850.5008 | 3162277.6602 | 1.511 | 14271.8839 | 27705.2421 | 290.9517 | 564.8088
1 | 2200 | 707 | 0.03 | 15 | 15 | 7 | 4.217e-09 | 5spot_SharedNeighbor | CO2 | Porous | Wet | R600a | MinimizeLCOE_Brownfield | IgnoreSilica | 2019 | 110.1345 | 9.5823 | 0.37776 | 4 | 14271.9526 | 27705.3946 | 290.9531 | 564.8119 | 39.9364 | 2.8297 | 75.0655 | 1501434.8193 | 0 | 2522673.675 | 0 | 0 | 0 | 0 | 1569402.3128 | 4083262.8891 | 2786910.8245 | 12463684.5206 | 961560.8286 | 8140174.0823 | 8140174.0823 | 8088200.634 | 4070025.7703 | 0 | 21565419.4315 | 41863819.9181 | 4216965.0343 | 1.511 | 14271.9526 | 27705.3946 | 290.9531 | 564.8119
1 | 2200 | 707 | 0.03 | 15 | 15 | 7 | 5.6234e-09 | 5spot_SharedNeighbor | CO2 | Porous | Wet | R600a | MinimizeLCOE_Brownfield | IgnoreSilica | 2019 | 110.1345 | 9.5823 | 0.37776 | 4 | 14272.0042 | 27705.5091 | 290.9541 | 564.8143 | 39.9363 | 2.8297 | 75.0157 | 1501431.0234 | 0 | 2522670.0624 | 0 | 0 | 0 | 0 | 1569399.4235 | 4083255.3718 | 2786905.6938 | 12463661.5749 | 961560.8286 | 8140174.0823 | 8140174.0823 | 8088200.634 | 4070025.7703 | 0 | 21565396.4859 | 41863796.9725 | 5623413.2519 | 1.511 | 14272.0042 | 27705.5091 | 290.9541 | 564.8143
1 | 2200 | 707 | 0.03 | 15 | 15 | 7 | 7.4989e-09 | 5spot_SharedNeighbor | CO2 | Porous | Wet | R600a | MinimizeLCOE_Brownfield | IgnoreSilica | 2019 | 110.1345 | 9.5823 | 0.37776 | 4 | 14272.0429 | 27705.5949 | 290.9549 | 564.816 | 39.9363 | 2.8297 | 74.4645 | 1501428.1757 | 0 | 2522667.3524 | 0 | 0 | 0 | 0 | 1569397.256 | 4083249.7325 | 2786901.8448 | 12463644.3614 | 961560.8286 | 8140174.0823 | 8140174.0823 | 8088200.634 | 4070025.7703 | 0 | 21565379.2724 | 41863779.759 | 7498942.0933 | 1.511 | 14272.0429 | 27705.5949 | 290.9549 | 564.816
1 | 2200 | 707 | 0.03 | 15 | 15 | 7 | 1e-08 | 5spot_SharedNeighbor | CO2 | Porous | Wet | R600a | MinimizeLCOE_Brownfield | IgnoreSilica | 2019 | 110.1345 | 9.5823 | 0.37775 | 4 | 14272.072 | 27705.6593 | 290.9555 | 564.8173 | 39.9363 | 2.8297 | 74.8107 | 1501426.0396 | 0 | 2522665.3197 | 0 | 0 | 0 | 0 | 1569395.6301 | 4083245.5023 | 2786898.9576 | 12463631.4494 | 961560.8286 | 8140174.0823 | 8140174.0823 | 8088200.634 | 4070025.7703 | 0 | 21565366.3603 | 41863766.847 | 10000000 | 1.511 | 14272.072 | 27705.6593 | 290.9555 | 564.8173
1 | 2300 | 707 | 0.03 | 15 | 15 | 7 | 1e-13 | 5spot_SharedNeighbor | CO2 | Porous | Wet | R600a | MinimizeLCOE_Brownfield | IgnoreSilica | 2019 | 0.31152 | -0.0079103 | 0.00024729 | 4 | 9709286.464 | 31001597.9754 | 197936.9374 | 632009.5075 | 31.0176 | 2.1832 | 33.276 | 14767.5331 | 0 | 7608.0161 | 0 | 0 | 0 | 9905.8671 | 12589.7524 | 32755.9532 | 22356.6111 | 99983.7331 | 961560.8286 | 8542653.4943 | 8542653.4943 | 8315156.4279 | 4204044.374 | 0 | 9604198.056 | 30666052.3522 | 100 | 0.00098918 | 9709286.464 | 31001597.9754 | 197936.9374 | 632009.5075
1 | 2300 | 707 | 0.03 | 15 | 15 | 7 | 1.3335e-13 | 5spot_SharedNeighbor | CO2 | Porous | Wet | R600a | MinimizeLCOE_Brownfield | IgnoreSilica | 2019 | 0.47729 | 0.00060124 | 0.00053569 | 4 | 4515231.9796 | 14344622.7122 | 92049.1112 | 292434.5365 | 34.557 | 2.5986 | 29.366 | 24133.4079 | 0 | 16478.4128 | 0 | 0 | 0 | 14522.7048 | 21502.465 | 55945.003 | 38183.6141 | 170765.6076 | 961560.8286 | 8542653.4943 | 8542653.4943 | 8315156.4279 | 4204044.374 | 0 | 9674979.9306 | 30736834.2268 | 133.3521 | 0.0021427 | 4515231.9796 | 14344622.7122 | 92049.1112 | 292434.5365
1 | 2300 | 707 | 0.03 | 15 | 15 | 7 | 1.7783e-13 | 5spot_SharedNeighbor | CO2 | Porous | Wet | R600a | MinimizeLCOE_Brownfield | IgnoreSilica | 2019 | 0.67936 | 0.014483 | 0.0010246 | 4 | 2380687.4198 | 7519816.7784 | 48533.5332 | 153301.6363 | 36.9712 | 2.8964 | 42.4021 | 35167.8017 | 0 | 27163.2118 | 0 | 0 | 0 | 19235.2022 | 31810.8241 | 82765.2391 | 56488.9764 | 252631.2554 | 961560.8286 | 8542653.4943 | 8542653.4943 | 8315156.4279 | 4204044.374 | 0 | 9756845.5783 | 30818699.8745 | 177.8279 | 0.0040983 | 2380687.4198 | 7519816.7784 | 48533.5332 | 153301.6363
1 | 2300 | 707 | 0.03 | 15 | 15 | 7 | 2.3714e-13 | 5spot_SharedNeighbor | CO2 | Porous | Wet | R600a | MinimizeLCOE_Brownfield | IgnoreSilica | 2019 | 0.93774 | 0.034553 | 0.0017697 | 4 | 1392098.7421 | 4367454.2662 | 28379.8158 | 89036.4626 | 38.7777 | 3.1207 | 35.2304 | 48361.2594 | 0 | 40268.8259 | 0 | 0 | 0 | 24415.5583 | 44087.801 | 114707.4145 | 78290.1674 | 350131.0265 | 961560.8286 | 8542653.4943 | 8542653.4943 | 8315156.4279 | 4204044.374 | 0 | 9854345.3494 | 30916199.6456 | 237.1374 | 0.0070788 | 1392098.7421 | 4367454.2662 | 28379.8158 | 89036.4626
1 | 2300 | 707 | 0.03 | 15 | 15 | 7 | 3.1623e-13 | 5spot_SharedNeighbor | CO2 | Porous | Wet | R600a | MinimizeLCOE_Brownfield | IgnoreSilica | 2019 | 1.2819 | 0.062907 | 0.0028446 | 4 | 876680.0924 | 2727716.7868 | 17872.3095 | 55608.1962 | 40.2028 | 3.2949 | 100.9305 | 64541.0682 | 0 | 56802.8359 | 0 | 0 | 0 | 30729.9018 | 59308.7843 | 154309.2909 | 105319.2618 | 471011.1428 | 961560.8286 | 8542653.4943 | 8542653.4943 | 8315156.4279 | 4204044.374 | 0 | 9975225.4658 | 31037079.762 | 316.2278 | 0.011378 | 876680.0924 | 2727716.7868 | 17872.3095 | 55608.1962
1 | 2300 | 707 | 0.03 | 15 | 15 | 7 | 4.217e-13 | 5spot_SharedNeighbor | CO2 | Porous | Wet | R600a | MinimizeLCOE_Brownfield | IgnoreSilica | 2019 | 1.7098 | 0.099686 | 0.0043435 | 4 | 581990.3566 | 1794244.6222 | 11864.6606 | 36578.1035 | 41.2675 | 3.4216 | 135.5286 | 82969.6202 | 0 | 76194.3891 | 0 | 0 | 0 | 36931.4975 | 76477.2477 | 198978.1108 | 135806.6492 | 607357.5144 | 961560.8286 | 8542653.4943 | 8542653.4943 | 8315156.4279 | 4204044.374 | 0 | 10111571.8373 | 31173426.1335 | 421.6965 | 0.017374 | 581990.3566 | 1794244.6222 | 11864.6606 | 36578.1035
1 | 2300 | 707 | 0.03 | 15 | 15 | 7 | 5.6234e-13 | 5spot_SharedNeighbor | CO2 | Porous | Wet | R600a | MinimizeLCOE_Brownfield | IgnoreSilica | 2019 | 2.2543 | 0.14753 | 0.0063935 | 4 | 401590.3215 | 1225152.2632 | 8186.9619 | 24976.386 | 42.0972 | 3.5173 | 180.4337 | 104472.9453 | 0 | 99482.8317 | 0 | 0 | 0 | 43391.1483 | 96465.3008 | 250982.925 | 171301.0035 | 766096.1547 | 961560.8286 | 8542653.4943 | 8542653.4943 | 8315156.4279 | 4204044.374 | 0 | 10270310.4776 | 31332164.7738 | 562.3413 | 0.025574 | 401590.3215 | 1225152.2632 | 8186.9619 | 24976.386
1 | 2300 | 707 | 0.03 | 15 | 15 | 7 | 7.4989e-13 | 5spot_SharedNeighbor | CO2 | Porous | Wet | R600a | MinimizeLCOE_Brownfield | IgnoreSilica | 2019 | 2.9787 | 0.21171 | 0.0091709 | 4 | 285322.7734 | 859473.9738 | 5816.6907 | 17521.5395 | 42.7702 | 3.5926 | 37.9832 | 130686.4433 | 0 | 128704.5278 | 0 | 0 | 0 | 51340.1445 | 121185.1351 | 315298.863 | 215197.9527 | 962413.0664 | 961560.8286 | 8542653.4943 | 8542653.4943 | 8315156.4279 | 4204044.374 | 0 | 10466627.3893 | 31528481.6855 | 749.8942 | 0.036683 | 285322.7734 | 859473.9738 | 5816.6907 | 17521.5395
1 | 2300 | 707 | 0.03 | 15 | 15 | 7 | 1e-12 | 5spot_SharedNeighbor | CO2 | Porous | Wet | R600a | MinimizeLCOE_Brownfield | IgnoreSilica | 2019 | 3.9339 | 0.29681 | 0.012906 | 4 | 207394.3543 | 615386.2026 | 4228.0144 | 12545.4801 | 43.3039 | 3.6507 | 37.8861 | 162336.3142 | 0 | 165026.2128 | 0 | 0 | 0 | 60771.8966 | 151372.4252 | 393839.9996 | 268803.8923 | 1202150.7407 | 961560.8286 | 8542653.4943 | 8542653.4943 | 8315156.4279 | 4204044.374 | 0 | 10706365.0636 | 31768219.3598 | 1000 | 0.051623 | 207394.3543 | 615386.2026 | 4228.0144 | 12545.4801
1 | 2300 | 707 | 0.03 | 15 | 15 | 7 | 1.3335e-12 | 5spot_SharedNeighbor | CO2 | Porous | Wet | R600a | MinimizeLCOE_Brownfield | IgnoreSilica | 2019 | 5.1512 | 0.40594 | 0.017885 | 4 | 153570.6611 | 447979.4722 | 3130.7456 | 9132.6675 | 43.7117 | 3.694 | 51.9255 | 199341.8077 | 0 | 208717.6821 | 0 | 0 | 0 | 70477.8376 | 186629.5577 | 485571.8261 | 331412.7488 | 1482151.4598 | 961560.8286 | 8542653.4943 | 8542653.4943 | 8315156.4279 | 4204044.374 | 0 | 10986365.7828 | 32048220.079 | 1333.5214 | 0.071539 | 153570.6611 | 447979.4722 | 3130.7456 | 9132.6675
1 | 2300 | 707 | 0.03 | 15 | 15 | 7 | 1.7783e-12 | 5spot_SharedNeighbor | CO2 | Porous | Wet | R600a | MinimizeLCOE_Brownfield | IgnoreSilica | 2019 | 6.7519 | 0.54966 | 0.024517 | 4 | 115515.1126 | 330280.5602 | 2354.9318 | 6733.216 | 44.0316 | 3.727 | 42.5739 | 244053.2387 | 0 | 262998.16 | 0 | 0 | 0 | 81937.7906 | 229705.7838 | 597647.3303 | 407906.5834 | 1824248.8867 | 961560.8286 | 8542653.4943 | 8542653.4943 | 8315156.4279 | 4204044.374 | 0 | 11328463.2096 | 32390317.5058 | 1778.2794 | 0.098069 | 115515.1126 | 330280.5602 | 2354.9318 | 6733.216
1 | 2300 | 707 | 0.03 | 15 | 15 | 7 | 2.3714e-12 | 5spot_SharedNeighbor | CO2 | Porous | Wet | R600a | MinimizeLCOE_Brownfield | IgnoreSilica | 2019 | 8.7936 | 0.73353 | 0.033283 | 4 | 88108.0972 | 246311.6044 | 1796.2027 | 5021.3952 | 44.2725 | 3.7511 | 46.1357 | 296536.0306 | 0 | 328484.5955 | 0 | 0 | 0 | 93596.6497 | 280260.7375 | 729180.9497 | 497680.9813 | 2225739.9443 | 961560.8286 | 8542653.4943 | 8542653.4943 | 8315156.4279 | 4204044.374 | 0 | 11729954.2672 | 32791808.5634 | 2371.3737 | 0.13313 | 88108.0972 | 246311.6044 | 1796.2027 | 5021.3952
1 | 2300 | 707 | 0.03 | 15 | 15 | 7 | 3.1623e-12 | 5spot_SharedNeighbor | CO2 | Porous | Wet | R600a | MinimizeLCOE_Brownfield | IgnoreSilica | 2019 | 11.4124 | 0.96985 | 0.044831 | 4 | 68065.8875 | 185517.225 | 1387.6152 | 3782.0196 | 44.4509 | 3.7676 | 37.7918 | 358584.6981 | 0 | 408065.0072 | 0 | 0 | 0 | 105619.542 | 340185.0064 | 885091.6052 | 604093.2074 | 2701639.0663 | 961560.8286 | 8542653.4943 | 8542653.4943 | 8315156.4279 | 4204044.374 | 0 | 12205853.3892 | 33267707.6854 | 3162.2777 | 0.17932 | 68065.8875 | 185517.225 | 1387.6152 | 3782.0196
1 | 2300 | 707 | 0.03 | 15 | 15 | 7 | 4.217e-12 | 5spot_SharedNeighbor | CO2 | Porous | Wet | R600a | MinimizeLCOE_Brownfield | IgnoreSilica | 2019 | 14.7297 | 1.2697 | 0.059909 | 4 | 53257.3229 | 141148.8139 | 1085.7226 | 2877.5095 | 44.5792 | 3.7783 | 47.9908 | 431175.3794 | 0 | 503663.022 | 0 | 0 | 0 | 117090.3822 | 410252.2256 | 1067392.1366 | 728517.066 | 3258090.2117 | 961560.8286 | 8542653.4943 | 8542653.4943 | 8315156.4279 | 4204044.374 | 0 | 12762304.5346 | 33824158.8308 | 4216.965 | 0.23963 | 53257.3229 | 141148.8139 | 1085.7226 | 2877.5095
1 | 2300 | 707 | 0.03 | 15 | 15 | 7 | 5.6234e-12 | 5spot_SharedNeighbor | CO2 | Porous | Wet | R600a | MinimizeLCOE_Brownfield | IgnoreSilica | 2019 | 18.8519 | 1.6432 | 0.079367 | 4 | 42200.5204 | 108543.401 | 860.3147 | 2212.804 | 44.6609 | 3.7828 | 36.737 | 514592.253 | 0 | 616545.9171 | 0 | 0 | 0 | 125837.4181 | 490220.4794 | 1275453.1293 | 870522.9687 | 3893172.1656 | 961560.8286 | 8542653.4943 | 8542653.4943 | 8315156.4279 | 4204044.374 | 0 | 13397386.4886 | 34459240.7848 | 5623.4133 | 0.31747 | 42200.5204 | 108543.401 | 860.3147 | 2212.804
1 | 2300 | 707 | 0.03 | 15 | 15 | 7 | 7.4989e-12 | 5spot_SharedNeighbor | CO2 | Porous | Wet | R600a | MinimizeLCOE_Brownfield | IgnoreSilica | 2019 | 23.8749 | 2.0996 | 0.10407 | 4 | 33882.2235 | 84475.3331 | 690.735 | 1722.1439 | 44.6988 | 3.7808 | 48.4421 | 608742.5711 | 0 | 747560.1507 | 0 | 0 | 0 | 129180.0887 | 579338.2961 | 1507319.4079 | 1028776.4682 | 4600916.9829 | 961560.8286 | 8542653.4943 | 8542653.4943 | 8315156.4279 | 4204044.374 | 0 | 14105131.3058 | 35166985.602 | 7498.9421 | 0.4163 | 33882.2235 | 84475.3331 | 690.735 | 1722.1439
1 | 2300 | 707 | 0.03 | 15 | 15 | 7 | 1e-11 | 5spot_SharedNeighbor | CO2 | Porous | Wet | R600a | MinimizeLCOE_Brownfield | IgnoreSilica | 2019 | 29.8265 | 2.6422 | 0.13471 | 4 | 27587.1395 | 66673.7487 | 562.4012 | 1359.2346 | 44.6926 | 3.7715 | 38.8583 | 712225.6718 | 0 | 895845.4875 | 0 | 0 | 0 | 122862.4759 | 675064.1178 | 1756378.3597 | 1198764.3205 | 5361140.4332 | 961560.8286 | 8542653.4943 | 8542653.4943 | 8315156.4279 | 4204044.374 | 0 | 14865354.7561 | 35927209.0523 | 10000 | 0.53885 | 27587.1395 | 66673.7487 | 562.4012 | 1359.2346
1 | 2300 | 707 | 0.03 | 15 | 15 | 7 | 1.3335e-11 | 5spot_SharedNeighbor | CO2 | Porous | Wet | R600a | MinimizeLCOE_Brownfield | IgnoreSilica | 2019 | 36.3887 | 3.2437 | 0.17102 | 4 | 22798.1425 | 53586.4346 | 464.771 | 1092.4319 | 44.6433 | 3.7548 | 45.4123 | 818347.6099 | 0 | 1052685.975 | 0 | 0 | 0 | 95769.0897 | 767053.0431 | 1995714.674 | 1362116.2728 | 6091686.6645 | 961560.8286 | 8542653.4943 | 8542653.4943 | 8315156.4279 | 4204044.374 | 0 | 15595900.9874 | 36657755.2836 | 13335.2143 | 0.68409 | 22798.1425 | 53586.4346 | 464.771 | 1092.4319
1 | 2300 | 707 | 0.03 | 15 | 15 | 7 | 1.7783e-11 | 5spot_SharedNeighbor | CO2 | Porous | Wet | R600a | MinimizeLCOE_Brownfield | IgnoreSilica | 2019 | 42.5371 | 3.8139 | 0.21034 | 4 | 19049.046 | 44081.6097 | 388.3406 | 898.6632 | 44.5653 | 3.7337 | 48.9954 | 911481.5924 | 0 | 1194654.7614 | 0 | 0 | 0 | 0 | 821393.178 | 2137096.5582 | 1458612.3139 | 6523238.404 | 961560.8286 | 8542653.4943 | 8542653.4943 | 8315156.4279 | 4204044.374 | 0 | 16027452.727 | 37089307.0231 | 17782.7941 | 0.84138 | 19049.046 | 44081.6097 | 388.3406 | 898.6632
1 | 2300 | 707 | 0.03 | 15 | 15 | 7 | 2.3714e-11 | 5spot_SharedNeighbor | CO2 | Porous | Wet | R600a | MinimizeLCOE_Brownfield | IgnoreSilica | 2019 | 54.9271 | 4.9388 | 0.267 | 4 | 16302.4159 | 36023.1148 | 332.3468 | 734.3799 | 44.3284 | 3.6769 | 46.1959 | 1083525.0522 | 0 | 1469345.7194 | 0 | 0 | 0 | 0 | 995619.6009 | 2590397.972 | 1767999.8432 | 7906888.1878 | 961560.8286 | 8542653.4943 | 8542653.4943 | 8315156.4279 | 4204044.374 | 0 | 17411102.5107 | 38472956.8069 | 23713.7371 | 1.068 | 16302.4159 | 36023.1148 | 332.3468 | 734.3799
1 | 2300 | 707 | 0.03 | 15 | 15 | 7 | 3.1623e-11 | 5spot_SharedNeighbor | CO2 | Porous | Wet | R600a | MinimizeLCOE_Brownfield | IgnoreSilica | 2019 | 69.5144 | 6.2593 | 0.32817 | 4 | 14413.0461 | 30457.7556 | 293.8294 | 620.9225 | 43.9233 | 3.5868 | 50.6385 | 1262574.4232 | 0 | 1777460.4798 | 0 | 0 | 0 | 0 | 1185613.6122 | 3084723.4161 | 2105387.1162 | 9415759.0474 | 961560.8286 | 8542653.4943 | 8542653.4943 | 8315156.4279 | 4204044.374 | 0 | 18919973.3703 | 39981827.6665 | 31622.7766 | 1.3127 | 14413.0461 | 30457.7556 | 293.8294 | 620.9225
1 | 2300 | 707 | 0.03 | 15 | 15 | 7 | 4.217e-11 | 5spot_SharedNeighbor | CO2 | Porous | Wet | R600a | MinimizeLCOE_Brownfield | IgnoreSilica | 2019 | 85.7775 | 7.7229 | 0.38696 | 4 | 13224.2627 | 26831.5989 | 269.5945 | 546.9984 | 43.3067 | 3.4557 | 49.1553 | 1434154.3142 | 0 | 2105984.283 | 0 | 0 | 0 | 0 | 1380654.0529 | 3592178.6346 | 2451735.73 | 10964707.0146 | 961560.8286 | 8542653.4943 | 8542653.4943 | 8315156.4279 | 4204044.374 | 0 | 20468921.3376 | 41530775.6338 | 42169.6503 | 1.5478 | 13224.2627 | 26831.5989 | 269.5945 | 546.9984
1 | 2300 | 707 | 0.03 | 15 | 15 | 7 | 5.6234e-11 | 5spot_SharedNeighbor | CO2 | Porous | Wet | R600a | MinimizeLCOE_Brownfield | IgnoreSilica | 2019 | 102.587 | 9.2213 | 0.43473 | 4 | 12613.4475 | 24725.341 | 257.1422 | 504.0595 | 42.4916 | 3.2883 | 54.5829 | 1581083.6452 | 0 | 2432088.6597 | 0 | 0 | 0 | 0 | 1565137.1989 | 4072165.9378 | 2779336.9272 | 12429812.3687 | 961560.8286 | 8542653.4943 | 8542653.4943 | 8315156.4279 | 4204044.374 | 0 | 21934026.6916 | 42995880.9878 | 56234.1325 | 1.7389 | 12613.4475 | 24725.341 | 257.1422 | 504.0595
1 | 2300 | 707 | 0.03 | 15 | 15 | 7 | 7.4989e-11 | 5spot_SharedNeighbor | CO2 | Porous | Wet | R600a | MinimizeLCOE_Brownfield | IgnoreSilica | 2019 | 116.3427 | 10.4355 | 0.46169 | 4 | 12472.2868 | 23876.9558 | 254.2644 | 486.764 | 41.6792 | 3.1256 | 64.0323 | 1677234.2472 | 0 | 2690922.5781 | 0 | 0 | 0 | 0 | 1703581.1619 | 4432368.7307 | 3025182.7347 | 13529289.4526 | 961560.8286 | 8542653.4943 | 8542653.4943 | 8315156.4279 | 4204044.374 | 0 | 23033503.7755 | 44095358.0717 | 74989.4209 | 1.8468 | 12472.2868 | 23876.9558 | 254.2644 | 486.764
1 | 2300 | 707 | 0.03 | 15 | 15 | 7 | 1e-10 | 5spot_SharedNeighbor | CO2 | Porous | Wet | R600a | MinimizeLCOE_Brownfield | IgnoreSilica | 2019 | 116.2908 | 10.4299 | 0.4615 | 4 | 12474.5787 | 23884.0026 | 254.3112 | 486.9077 | 41.6793 | 3.1258 | 65.9989 | 1676682.6021 | 0 | 2689740.9034 | 0 | 0 | 0 | 0 | 1702905.1671 | 4430609.931 | 3023982.3179 | 13523920.9215 | 961560.8286 | 8542653.4943 | 8542653.4943 | 8315156.4279 | 4204044.374 | 0 | 23028135.2445 | 44089989.5407 | 100000 | 1.846 | 12474.5787 | 23884.0026 | 254.3112 | 486.9077
1 | 2300 | 707 | 0.03 | 15 | 15 | 7 | 1.3335e-10 | 5spot_SharedNeighbor | CO2 | Porous | Wet | R600a | MinimizeLCOE_Brownfield | IgnoreSilica | 2019 | 116.2519 | 10.4256 | 0.46136 | 4 | 12476.3314 | 23889.3612 | 254.3469 | 487.0169 | 41.6794 | 3.1259 | 62.5589 | 1676265.9973 | 0 | 2688852.815 | 0 | 0 | 0 | 0 | 1702396.3368 | 4429286.0589 | 3023078.7479 | 13519879.956 | 961560.8286 | 8542653.4943 | 8542653.4943 | 8315156.4279 | 4204044.374 | 0 | 23024094.2789 | 44085948.5751 | 133352.1432 | 1.8454 | 12476.3314 | 23889.3612 | 254.3469 | 487.0169
1 | 2300 | 707 | 0.03 | 15 | 15 | 7 | 1.7783e-10 | 5spot_SharedNeighbor | CO2 | Porous | Wet | R600a | MinimizeLCOE_Brownfield | IgnoreSilica | 2019 | 116.2371 | 10.4237 | 0.46127 | 4 | 12477.666 | 23892.8785 | 254.3741 | 487.0886 | 41.6784 | 3.1258 | 70.7409 | 1676040.7552 | 0 | 2688451.733 | 0 | 0 | 0 | 0 | 1702152.0704 | 4428650.5277 | 3022644.9848 | 13517940.071 | 961560.8286 | 8542653.4943 | 8542653.4943 | 8315156.4279 | 4204044.374 | 0 | 23022154.3939 | 44084008.6901 | 177827.941 | 1.8451 | 12477.666 | 23892.8785 | 254.3741 | 487.0886
1 | 2300 | 707 | 0.03 | 15 | 15 | 7 | 2.3714e-10 | 5spot_SharedNeighbor | CO2 | Porous | Wet | R600a | MinimizeLCOE_Brownfield | IgnoreSilica | 2019 | 116.1982 | 10.4198 | 0.46116 | 4 | 12478.6788 | 23896.6002 | 254.3947 | 487.1645 | 41.6795 | 3.1261 | 68.49 | 1675698.2474 | 0 | 2687633.8882 | 0 | 0 | 0 | 0 | 1701699.5329 | 4427473.1179 | 3021841.3785 | 13514346.1648 | 961560.8286 | 8542653.4943 | 8542653.4943 | 8315156.4279 | 4204044.374 | 0 | 23018560.4877 | 44080414.7839 | 237137.3706 | 1.8446 | 12478.6788 | 23896.6002 | 254.3947 | 487.1645
1 | 2300 | 707 | 0.03 | 15 | 15 | 7 | 3.1623e-10 | 5spot_SharedNeighbor | CO2 | Porous | Wet | R600a | MinimizeLCOE_Brownfield | IgnoreSilica | 2019 | 116.1936 | 10.419 | 0.46111 | 4 | 12479.4451 | 23898.4721 | 254.4104 | 487.2027 | 41.6787 | 3.126 | 67.207 | 1675593.0769 | 0 | 2687475.811 | 0 | 0 | 0 | 0 | 1701596.8663 | 4427206.0006 | 3021659.0654 | 13513530.8201 | 961560.8286 | 8542653.4943 | 8542653.4943 | 8315156.4279 | 4204044.374 | 0 | 23017745.1431 | 44079599.4392 | 316227.766 | 1.8445 | 12479.4451 | 23898.4721 | 254.4104 | 487.2027
1 | 2300 | 707 | 0.03 | 15 | 15 | 7 | 4.217e-10 | 5spot_SharedNeighbor | CO2 | Porous | Wet | R600a | MinimizeLCOE_Brownfield | IgnoreSilica | 2019 | 116.1787 | 10.4175 | 0.46106 | 4 | 12480.0237 | 23900.3167 | 254.4222 | 487.2403 | 41.6789 | 3.1261 | 65.8268 | 1675443.4215 | 0 | 2687146.255 | 0 | 0 | 0 | 0 | 1701409.9738 | 4426719.7448 | 3021327.1858 | 13512046.5809 | 961560.8286 | 8542653.4943 | 8542653.4943 | 8315156.4279 | 4204044.374 | 0 | 23016260.9039 | 44078115.2001 | 421696.5034 | 1.8442 | 12480.0237 | 23900.3167 | 254.4222 | 487.2403
1 | 2300 | 707 | 0.03 | 15 | 15 | 7 | 5.6234e-10 | 5spot_SharedNeighbor | CO2 | Porous | Wet | R600a | MinimizeLCOE_Brownfield | IgnoreSilica | 2019 | 116.1593 | 10.4156 | 0.46101 | 4 | 12480.46 | 23902.0225 | 254.4311 | 487.2751 | 41.6795 | 3.1262 | 64.6679 | 1675279.2503 | 0 | 2686744.1584 | 0 | 0 | 0 | 0 | 1701189.1294 | 4426145.1528 | 3020935.015 | 13510292.7058 | 961560.8286 | 8542653.4943 | 8542653.4943 | 8315156.4279 | 4204044.374 | 0 | 23014507.0287 | 44076361.3249 | 562341.3252 | 1.844 | 12480.46 | 23902.0225 | 254.4311 | 487.2751
1 | 2300 | 707 | 0.03 | 15 | 15 | 7 | 7.4989e-10 | 5spot_SharedNeighbor | CO2 | Porous | Wet | R600a | MinimizeLCOE_Brownfield | IgnoreSilica | 2019 | 116.1593 | 10.4154 | 0.46099 | 4 | 12480.7884 | 23902.7491 | 254.4378 | 487.2899 | 41.679 | 3.1262 | 64.4955 | 1675246.5314 | 0 | 2686713.3428 | 0 | 0 | 0 | 0 | 1701164.351 | 4426080.6844 | 3020891.014 | 13510095.9237 | 961560.8286 | 8542653.4943 | 8542653.4943 | 8315156.4279 | 4204044.374 | 0 | 23014310.2466 | 44076164.5428 | 749894.2093 | 1.844 | 12480.7884 | 23902.7491 | 254.4378 | 487.2899
1 | 2300 | 707 | 0.03 | 15 | 15 | 7 | 1e-09 | 5spot_SharedNeighbor | CO2 | Porous | Wet | R600a | MinimizeLCOE_Brownfield | IgnoreSilica | 2019 | 116.1593 | 10.4153 | 0.46098 | 4 | 12481.0354 | 23903.2956 | 254.4428 | 487.301 | 41.6787 | 3.1261 | 64.4771 | 1675221.9217 | 0 | 2686690.171 | 0 | 0 | 0 | 0 | 1701145.7162 | 4426032.2005 | 3020857.9227 | 13509947.9322 | 961560.8286 | 8542653.4943 | 8542653.4943 | 8315156.4279 | 4204044.374 | 0 | 23014162.2551 | 44076016.5513 | 1000000 | 1.8439 | 12481.0354 | 23903.2956 | 254.4428 | 487.301
1 | 2300 | 707 | 0.03 | 15 | 15 | 7 | 1.3335e-09 | 5spot_SharedNeighbor | CO2 | Porous | Wet | R600a | MinimizeLCOE_Brownfield | IgnoreSilica | 2019 | 116.1593 | 10.4152 | 0.46097 | 4 | 12481.2211 | 23903.7064 | 254.4466 | 487.3094 | 41.6784 | 3.1261 | 63.6641 | 1675203.4251 | 0 | 2686672.7589 | 0 | 0 | 0 | 0 | 1701131.7118 | 4425995.764 | 3020833.054 | 13509836.7139 | 961560.8286 | 8542653.4943 | 8542653.4943 | 8315156.4279 | 4204044.374 | 0 | 23014051.0368 | 44075905.333 | 1333521.4322 | 1.8439 | 12481.2211 | 23903.7064 | 254.4466 | 487.3094
1 | 2300 | 707 | 0.03 | 15 | 15 | 7 | 1.7783e-09 | 5spot_SharedNeighbor | CO2 | Porous | Wet | R600a | MinimizeLCOE_Brownfield | IgnoreSilica | 2019 | 116.1398 | 10.4134 | 0.46094 | 4 | 12481.3606 | 23904.7556 | 254.4494 | 487.3308 | 41.6795 | 3.1263 | 62.9193 | 1675068.8619 | 0 | 2686298.6041 | 0 | 0 | 0 | 0 | 1700933.3117 | 4425479.5678 | 3020480.7395 | 13508261.085 | 961560.8286 | 8542653.4943 | 8542653.4943 | 8315156.4279 | 4204044.374 | 0 | 23012475.408 | 44074329.7041 | 1778279.41 | 1.8437 | 12481.3606 | 23904.7556 | 254.4494 | 487.3308
1 | 2300 | 707 | 0.03 | 15 | 15 | 7 | 2.3714e-09 | 5spot_SharedNeighbor | CO2 | Porous | Wet | R600a | MinimizeLCOE_Brownfield | IgnoreSilica | 2019 | 116.1445 | 10.4138 | 0.46094 | 4 | 12481.4652 | 23904.8108 | 254.4516 | 487.3319 | 41.679 | 3.1262 | 72.4547 | 1675087.1696 | 0 | 2686374.7633 | 0 | 0 | 0 | 0 | 1700970.1539 | 4425575.4234 | 3020546.1629 | 13508553.6732 | 961560.8286 | 8542653.4943 | 8542653.4943 | 8315156.4279 | 4204044.374 | 0 | 23012767.9961 | 44074622.2923 | 2371373.7057 | 1.8438 | 12481.4652 | 23904.8108 | 254.4516 | 487.3319
1 | 2300 | 707 | 0.03 | 15 | 15 | 7 | 3.1623e-09 | 5spot_SharedNeighbor | CO2 | Porous | Wet | R600a | MinimizeLCOE_Brownfield | IgnoreSilica | 2019 | 116.1445 | 10.4138 | 0.46093 | 4 | 12481.5438 | 23904.9847 | 254.4532 | 487.3354 | 41.6789 | 3.1262 | 72.486 | 1675079.3429 | 0 | 2686367.3985 | 0 | 0 | 0 | 0 | 1700964.2292 | 4425560.0085 | 3020535.642 | 13508506.621 | 961560.8286 | 8542653.4943 | 8542653.4943 | 8315156.4279 | 4204044.374 | 0 | 23012720.944 | 44074575.2402 | 3162277.6602 | 1.8437 | 12481.5438 | 23904.9847 | 254.4532 | 487.3354
1 | 2300 | 707 | 0.03 | 15 | 15 | 7 | 4.217e-09 | 5spot_SharedNeighbor | CO2 | Porous | Wet | R600a | MinimizeLCOE_Brownfield | IgnoreSilica | 2019 | 116.1445 | 10.4137 | 0.46093 | 4 | 12481.6028 | 23905.1152 | 254.4544 | 487.3381 | 41.6788 | 3.1262 | 72.2387 | 1675073.4694 | 0 | 2686361.8721 | 0 | 0 | 0 | 0 | 1700959.7832 | 4425548.441 | 3020527.7469 | 13508471.3127 | 961560.8286 | 8542653.4943 | 8542653.4943 | 8315156.4279 | 4204044.374 | 0 | 23012685.6356 | 44074539.9318 | 4216965.0343 | 1.8437 | 12481.6028 | 23905.1152 | 254.4544 | 487.3381
1 | 2300 | 707 | 0.03 | 15 | 15 | 7 | 5.6234e-09 | 5spot_SharedNeighbor | CO2 | Porous | Wet | R600a | MinimizeLCOE_Brownfield | IgnoreSilica | 2019 | 116.1445 | 10.4137 | 0.46093 | 4 | 12481.6471 | 23905.2131 | 254.4553 | 487.3401 | 41.6788 | 3.1262 | 73.0368 | 1675069.0626 | 0 | 2686357.7259 | 0 | 0 | 0 | 0 | 1700956.4475 | 4425539.7622 | 3020521.8235 | 13508444.8216 | 961560.8286 | 8542653.4943 | 8542653.4943 | 8315156.4279 | 4204044.374 | 0 | 23012659.1445 | 44074513.4407 | 5623413.2519 | 1.8437 | 12481.6471 | 23905.2131 | 254.4553 | 487.3401
1 | 2300 | 707 | 0.03 | 15 | 15 | 7 | 7.4989e-09 | 5spot_SharedNeighbor | CO2 | Porous | Wet | R600a | MinimizeLCOE_Brownfield | IgnoreSilica | 2019 | 116.1445 | 10.4137 | 0.46093 | 4 | 12481.6803 | 23905.2866 | 254.4559 | 487.3416 | 41.6787 | 3.1262 | 72.5694 | 1675065.7565 | 0 | 2686354.6155 | 0 | 0 | 0 | 0 | 1700953.9451 | 4425533.2515 | 3020517.3798 | 13508424.9483 | 961560.8286 | 8542653.4943 | 8542653.4943 | 8315156.4279 | 4204044.374 | 0 | 23012639.2713 | 44074493.5675 | 7498942.0933 | 1.8437 | 12481.6803 | 23905.2866 | 254.4559 | 487.3416
1 | 2300 | 707 | 0.03 | 15 | 15 | 7 | 1e-08 | 5spot_SharedNeighbor | CO2 | Porous | Wet | R600a | MinimizeLCOE_Brownfield | IgnoreSilica | 2019 | 116.1445 | 10.4137 | 0.46093 | 4 | 12481.7052 | 23905.3417 | 254.4564 | 487.3427 | 41.6787 | 3.1262 | 72.2024 | 1675063.2766 | 0 | 2686352.2824 | 0 | 0 | 0 | 0 | 1700952.068 | 4425528.3677 | 3020514.0465 | 13508410.0412 | 961560.8286 | 8542653.4943 | 8542653.4943 | 8315156.4279 | 4204044.374 | 0 | 23012624.3641 | 44074478.6603 | 10000000 | 1.8437 | 12481.7052 | 23905.3417 | 254.4564 | 487.3427
1 | 2400 | 707 | 0.03 | 15 | 15 | 7 | 1e-13 | 5spot_SharedNeighbor | CO2 | Porous | Wet | R600a | MinimizeLCOE_Brownfield | IgnoreSilica | 2019 | 0.32634 | -0.0090383 | 0.00024093 | 4 | 10403694.8712 | 33065174.8538 | 212093.392 | 674078.3134 | 31.6466 | 2.477 | 37.3032 | 16515.4495 | 0 | 7822.5609 | 0 | 0 | 0 | 12334.4201 | 14302.2479 | 37211.5153 | 25397.6238 | 113583.8175 | 961560.8286 | 8950992.9972 | 8950992.9972 | 8547679.308 | 4340407.0141 | 0 | 10026137.6432 | 31865216.9625 | 100 | 0.00096371 | 10403694.8712 | 33065174.8538 | 212093.392 | 674078.3134
1 | 2400 | 707 | 0.03 | 15 | 15 | 7 | 1.3335e-13 | 5spot_SharedNeighbor | CO2 | Porous | Wet | R600a | MinimizeLCOE_Brownfield | IgnoreSilica | 2019 | 0.49674 | -0.00048871 | 0.00055574 | 4 | 4544335.2442 | 14368680.4764 | 92642.4206 | 292924.9866 | 35.4151 | 2.9073 | 31.5868 | 26572.0251 | 0 | 16958.0107 | 0 | 0 | 0 | 17588.5744 | 23836.258 | 62017.0537 | 42327.9135 | 189299.8354 | 961560.8286 | 8950992.9972 | 8950992.9972 | 8547679.308 | 4340407.0141 | 0 | 10101853.6612 | 31940932.9804 | 133.3521 | 0.002223 | 4544335.2442 | 14368680.4764 | 92642.4206 | 292924.9866
1 | 2400 | 707 | 0.03 | 15 | 15 | 7 | 1.7783e-13 | 5spot_SharedNeighbor | CO2 | Porous | Wet | R600a | MinimizeLCOE_Brownfield | IgnoreSilica | 2019 | 0.73307 | 0.015429 | 0.0011022 | 4 | 2314453.6204 | 7267767.9698 | 47183.2676 | 148163.2804 | 38.3221 | 3.2524 | 37.2255 | 40069.2573 | 0 | 29511.028 | 0 | 0 | 0 | 24642.9008 | 36747.0426 | 95608.2669 | 65254.6067 | 291833.1023 | 961560.8286 | 8950992.9972 | 8950992.9972 | 8547679.308 | 4340407.0141 | 0 | 10204386.9281 | 32043466.2473 | 177.8279 | 0.004409 | 2314453.6204 | 7267767.9698 | 47183.2676 | 148163.2804
1 | 2400 | 707 | 0.03 | 15 | 15 | 7 | 2.3714e-13 | 5spot_SharedNeighbor | CO2 | Porous | Wet | R600a | MinimizeLCOE_Brownfield | IgnoreSilica | 2019 | 0.99146 | 0.036024 | 0.0019406 | 4 | 1327523.6734 | 4140919.8553 | 27063.3657 | 84418.2523 | 40.178 | 3.473 | 30.6858 | 53884.2123 | 0 | 42689.2982 | 0 | 0 | 0 | 30116.7431 | 49409.1989 | 128552.6003 | 87739.7912 | 392391.8441 | 961560.8286 | 8950992.9972 | 8950992.9972 | 8547679.308 | 4340407.0141 | 0 | 10304945.6698 | 32144024.9891 | 237.1374 | 0.0077625 | 1327523.6734 | 4140919.8553 | 27063.3657 | 84418.2523
1 | 2400 | 707 | 0.03 | 15 | 15 | 7 | 3.1623e-13 | 5spot_SharedNeighbor | CO2 | Porous | Wet | R600a | MinimizeLCOE_Brownfield | IgnoreSilica | 2019 | 1.3597 | 0.066827 | 0.0031581 | 4 | 826540.4989 | 2555364.4361 | 16850.146 | 52094.5604 | 41.7752 | 3.6591 | 112.8182 | 72070.9462 | 0 | 60513.5333 | 0 | 0 | 0 | 38076.6588 | 66557.844 | 173169.8571 | 118191.9857 | 528580.8251 | 961560.8286 | 8950992.9972 | 8950992.9972 | 8547679.308 | 4340407.0141 | 0 | 10441134.6509 | 32280213.9702 | 316.2278 | 0.012632 | 826540.4989 | 2555364.4361 | 16850.146 | 52094.5604
1 | 2400 | 707 | 0.03 | 15 | 15 | 7 | 4.217e-13 | 5spot_SharedNeighbor | CO2 | Porous | Wet | R600a | MinimizeLCOE_Brownfield | IgnoreSilica | 2019 | 1.807 | 0.10616 | 0.0048581 | 4 | 544986.2334 | 1668823.9196 | 11110.2815 | 34021.2329 | 42.9468 | 3.7917 | 148.3284 | 92337.4074 | 0 | 80952.5065 | 0 | 0 | 0 | 45594.7573 | 85365.0218 | 222102.2759 | 151589.367 | 677941.3359 | 961560.8286 | 8950992.9972 | 8950992.9972 | 8547679.308 | 4340407.0141 | 0 | 10590495.1616 | 32429574.4809 | 421.6965 | 0.019433 | 544986.2334 | 1668823.9196 | 11110.2815 | 34021.2329
1 | 2400 | 707 | 0.03 | 15 | 15 | 7 | 5.6234e-13 | 5spot_SharedNeighbor | CO2 | Porous | Wet | R600a | MinimizeLCOE_Brownfield | IgnoreSilica | 2019 | 2.4099 | 0.16006 | 0.0071947 | 4 | 374514.2387 | 1133373.5448 | 7634.9793 | 23105.3527 | 43.9096 | 3.8971 | 200.6752 | 117365.1371 | 0 | 106929.7784 | 0 | 0 | 0 | 55154.5886 | 108985.3066 | 283557.4119 | 193533.7601 | 865525.9828 | 961560.8286 | 8950992.9972 | 8950992.9972 | 8547679.308 | 4340407.0141 | 0 | 10778079.8086 | 32617159.1279 | 562.3413 | 0.028779 | 374514.2387 | 1133373.5448 | 7634.9793 | 23105.3527
1 | 2400 | 707 | 0.03 | 15 | 15 | 7 | 7.4989e-13 | 5spot_SharedNeighbor | CO2 | Porous | Wet | R600a | MinimizeLCOE_Brownfield | IgnoreSilica | 2019 | 3.1808 | 0.23006 | 0.010357 | 4 | 265464.3464 | 792616.7417 | 5411.8498 | 16158.5644 | 44.6547 | 3.9761 | 50.7746 | 146663.7311 | 0 | 138233.5843 | 0 | 0 | 0 | 65480.4559 | 136647.3308 | 355528.3246 | 242655.3869 | 1085208.8136 | 961560.8286 | 8950992.9972 | 8950992.9972 | 8547679.308 | 4340407.0141 | 0 | 10997762.6394 | 32836841.9587 | 749.8942 | 0.041428 | 265464.3464 | 792616.7417 | 5411.8498 | 16158.5644
1 | 2400 | 707 | 0.03 | 15 | 15 | 7 | 1e-12 | 5spot_SharedNeighbor | CO2 | Porous | Wet | R600a | MinimizeLCOE_Brownfield | IgnoreSilica | 2019 | 4.1897 | 0.32231 | 0.014608 | 4 | 192757.0083 | 566497.0801 | 3929.6123 | 11548.8092 | 45.2438 | 4.0368 | 44.1717 | 181810.6088 | 0 | 176871.7549 | 0 | 0 | 0 | 77505.4982 | 170113.2661 | 442599.8235 | 302083.474 | 1350984.4255 | 961560.8286 | 8950992.9972 | 8950992.9972 | 8547679.308 | 4340407.0141 | 0 | 11263538.2513 | 33102617.5706 | 1000 | 0.058434 | 192757.0083 | 566497.0801 | 3929.6123 | 11548.8092
1 | 2400 | 707 | 0.03 | 15 | 15 | 7 | 1.3335e-12 | 5spot_SharedNeighbor | CO2 | Porous | Wet | R600a | MinimizeLCOE_Brownfield | IgnoreSilica | 2019 | 5.4996 | 0.4427 | 0.020288 | 4 | 142720.2229 | 411830.9812 | 2909.5448 | 8395.7316 | 45.7026 | 4.0829 | 56.318 | 223688.3532 | 0 | 224223.0482 | 0 | 0 | 0 | 91142.1011 | 210230.866 | 546977.589 | 373323.4437 | 1669585.4012 | 961560.8286 | 8950992.9972 | 8950992.9972 | 8547679.308 | 4340407.0141 | 0 | 11582139.227 | 33421218.5462 | 1333.5214 | 0.081153 | 142720.2229 | 411830.9812 | 2909.5448 | 8395.7316
1 | 2400 | 707 | 0.03 | 15 | 15 | 7 | 1.7783e-12 | 5spot_SharedNeighbor | CO2 | Porous | Wet | R600a | MinimizeLCOE_Brownfield | IgnoreSilica | 2019 | 7.1781 | 0.59757 | 0.027828 | 4 | 107428.0166 | 303622.6571 | 2190.0654 | 6189.7585 | 46.054 | 4.1171 | 55.7522 | 273024.0225 | 0 | 281562.9115 | 0 | 0 | 0 | 105874.5594 | 257579.9825 | 670170.2775 | 457404.985 | 2045616.7384 | 961560.8286 | 8950992.9972 | 8950992.9972 | 8547679.308 | 4340407.0141 | 0 | 11958170.5642 | 33797249.8835 | 1778.2794 | 0.11131 | 107428.0166 | 303622.6571 | 2190.0654 | 6189.7585
1 | 2400 | 707 | 0.03 | 15 | 15 | 7 | 2.3714e-12 | 5spot_SharedNeighbor | CO2 | Porous | Wet | R600a | MinimizeLCOE_Brownfield | IgnoreSilica | 2019 | 9.3512 | 0.79848 | 0.03781 | 4 | 82051.0217 | 226452.3271 | 1672.7211 | 4616.537 | 46.3238 | 4.1425 | 48.7608 | 331851.3803 | 0 | 351809.8977 | 0 | 0 | 0 | 122454.0995 | 314384.9972 | 817965.2736 | 558278.1067 | 2496743.7551 | 961560.8286 | 8950992.9972 | 8950992.9972 | 8547679.308 | 4340407.0141 | 0 | 12409297.5808 | 34248376.9001 | 2371.3737 | 0.15124 | 82051.0217 | 226452.3271 | 1672.7211 | 4616.537
1 | 2400 | 707 | 0.03 | 15 | 15 | 7 | 3.1623e-12 | 5spot_SharedNeighbor | CO2 | Porous | Wet | R600a | MinimizeLCOE_Brownfield | IgnoreSilica | 2019 | 12.124 | 1.0554 | 0.050932 | 4 | 63520.9961 | 170717.9206 | 1294.9614 | 3480.3157 | 46.5244 | 4.1601 | 52.4612 | 401069.5771 | 0 | 436713.5891 | 0 | 0 | 0 | 140015.281 | 381341.3944 | 992172.0844 | 677177.8347 | 3028489.7606 | 961560.8286 | 8950992.9972 | 8950992.9972 | 8547679.308 | 4340407.0141 | 0 | 12941043.5864 | 34780122.9057 | 3162.2777 | 0.20373 | 63520.9961 | 170717.9206 | 1294.9614 | 3480.3157
1 | 2400 | 707 | 0.03 | 15 | 15 | 7 | 4.217e-12 | 5spot_SharedNeighbor | CO2 | Porous | Wet | R600a | MinimizeLCOE_Brownfield | IgnoreSilica | 2019 | 15.6239 | 1.3804 | 0.068044 | 4 | 49823.0424 | 130061.7323 | 1015.7101 | 2651.4843 | 46.6668 | 4.1708 | 62.5368 | 481776.8639 | 0 | 538396.576 | 0 | 0 | 0 | 157677.6356 | 459361.9195 | 1195165.4864 | 815725.0026 | 3648103.4841 | 961560.8286 | 8950992.9972 | 8950992.9972 | 8547679.308 | 4340407.0141 | 0 | 13560657.3098 | 35399736.6291 | 4216.965 | 0.27218 | 49823.0424 | 130061.7323 | 1015.7101 | 2651.4843
1 | 2400 | 707 | 0.03 | 15 | 15 | 7 | 5.6234e-12 | 5spot_SharedNeighbor | CO2 | Porous | Wet | R600a | MinimizeLCOE_Brownfield | IgnoreSilica | 2019 | 20 | 1.7876 | 0.090131 | 4 | 39597.3937 | 100173.0475 | 807.2464 | 2042.1631 | 46.758 | 4.1748 | 51.3835 | 575111.7704 | 0 | 659227.9881 | 0 | 0 | 0 | 174432.1256 | 549421.0348 | 1429480.8308 | 975650.0399 | 4363323.7896 | 961560.8286 | 8950992.9972 | 8950992.9972 | 8547679.308 | 4340407.0141 | 0 | 14275877.6154 | 36114956.9346 | 5623.4133 | 0.36053 | 39597.3937 | 100173.0475 | 807.2464 | 2042.1631
1 | 2400 | 707 | 0.03 | 15 | 15 | 7 | 7.4989e-12 | 5spot_SharedNeighbor | CO2 | Porous | Wet | R600a | MinimizeLCOE_Brownfield | IgnoreSilica | 2019 | 25.3487 | 2.2869 | 0.11817 | 4 | 31900.6066 | 78102.117 | 650.337 | 1592.2173 | 46.7981 | 4.171 | 50.712 | 680717.4112 | 0 | 799917.8606 | 0 | 0 | 0 | 187489.1094 | 650568.5087 | 1692645.8096 | 1155265.5455 | 5166604.2449 | 961560.8286 | 8950992.9972 | 8950992.9972 | 8547679.308 | 4340407.0141 | 0 | 15079158.0707 | 36918237.39 | 7498.9421 | 0.47269 | 31900.6066 | 78102.117 | 650.337 | 1592.2173
1 | 2400 | 707 | 0.03 | 15 | 15 | 7 | 1e-11 | 5spot_SharedNeighbor | CO2 | Porous | Wet | R600a | MinimizeLCOE_Brownfield | IgnoreSilica | 2019 | 31.6829 | 2.88 | 0.15285 | 4 | 26085.5907 | 61805.3901 | 531.79 | 1259.9865 | 46.7903 | 4.1594 | 45.6549 | 796716.3805 | 0 | 959030.8822 | 0 | 0 | 0 | 193131.5382 | 760062.7323 | 1977527.3193 | 1349703.0295 | 6036171.882 | 961560.8286 | 8950992.9972 | 8950992.9972 | 8547679.308 | 4340407.0141 | 0 | 15948725.7078 | 37787805.0271 | 10000 | 0.6114 | 26085.5907 | 61805.3901 | 531.79 | 1259.9865
1 | 2400 | 707 | 0.03 | 15 | 15 | 7 | 1.3335e-11 | 5spot_SharedNeighbor | CO2 | Porous | Wet | R600a | MinimizeLCOE_Brownfield | IgnoreSilica | 2019 | 38.8862 | 3.5573 | 0.19429 | 4 | 21672.5184 | 49774.2832 | 441.8236 | 1014.7161 | 46.731 | 4.1385 | 41.4972 | 919194.2381 | 0 | 1132504.6999 | 0 | 0 | 0 | 185794.3163 | 872622.3692 | 2270384.4052 | 1549584.0083 | 6930084.037 | 961560.8286 | 8950992.9972 | 8950992.9972 | 8547679.308 | 4340407.0141 | 0 | 16842637.8627 | 38681717.182 | 13335.2143 | 0.77714 | 21672.5184 | 49774.2832 | 441.8236 | 1014.7161
1 | 2400 | 707 | 0.03 | 15 | 15 | 7 | 1.7783e-11 | 5spot_SharedNeighbor | CO2 | Porous | Wet | R600a | MinimizeLCOE_Brownfield | IgnoreSilica | 2019 | 46.5324 | 4.2804 | 0.24125 | 4 | 18316.2475 | 40947.0587 | 373.4015 | 834.7612 | 46.6225 | 4.1086 | 52.3281 | 1040156.6122 | 0 | 1309880.8037 | 0 | 0 | 0 | 156346.1577 | 977489.5937 | 2543227.4122 | 1735804.9669 | 7762905.5464 | 961560.8286 | 8950992.9972 | 8950992.9972 | 8547679.308 | 4340407.0141 | 0 | 17675459.3721 | 39514538.6914 | 17782.7941 | 0.96502 | 18316.2475 | 40947.0587 | 373.4015 | 834.7612
1 | 2400 | 707 | 0.03 | 15 | 15 | 7 | 2.3714e-11 | 5spot_SharedNeighbor | CO2 | Porous | Wet | R600a | MinimizeLCOE_Brownfield | IgnoreSilica | 2019 | 50.0815 | 4.6355 | 0.28004 | 4 | 15716.4769 | 35212.5225 | 320.4016 | 717.8549 | 46.5564 | 4.0917 | 49.8493 | 1093449.4115 | 0 | 1390276.2888 | 0 | 0 | 0 | 0 | 968653.0231 | 2520236.4681 | 1720113.1752 | 7692728.3668 | 961560.8286 | 8950992.9972 | 8950992.9972 | 8547679.308 | 4340407.0141 | 0 | 17605282.1926 | 39444361.5119 | 23713.7371 | 1.1202 | 15716.4769 | 35212.5225 | 320.4016 | 717.8549
1 | 2400 | 707 | 0.03 | 15 | 15 | 7 | 3.1623e-11 | 5spot_SharedNeighbor | CO2 | Porous | Wet | R600a | MinimizeLCOE_Brownfield | IgnoreSilica | 2019 | 63.5434 | 5.894 | 0.34798 | 4 | 13723.4316 | 29413.4497 | 279.7707 | 599.633 | 46.2334 | 4.0148 | 57.0364 | 1281190.388 | 0 | 1685701.2366 | 0 | 0 | 0 | 0 | 1157087.7336 | 3010504.9315 | 2054731.4755 | 9189215.7653 | 961560.8286 | 8950992.9972 | 8950992.9972 | 8547679.308 | 4340407.0141 | 0 | 19101769.5911 | 40940848.9103 | 31622.7766 | 1.3919 | 13723.4316 | 29413.4497 | 279.7707 | 599.633
1 | 2400 | 707 | 0.03 | 15 | 15 | 7 | 4.217e-11 | 5spot_SharedNeighbor | CO2 | Porous | Wet | R600a | MinimizeLCOE_Brownfield | IgnoreSilica | 2019 | 78.6324 | 7.2987 | 0.41664 | 4 | 12394.0841 | 25498.4467 | 252.6702 | 519.8203 | 45.7263 | 3.9013 | 48.3115 | 1466109.9817 | 0 | 2002385.6957 | 0 | 0 | 0 | 0 | 1352713.3142 | 3519482.5639 | 2402119.168 | 10742810.7234 | 961560.8286 | 8950992.9972 | 8950992.9972 | 8547679.308 | 4340407.0141 | 0 | 20655364.5492 | 42494443.8684 | 42169.6503 | 1.6666 | 12394.0841 | 25498.4467 | 252.6702 | 519.8203
1 | 2400 | 707 | 0.03 | 15 | 15 | 7 | 5.6234e-11 | 5spot_SharedNeighbor | CO2 | Porous | Wet | R600a | MinimizeLCOE_Brownfield | IgnoreSilica | 2019 | 94.4326 | 8.759 | 0.47773 | 4 | 11594.4918 | 23023.1143 | 236.3694 | 469.3573 | 45.0318 | 3.752 | 61.5748 | 1632020.3935 | 0 | 2320993.6089 | 0 | 0 | 0 | 0 | 1541675.4609 | 4011123.3082 | 2737674.0782 | 12243486.8498 | 961560.8286 | 8950992.9972 | 8950992.9972 | 8547679.308 | 4340407.0141 | 0 | 22156040.6755 | 43995119.9948 | 56234.1325 | 1.9109 | 11594.4918 | 23023.1143 | 236.3694 | 469.3573
1 | 2400 | 707 | 0.03 | 15 | 15 | 7 | 7.4989e-11 | 5spot_SharedNeighbor | CO2 | Porous | Wet | R600a | MinimizeLCOE_Brownfield | IgnoreSilica | 2019 | 109.7682 | 10.1627 | 0.52424 | 4 | 11204.9331 | 21619.5397 | 228.4277 | 440.7436 | 44.2005 | 3.5788 | 47.4902 | 1766006.8074 | 0 | 2619754.042 | 0 | 0 | 0 | 0 | 1710446.7313 | 4450231.5339 | 3037374.465 | 13583813.5797 | 961560.8286 | 8950992.9972 | 8950992.9972 | 8547679.308 | 4340407.0141 | 0 | 23496367.4055 | 45335446.7248 | 74989.4209 | 2.097 | 11204.9331 | 21619.5397 | 228.4277 | 440.7436
1 | 2400 | 707 | 0.03 | 15 | 15 | 7 | 1e-10 | 5spot_SharedNeighbor | CO2 | Porous | Wet | R600a | MinimizeLCOE_Brownfield | IgnoreSilica | 2019 | 121.7756 | 11.2516 | 0.55018 | 4 | 11117.8825 | 21041.4832 | 226.6531 | 428.9591 | 43.4344 | 3.4229 | 56.1307 | 1851444.9475 | 0 | 2847817.3647 | 0 | 0 | 0 | 0 | 1832712.3018 | 4768341.4682 | 3254491.0317 | 14554807.1138 | 961560.8286 | 8950992.9972 | 8950992.9972 | 8547679.308 | 4340407.0141 | 0 | 24467360.9396 | 46306440.2589 | 100000 | 2.2007 | 11117.8825 | 21041.4832 | 226.6531 | 428.9591
1 | 2400 | 707 | 0.03 | 15 | 15 | 7 | 1.3335e-10 | 5spot_SharedNeighbor | CO2 | Porous | Wet | R600a | MinimizeLCOE_Brownfield | IgnoreSilica | 2019 | 121.7212 | 11.2458 | 0.54998 | 4 | 11119.4093 | 21046.5763 | 226.6842 | 429.0629 | 43.4353 | 3.4232 | 69.1438 | 1850898.4455 | 0 | 2846610.277 | 0 | 0 | 0 | 0 | 1832028.4018 | 4766562.1007 | 3253276.5768 | 14549375.8018 | 961560.8286 | 8950992.9972 | 8950992.9972 | 8547679.308 | 4340407.0141 | 0 | 24461929.6276 | 46301008.9469 | 133352.1432 | 2.1999 | 11119.4093 | 21046.5763 | 226.6842 | 429.0629
1 | 2400 | 707 | 0.03 | 15 | 15 | 7 | 1.7783e-10 | 5spot_SharedNeighbor | CO2 | Porous | Wet | R600a | MinimizeLCOE_Brownfield | IgnoreSilica | 2019 | 121.7035 | 11.2435 | 0.54987 | 4 | 11120.5712 | 21049.7015 | 226.7079 | 429.1266 | 43.4344 | 3.4232 | 64.5619 | 1850634.4997 | 0 | 2846137.6521 | 0 | 0 | 0 | 0 | 1831741.1392 | 4765814.7025 | 3252766.4621 | 14547094.4556 | 961560.8286 | 8950992.9972 | 8950992.9972 | 8547679.308 | 4340407.0141 | 0 | 24459648.2814 | 46298727.6007 | 177827.941 | 2.1995 | 11120.5712 | 21049.7015 | 226.7079 | 429.1266
1 | 2400 | 707 | 0.03 | 15 | 15 | 7 | 2.3714e-10 | 5spot_SharedNeighbor | CO2 | Porous | Wet | R600a | MinimizeLCOE_Brownfield | IgnoreSilica | 2019 | 121.6887 | 11.2416 | 0.54979 | 4 | 11121.4525 | 21052.117 | 226.7259 | 429.1759 | 43.4339 | 3.4231 | 72.3479 | 1850425.2991 | 0 | 2845752.7164 | 0 | 0 | 0 | 0 | 1831509.426 | 4765211.8323 | 3252354.9909 | 14545254.2647 | 961560.8286 | 8950992.9972 | 8950992.9972 | 8547679.308 | 4340407.0141 | 0 | 24457808.0904 | 46296887.4097 | 237137.3706 | 2.1992 | 11121.4525 | 21052.117 | 226.7259 | 429.1759
1 | 2400 | 707 | 0.03 | 15 | 15 | 7 | 3.1623e-10 | 5spot_SharedNeighbor | CO2 | Porous | Wet | R600a | MinimizeLCOE_Brownfield | IgnoreSilica | 2019 | 121.6692 | 11.2394 | 0.54971 | 4 | 11122.1192 | 21054.2053 | 226.7394 | 429.2185 | 43.434 | 3.4232 | 70.6967 | 1850214.3153 | 0 | 2845306.6741 | 0 | 0 | 0 | 0 | 1831253.1859 | 4764545.1479 | 3251899.9651 | 14543219.2883 | 961560.8286 | 8950992.9972 | 8950992.9972 | 8547679.308 | 4340407.0141 | 0 | 24455773.1141 | 46294852.4334 | 316227.766 | 2.1988 | 11122.1192 | 21054.2053 | 226.7394 | 429.2185
1 | 2400 | 707 | 0.03 | 15 | 15 | 7 | 4.217e-10 | 5spot_SharedNeighbor | CO2 | Porous | Wet | R600a | MinimizeLCOE_Brownfield | IgnoreSilica | 2019 | 121.6498 | 11.2374 | 0.54964 | 4 | 11122.6225 | 21055.933 | 226.7497 | 429.2537 | 43.4344 | 3.4234 | 69.6949 | 1850024.5466 | 0 | 2844880.4055 | 0 | 0 | 0 | 0 | 1831012.9313 | 4763920.0549 | 3251473.3263 | 14541311.2647 | 961560.8286 | 8950992.9972 | 8950992.9972 | 8547679.308 | 4340407.0141 | 0 | 24453865.0905 | 46292944.4097 | 421696.5034 | 2.1986 | 11122.6225 | 21055.933 | 226.7497 | 429.2537
1 | 2400 | 707 | 0.03 | 15 | 15 | 7 | 5.6234e-10 | 5spot_SharedNeighbor | CO2 | Porous | Wet | R600a | MinimizeLCOE_Brownfield | IgnoreSilica | 2019 | 121.6427 | 11.2365 | 0.5496 | 4 | 11123.0018 | 21056.9942 | 226.7574 | 429.2753 | 43.4342 | 3.4234 | 78.6572 | 1849930.2057 | 0 | 2844702.0539 | 0 | 0 | 0 | 0 | 1830906.5812 | 4763643.3537 | 3251284.472 | 14540466.6665 | 961560.8286 | 8950992.9972 | 8950992.9972 | 8547679.308 | 4340407.0141 | 0 | 24453020.4923 | 46292099.8116 | 562341.3252 | 2.1984 | 11123.0018 | 21056.9942 | 226.7574 | 429.2753
1 | 2400 | 707 | 0.03 | 15 | 15 | 7 | 7.4989e-10 | 5spot_SharedNeighbor | CO2 | Porous | Wet | R600a | MinimizeLCOE_Brownfield | IgnoreSilica | 2019 | 121.6427 | 11.2363 | 0.54959 | 4 | 11123.2874 | 21057.6246 | 226.7633 | 429.2882 | 43.4337 | 3.4233 | 79.3405 | 1849893.2146 | 0 | 2844667.6927 | 0 | 0 | 0 | 0 | 1830878.7538 | 4763570.9526 | 3251235.0567 | 14540245.6704 | 961560.8286 | 8950992.9972 | 8950992.9972 | 8547679.308 | 4340407.0141 | 0 | 24452799.4962 | 46291878.8154 | 749894.2093 | 2.1983 | 11123.2874 | 21057.6246 | 226.7633 | 429.2882
1 | 2400 | 707 | 0.03 | 15 | 15 | 7 | 1e-09 | 5spot_SharedNeighbor | CO2 | Porous | Wet | R600a | MinimizeLCOE_Brownfield | IgnoreSilica | 2019 | 121.6233 | 11.2344 | 0.54954 | 4 | 11123.5021 | 21058.7154 | 226.7676 | 429.3104 | 43.4346 | 3.4235 | 77.4985 | 1849740.8759 | 0 | 2844276.2734 | 0 | 0 | 0 | 0 | 1830666.6882 | 4763019.2014 | 3250858.4752 | 14538561.5143 | 961560.8286 | 8950992.9972 | 8950992.9972 | 8547679.308 | 4340407.0141 | 0 | 24451115.34 | 46290194.6593 | 1000000 | 2.1981 | 11123.5021 | 21058.7154 | 226.7676 | 429.3104
1 | 2400 | 707 | 0.03 | 15 | 15 | 7 | 1.3335e-09 | 5spot_SharedNeighbor | CO2 | Porous | Wet | R600a | MinimizeLCOE_Brownfield | IgnoreSilica | 2019 | 121.6233 | 11.2343 | 0.54953 | 4 | 11123.6635 | 21059.0716 | 226.7709 | 429.3177 | 43.4343 | 3.4235 | 76.7085 | 1849719.9803 | 0 | 2844256.8698 | 0 | 0 | 0 | 0 | 1830650.9715 | 4762978.3098 | 3250830.5658 | 14538436.6972 | 961560.8286 | 8950992.9972 | 8950992.9972 | 8547679.308 | 4340407.0141 | 0 | 24450990.5229 | 46290069.8422 | 1333521.4322 | 2.1981 | 11123.6635 | 21059.0716 | 226.7709 | 429.3177
1 | 2400 | 707 | 0.03 | 15 | 15 | 7 | 1.7783e-09 | 5spot_SharedNeighbor | CO2 | Porous | Wet | R600a | MinimizeLCOE_Brownfield | IgnoreSilica | 2019 | 121.6233 | 11.2343 | 0.54952 | 4 | 11123.7847 | 21059.3392 | 226.7734 | 429.3231 | 43.4341 | 3.4234 | 75.7537 | 1849704.2847 | 0 | 2844242.2966 | 0 | 0 | 0 | 0 | 1830639.1667 | 4762947.596 | 3250809.6031 | 14538342.9471 | 961560.8286 | 8950992.9972 | 8950992.9972 | 8547679.308 | 4340407.0141 | 0 | 24450896.7728 | 46289976.0921 | 1778279.41 | 2.1981 | 11123.7847 | 21059.3392 | 226.7734 | 429.3231
1 | 2400 | 707 | 0.03 | 15 | 15 | 7 | 2.3714e-09 | 5spot_SharedNeighbor | CO2 | Porous | Wet | R600a | MinimizeLCOE_Brownfield | IgnoreSilica | 2019 | 121.6233 | 11.2342 | 0.54951 | 4 | 11123.8757 | 21059.5401 | 226.7753 | 429.3272 | 43.434 | 3.4234 | 77.3899 | 1849692.5 | 0 | 2844231.3555 | 0 | 0 | 0 | 0 | 1830630.3036 | 4762924.5362 | 3250793.8642 | 14538272.5596 | 961560.8286 | 8950992.9972 | 8950992.9972 | 8547679.308 | 4340407.0141 | 0 | 24450826.3853 | 46289905.7046 | 2371373.7057 | 2.198 | 11123.8757 | 21059.5401 | 226.7753 | 429.3272
1 | 2400 | 707 | 0.03 | 15 | 15 | 7 | 3.1623e-09 | 5spot_SharedNeighbor | CO2 | Porous | Wet | R600a | MinimizeLCOE_Brownfield | IgnoreSilica | 2019 | 121.6233 | 11.2342 | 0.54951 | 4 | 11123.944 | 21059.6909 | 226.7766 | 429.3303 | 43.4338 | 3.4234 | 77.5952 | 1849683.6544 | 0 | 2844223.1437 | 0 | 0 | 0 | 0 | 1830623.6513 | 4762907.2281 | 3250782.0511 | 14538219.7286 | 961560.8286 | 8950992.9972 | 8950992.9972 | 8547679.308 | 4340407.0141 | 0 | 24450773.5544 | 46289852.8736 | 3162277.6602 | 2.198 | 11123.944 | 21059.6909 | 226.7766 | 429.3303
1 | 2400 | 707 | 0.03 | 15 | 15 | 7 | 4.217e-09 | 5spot_SharedNeighbor | CO2 | Porous | Wet | R600a | MinimizeLCOE_Brownfield | IgnoreSilica | 2019 | 121.6233 | 11.2341 | 0.5495 | 4 | 11123.9953 | 21059.8041 | 226.7777 | 429.3326 | 43.4337 | 3.4234 | 77.5875 | 1849677.0165 | 0 | 2844216.9817 | 0 | 0 | 0 | 0 | 1830618.6593 | 4762894.24 | 3250773.1865 | 14538180.0841 | 961560.8286 | 8950992.9972 | 8950992.9972 | 8547679.308 | 4340407.0141 | 0 | 24450733.9098 | 46289813.2291 | 4216965.0343 | 2.198 | 11123.9953 | 21059.8041 | 226.7777 | 429.3326
1 | 2400 | 707 | 0.03 | 15 | 15 | 7 | 5.6234e-09 | 5spot_SharedNeighbor | CO2 | Porous | Wet | R600a | MinimizeLCOE_Brownfield | IgnoreSilica | 2019 | 121.6233 | 11.2341 | 0.5495 | 4 | 11124.0338 | 21059.889 | 226.7785 | 429.3343 | 43.4337 | 3.4234 | 77.6251 | 1849672.0362 | 0 | 2844212.3586 | 0 | 0 | 0 | 0 | 1830614.914 | 4762884.4954 | 3250766.5356 | 14538150.3397 | 961560.8286 | 8950992.9972 | 8950992.9972 | 8547679.308 | 4340407.0141 | 0 | 24450704.1655 | 46289783.4848 | 5623413.2519 | 2.198 | 11124.0338 | 21059.889 | 226.7785 | 429.3343
1 | 2400 | 707 | 0.03 | 15 | 15 | 7 | 7.4989e-09 | 5spot_SharedNeighbor | CO2 | Porous | Wet | R600a | MinimizeLCOE_Brownfield | IgnoreSilica | 2019 | 121.6233 | 11.2341 | 0.5495 | 4 | 11124.0626 | 21059.9527 | 226.7791 | 429.3356 | 43.4336 | 3.4234 | 77.547 | 1849668.3 | 0 | 2844208.8905 | 0 | 0 | 0 | 0 | 1830612.1043 | 4762877.1851 | 3250761.5462 | 14538128.0261 | 961560.8286 | 8950992.9972 | 8950992.9972 | 8547679.308 | 4340407.0141 | 0 | 24450681.8518 | 46289761.1711 | 7498942.0933 | 2.198 | 11124.0626 | 21059.9527 | 226.7791 | 429.3356
1 | 2400 | 707 | 0.03 | 15 | 15 | 7 | 1e-08 | 5spot_SharedNeighbor | CO2 | Porous | Wet | R600a | MinimizeLCOE_Brownfield | IgnoreSilica | 2019 | 121.6233 | 11.2341 | 0.5495 | 4 | 11124.0843 | 21060.0005 | 226.7795 | 429.3366 | 43.4336 | 3.4234 | 77.8631 | 1849665.4974 | 0 | 2844206.289 | 0 | 0 | 0 | 0 | 1830609.9967 | 4762871.7017 | 3250757.8036 | 14538111.2884 | 961560.8286 | 8950992.9972 | 8950992.9972 | 8547679.308 | 4340407.0141 | 0 | 24450665.1142 | 46289744.4335 | 10000000 | 2.198 | 11124.0843 | 21060.0005 | 226.7795 | 429.3366
1 | 2500 | 707 | 0.03 | 15 | 15 | 7 | 1e-13 | 5spot_SharedNeighbor | CO2 | Porous | Wet | R600a | MinimizeLCOE_Brownfield | IgnoreSilica | 2019 | 0.33097 | -0.010378 | 0.00023353 | 4 | 11185350.0933 | 35411210.7015 | 228028.491 | 721905.4274 | 31.958 | 2.7389 | 37.4573 | 17675.5917 | 0 | 7516.3003 | 0 | 0 | 0 | 14134.8566 | 15337.4319 | 39904.8518 | 27235.8813 | 121804.9135 | 961560.8286 | 9365192.5909 | 9365192.5909 | 8785769.2746 | 4479113.6905 | 0 | 10448558.333 | 33078633.8889 | 100 | 0.00093413 | 11185350.0933 | 35411210.7015 | 228028.491 | 721905.4274
1 | 2500 | 707 | 0.03 | 15 | 15 | 7 | 1.3335e-13 | 5spot_SharedNeighbor | CO2 | Porous | Wet | R600a | MinimizeLCOE_Brownfield | IgnoreSilica | 2019 | 0.53564 | -0.00066444 | 0.00057801 | 4 | 4561017.0048 | 14348940.7288 | 92982.5009 | 292522.5651 | 36.5799 | 3.2551 | 35.5676 | 30239.1062 | 0 | 18510.7827 | 0 | 0 | 0 | 21797.2506 | 27513.3844 | 71584.1824 | 48857.6754 | 218502.3816 | 961560.8286 | 9365192.5909 | 9365192.5909 | 8785769.2746 | 4479113.6905 | 0 | 10545255.8011 | 33175331.357 | 133.3521 | 0.002312 | 4561017.0048 | 14348940.7288 | 92982.5009 | 292522.5651
1 | 2500 | 707 | 0.03 | 15 | 15 | 7 | 1.7783e-13 | 5spot_SharedNeighbor | CO2 | Porous | Wet | R600a | MinimizeLCOE_Brownfield | IgnoreSilica | 2019 | 0.76734 | 0.015297 | 0.0011864 | 4 | 2243809.3466 | 7012384.2681 | 45743.0885 | 142956.9383 | 39.4819 | 3.589 | 40.9988 | 44036.8974 | 0 | 30885.2882 | 0 | 0 | 0 | 28918.7798 | 40497.9765 | 105367.4276 | 71915.4344 | 321621.8039 | 961560.8286 | 9365192.5909 | 9365192.5909 | 8785769.2746 | 4479113.6905 | 0 | 10648375.2234 | 33278450.7793 | 177.8279 | 0.0047457 | 2243809.3466 | 7012384.2681 | 45743.0885 | 142956.9383
1 | 2500 | 707 | 0.03 | 15 | 15 | 7 | 2.3714e-13 | 5spot_SharedNeighbor | CO2 | Porous | Wet | R600a | MinimizeLCOE_Brownfield | IgnoreSilica | 2019 | 1.068 | 0.039119 | 0.0021307 | 4 | 1264102.671 | 3919377.8908 | 25770.4428 | 79901.8197 | 41.6973 | 3.8424 | 90.8307 | 60806.4537 | 0 | 46309.0968 | 0 | 0 | 0 | 37140.011 | 56259.669 | 146376.1183 | 99904.7085 | 446796.0574 | 961560.8286 | 9365192.5909 | 9365192.5909 | 8785769.2746 | 4479113.6905 | 0 | 10773549.4769 | 33403625.0328 | 237.1374 | 0.0085227 | 1264102.671 | 3919377.8908 | 25770.4428 | 79901.8197
1 | 2500 | 707 | 0.03 | 15 | 15 | 7 | 3.1623e-13 | 5spot_SharedNeighbor | CO2 | Porous | Wet | R600a | MinimizeLCOE_Brownfield | IgnoreSilica | 2019 | 1.4375 | 0.070943 | 0.0035027 | 4 | 778973.1401 | 2394174.1807 | 15880.4211 | 48808.479 | 43.3391 | 4.0258 | 125.367 | 79856.6915 | 0 | 64305.9618 | 0 | 0 | 0 | 45423.084 | 73938.4376 | 192372.6477 | 131298.2849 | 587195.1076 | 961560.8286 | 9365192.5909 | 9365192.5909 | 8785769.2746 | 4479113.6905 | 0 | 10913948.5271 | 33544024.083 | 316.2278 | 0.014011 | 778973.1401 | 2394174.1807 | 15880.4211 | 48808.479
1 | 2500 | 707 | 0.03 | 15 | 15 | 7 | 4.217e-13 | 5spot_SharedNeighbor | CO2 | Porous | Wet | R600a | MinimizeLCOE_Brownfield | IgnoreSilica | 2019 | 1.9237 | 0.11444 | 0.0054287 | 4 | 510482.8465 | 1552634.0371 | 10406.8833 | 31652.5449 | 44.6609 | 4.1687 | 169.4243 | 102901.3648 | 0 | 86687.215 | 0 | 0 | 0 | 55230.0012 | 95479.2466 | 248417.4143 | 169549.9897 | 758265.2317 | 961560.8286 | 9365192.5909 | 9365192.5909 | 8785769.2746 | 4479113.6905 | 0 | 11085018.6512 | 33715094.2071 | 421.6965 | 0.021715 | 510482.8465 | 1552634.0371 | 10406.8833 | 31652.5449
1 | 2500 | 707 | 0.03 | 15 | 15 | 7 | 5.6234e-13 | 5spot_SharedNeighbor | CO2 | Porous | Wet | R600a | MinimizeLCOE_Brownfield | IgnoreSilica | 2019 | 2.5655 | 0.17314 | 0.0080778 | 4 | 349535.537 | 1049918.2778 | 7125.7547 | 21404.0042 | 45.721 | 4.2794 | 227.8298 | 130763.9343 | 0 | 114534.0692 | 0 | 0 | 0 | 66944.338 | 121774.5132 | 316832.304 | 216244.5577 | 967093.7165 | 961560.8286 | 9365192.5909 | 9365192.5909 | 8785769.2746 | 4479113.6905 | 0 | 11293847.136 | 33923922.6919 | 562.3413 | 0.032311 | 349535.537 | 1049918.2778 | 7125.7547 | 21404.0042
1 | 2500 | 707 | 0.03 | 15 | 15 | 7 | 7.4989e-13 | 5spot_SharedNeighbor | CO2 | Porous | Wet | R600a | MinimizeLCOE_Brownfield | IgnoreSilica | 2019 | 3.3855 | 0.24942 | 0.011666 | 4 | 247264.4807 | 732223.5378 | 5040.8209 | 14927.3672 | 46.542 | 4.3623 | 50.4247 | 163371.8052 | 0 | 148068.8141 | 0 | 0 | 0 | 79734.5914 | 152558.3322 | 396925.4863 | 270909.8004 | 1211568.8295 | 961560.8286 | 9365192.5909 | 9365192.5909 | 8785769.2746 | 4479113.6905 | 0 | 11538322.249 | 34168397.8049 | 749.8942 | 0.046664 | 247264.4807 | 732223.5378 | 5040.8209 | 14927.3672
1 | 2500 | 707 | 0.03 | 15 | 15 | 7 | 1e-12 | 5spot_SharedNeighbor | CO2 | Porous | Wet | R600a | MinimizeLCOE_Brownfield | IgnoreSilica | 2019 | 4.4527 | 0.34954 | 0.016489 | 4 | 179392.091 | 522498.1163 | 3657.1504 | 10651.8308 | 47.189 | 4.4258 | 50.3608 | 202298.5752 | 0 | 189243.7831 | 0 | 0 | 0 | 94476.1587 | 189547.2217 | 493162.9893 | 336593.8737 | 1505322.6017 | 961560.8286 | 9365192.5909 | 9365192.5909 | 8785769.2746 | 4479113.6905 | 0 | 11832076.0211 | 34462151.577 | 1000 | 0.065957 | 179392.091 | 522498.1163 | 3657.1504 | 10651.8308
1 | 2500 | 707 | 0.03 | 15 | 15 | 7 | 1.3335e-12 | 5spot_SharedNeighbor | CO2 | Porous | Wet | R600a | MinimizeLCOE_Brownfield | IgnoreSilica | 2019 | 5.8286 | 0.47936 | 0.022926 | 4 | 132830.4025 | 379599.658 | 2707.9274 | 7738.6525 | 47.6916 | 4.4737 | 60.6896 | 248395.1492 | 0 | 239370.6987 | 0 | 0 | 0 | 110994.6155 | 233516.5807 | 607562.2422 | 414673.7144 | 1854513.0007 | 961560.8286 | 9365192.5909 | 9365192.5909 | 8785769.2746 | 4479113.6905 | 0 | 12181266.4202 | 34811341.9761 | 1333.5214 | 0.091705 | 132830.4025 | 379599.658 | 2707.9274 | 7738.6525
1 | 2500 | 707 | 0.03 | 15 | 15 | 7 | 1.7783e-12 | 5spot_SharedNeighbor | CO2 | Porous | Wet | R600a | MinimizeLCOE_Brownfield | IgnoreSilica | 2019 | 7.6191 | 0.64882 | 0.031487 | 4 | 100058.5769 | 279735.0393 | 2039.8294 | 5702.7771 | 48.0831 | 4.51 | 58.2143 | 303570.0682 | 0 | 301028.1343 | 0 | 0 | 0 | 130093.6423 | 286529.8195 | 745491.8149 | 508813.482 | 2275526.9612 | 961560.8286 | 9365192.5909 | 9365192.5909 | 8785769.2746 | 4479113.6905 | 0 | 12602280.3807 | 35232355.9366 | 1778.2794 | 0.12595 | 100058.5769 | 279735.0393 | 2039.8294 | 5702.7771
1 | 2500 | 707 | 0.03 | 15 | 15 | 7 | 2.3714e-12 | 5spot_SharedNeighbor | CO2 | Porous | Wet | R600a | MinimizeLCOE_Brownfield | IgnoreSilica | 2019 | 9.9165 | 0.86688 | 0.042801 | 4 | 76524.4797 | 208705.041 | 1560.055 | 4254.7346 | 48.3809 | 4.5364 | 55.5814 | 368775.0384 | 0 | 375883.5891 | 0 | 0 | 0 | 151192.9429 | 349382.1124 | 909020.5884 | 620425.2301 | 2774679.5013 | 961560.8286 | 9365192.5909 | 9365192.5909 | 8785769.2746 | 4479113.6905 | 0 | 13101432.9207 | 35731508.4766 | 2371.3737 | 0.17121 | 76524.4797 | 208705.041 | 1560.055 | 4254.7346
1 | 2500 | 707 | 0.03 | 15 | 15 | 7 | 3.1623e-12 | 5spot_SharedNeighbor | CO2 | Porous | Wet | R600a | MinimizeLCOE_Brownfield | IgnoreSilica | 2019 | 12.8519 | 1.1461 | 0.05767 | 4 | 59352.3111 | 157453.924 | 1209.9771 | 3209.9112 | 48.6028 | 4.5547 | 51.2413 | 445627.1387 | 0 | 466495.9219 | 0 | 0 | 0 | 174205.483 | 423668.132 | 1102297.5731 | 752340.7436 | 3364634.9923 | 961560.8286 | 9365192.5909 | 9365192.5909 | 8785769.2746 | 4479113.6905 | 0 | 13691388.4117 | 36321463.9676 | 3162.2777 | 0.23068 | 59352.3111 | 157453.924 | 1209.9771 | 3209.9112
1 | 2500 | 707 | 0.03 | 15 | 15 | 7 | 4.217e-12 | 5spot_SharedNeighbor | CO2 | Porous | Wet | R600a | MinimizeLCOE_Brownfield | IgnoreSilica | 2019 | 16.5519 | 1.4989 | 0.077035 | 4 | 46661.7469 | 120102.8752 | 951.2628 | 2448.4596 | 48.76 | 4.5654 | 59.227 | 535125.7468 | 0 | 574874.4451 | 0 | 0 | 0 | 198110.4639 | 510163.1558 | 1327339.8824 | 905936.7439 | 4051550.4379 | 961560.8286 | 9365192.5909 | 9365192.5909 | 8785769.2746 | 4479113.6905 | 0 | 14378303.8574 | 37008379.4133 | 4216.965 | 0.30814 | 46661.7469 | 120102.8752 | 951.2628 | 2448.4596
1 | 2500 | 707 | 0.03 | 15 | 15 | 7 | 5.6234e-12 | 5spot_SharedNeighbor | CO2 | Porous | Wet | R600a | MinimizeLCOE_Brownfield | IgnoreSilica | 2019 | 21.154 | 1.9388 | 0.10196 | 4 | 37188.2624 | 92675.299 | 758.133 | 1889.3113 | 48.8601 | 4.5688 | 52.6344 | 638121.3946 | 0 | 703025.0599 | 0 | 0 | 0 | 221615.495 | 609477.1603 | 1585734.5501 | 1082296.4141 | 4840270.074 | 961560.8286 | 9365192.5909 | 9365192.5909 | 8785769.2746 | 4479113.6905 | 0 | 15167023.4935 | 37797099.0494 | 5623.4133 | 0.40784 | 37188.2624 | 92675.299 | 758.133 | 1889.3113
1 | 2500 | 707 | 0.03 | 15 | 15 | 7 | 7.4989e-12 | 5spot_SharedNeighbor | CO2 | Porous | Wet | R600a | MinimizeLCOE_Brownfield | IgnoreSilica | 2019 | 26.7714 | 2.4773 | 0.13351 | 4 | 30061.9822 | 72437.3645 | 612.8542 | 1476.7337 | 48.9058 | 4.564 | 48.4357 | 754577.6586 | 0 | 852061.3666 | 0 | 0 | 0 | 242578.4098 | 721194.7997 | 1876400.9313 | 1280682.1918 | 5727495.3579 | 961560.8286 | 9365192.5909 | 9365192.5909 | 8785769.2746 | 4479113.6905 | 0 | 16054248.7774 | 38684324.3333 | 7498.9421 | 0.53404 | 30061.9822 | 72437.3645 | 612.8542 | 1476.7337
1 | 2500 | 707 | 0.03 | 15 | 15 | 7 | 1e-11 | 5spot_SharedNeighbor | CO2 | Porous | Wet | R600a | MinimizeLCOE_Brownfield | IgnoreSilica | 2019 | 33.4191 | 3.1168 | 0.17243 | 4 | 24673.1164 | 57484.1471 | 502.9949 | 1171.8921 | 48.8962 | 4.5499 | 66.4594 | 882382.2595 | 0 | 1020591.0242 | 0 | 0 | 0 | 257174.7651 | 842457.739 | 2191902.2251 | 1496018.3077 | 6690526.3207 | 961560.8286 | 9365192.5909 | 9365192.5909 | 8785769.2746 | 4479113.6905 | 0 | 17017279.7401 | 39647355.296 | 10000 | 0.68971 | 24673.1164 | 57484.1471 | 502.9949 | 1171.8921
1 | 2500 | 707 | 0.03 | 15 | 15 | 7 | 1.3335e-11 | 5spot_SharedNeighbor | CO2 | Porous | Wet | R600a | MinimizeLCOE_Brownfield | IgnoreSilica | 2019 | 41.0024 | 3.8494 | 0.21884 | 4 | 20583.7581 | 46435.967 | 419.6278 | 946.66 | 48.8273 | 4.5248 | 63.0695 | 1017671.1197 | 0 | 1204990.0921 | 0 | 0 | 0 | 260672.272 | 968500.0587 | 2519838.486 | 1719841.5442 | 7691513.5728 | 961560.8286 | 9365192.5909 | 9365192.5909 | 8785769.2746 | 4479113.6905 | 0 | 18018266.9923 | 40648342.5482 | 13335.2143 | 0.87536 | 20583.7581 | 46435.967 | 419.6278 | 946.66
1 | 2500 | 707 | 0.03 | 15 | 15 | 7 | 1.7783e-11 | 5spot_SharedNeighbor | CO2 | Porous | Wet | R600a | MinimizeLCOE_Brownfield | IgnoreSilica | 2019 | 49.107 | 4.6363 | 0.27133 | 4 | 17484.998 | 38335.929 | 356.4553 | 781.5298 | 48.7044 | 4.4897 | 63.4133 | 1152128.306 | 0 | 1394779.7975 | 0 | 0 | 0 | 245948.3346 | 1089214.0109 | 2833911.4278 | 1934202.7805 | 8650184.6573 | 961560.8286 | 9365192.5909 | 9365192.5909 | 8785769.2746 | 4479113.6905 | 0 | 18976938.0768 | 41607013.6327 | 17782.7941 | 1.0853 | 17484.998 | 38335.929 | 356.4553 | 781.5298
1 | 2500 | 707 | 0.03 | 15 | 15 | 7 | 2.3714e-11 | 5spot_SharedNeighbor | CO2 | Porous | Wet | R600a | MinimizeLCOE_Brownfield | IgnoreSilica | 2019 | 57.1682 | 5.4239 | 0.32715 | 4 | 15134.3493 | 32427.4514 | 308.5342 | 661.0775 | 48.5348 | 4.4461 | 61.1935 | 1276739.616 | 0 | 1577558.7617 | 0 | 0 | 0 | 205941.1664 | 1193493.4222 | 3105225.0654 | 2119379.9131 | 9478337.9447 | 961560.8286 | 9365192.5909 | 9365192.5909 | 8785769.2746 | 4479113.6905 | 0 | 19805091.3642 | 42435166.9201 | 23713.7371 | 1.3086 | 15134.3493 | 32427.4514 | 308.5342 | 661.0775
1 | 2500 | 707 | 0.03 | 15 | 15 | 7 | 3.1623e-11 | 5spot_SharedNeighbor | CO2 | Porous | Wet | R600a | MinimizeLCOE_Brownfield | IgnoreSilica | 2019 | 64.0381 | 6.1023 | 0.38098 | 4 | 13342.8017 | 28192.7262 | 272.0111 | 574.7469 | 48.3543 | 4.4022 | 59.0018 | 1376330.5568 | 0 | 1729341.3087 | 0 | 0 | 0 | 125122.5678 | 1260009.829 | 3278287.1115 | 2237498.3157 | 10006589.6896 | 961560.8286 | 9365192.5909 | 9365192.5909 | 8785769.2746 | 4479113.6905 | 0 | 20333343.1091 | 42963418.665 | 31622.7766 | 1.5239 | 13342.8017 | 28192.7262 | 272.0111 | 574.7469
1 | 2500 | 707 | 0.03 | 15 | 15 | 7 | 4.217e-11 | 5spot_SharedNeighbor | CO2 | Porous | Wet | R600a | MinimizeLCOE_Brownfield | IgnoreSilica | 2019 | 71.6286 | 6.8479 | 0.43629 | 4 | 11903.5809 | 24870.8872 | 242.6706 | 507.0267 | 48.1149 | 4.3459 | 55.6904 | 1479580.8324 | 0 | 1893390.3021 | 0 | 0 | 0 | 0 | 1315458.7424 | 3422553.8101 | 2335963.3019 | 10446946.9889 | 961560.8286 | 9365192.5909 | 9365192.5909 | 8785769.2746 | 4479113.6905 | 0 | 20773700.4084 | 43403775.9643 | 42169.6503 | 1.7452 | 11903.5809 | 24870.8872 | 242.6706 | 507.0267
1 | 2500 | 707 | 0.03 | 15 | 15 | 7 | 5.6234e-11 | 5spot_SharedNeighbor | CO2 | Porous | Wet | R600a | MinimizeLCOE_Brownfield | IgnoreSilica | 2019 | 86.3279 | 8.2539 | 0.50827 | 4 | 10962.564 | 22093.4586 | 223.4867 | 450.405 | 47.5426 | 4.2166 | 59.1252 | 1660335.6583 | 0 | 2201502.2168 | 0 | 0 | 0 | 0 | 1506116.7713 | 3918606.8918 | 2674529.723 | 11961091.2612 | 961560.8286 | 9365192.5909 | 9365192.5909 | 8785769.2746 | 4479113.6905 | 0 | 22287844.6807 | 44917920.2365 | 56234.1325 | 2.0331 | 10962.564 | 22093.4586 | 223.4867 | 450.405
1 | 2500 | 707 | 0.03 | 15 | 15 | 7 | 7.4989e-11 | 5spot_SharedNeighbor | CO2 | Porous | Wet | R600a | MinimizeLCOE_Brownfield | IgnoreSilica | 2019 | 100.7863 | 9.6264 | 0.56843 | 4 | 10410.0046 | 20362.9158 | 212.222 | 415.1256 | 46.8354 | 4.0624 | 51.4317 | 1813595.9208 | 0 | 2494292.1039 | 0 | 0 | 0 | 0 | 1680076.3296 | 4371213.9787 | 2983443.3599 | 13342621.693 | 961560.8286 | 9365192.5909 | 9365192.5909 | 8785769.2746 | 4479113.6905 | 0 | 23669375.1125 | 46299450.6684 | 74989.4209 | 2.2737 | 10410.0046 | 20362.9158 | 212.222 | 415.1256
1 | 2500 | 707 | 0.03 | 15 | 15 | 7 | 1e-10 | 5spot_SharedNeighbor | CO2 | Porous | Wet | R600a | MinimizeLCOE_Brownfield | IgnoreSilica | 2019 | 113.9922 | 10.8687 | 0.61263 | 4 | 10137.3318 | 19372.0842 | 206.6632 | 394.9261 | 46.0678 | 3.8997 | 49.2202 | 1932311.5659 | 0 | 2754138.3345 | 0 | 0 | 0 | 0 | 1827715.4612 | 4755340.7139 | 3245617.7497 | 14515123.8252 | 961560.8286 | 9365192.5909 | 9365192.5909 | 8785769.2746 | 4479113.6905 | 0 | 24841877.2447 | 47471952.8006 | 100000 | 2.4505 | 10137.3318 | 19372.0842 | 206.6632 | 394.9261
1 | 2500 | 707 | 0.03 | 15 | 15 | 7 | 1.3335e-10 | 5spot_SharedNeighbor | CO2 | Porous | Wet | R600a | MinimizeLCOE_Brownfield | IgnoreSilica | 2019 | 125.547 | 11.9468 | 0.6414 | 4 | 10055.6067 | 18876.2042 | 204.9971 | 384.817 | 45.2923 | 3.7389 | 61.0513 | 2018626.8166 | 0 | 2976719.7093 | 0 | 0 | 0 | 0 | 1948185.1451 | 5068778.1199 | 3459545.2198 | 15471855.0108 | 961560.8286 | 9365192.5909 | 9365192.5909 | 8785769.2746 | 4479113.6905 | 0 | 25798608.4303 | 48428683.9862 | 133352.1432 | 2.5656 | 10055.6067 | 18876.2042 | 204.9971 | 384.817
1 | 2500 | 707 | 0.03 | 15 | 15 | 7 | 1.7783e-10 | 5spot_SharedNeighbor | CO2 | Porous | Wet | R600a | MinimizeLCOE_Brownfield | IgnoreSilica | 2019 | 126.7371 | 12.057 | 0.64363 | 4 | 10057.1937 | 18847.1814 | 205.0295 | 384.2253 | 45.203 | 3.7206 | 62.2201 | 2026305.1965 | 0 | 2999366.7441 | 0 | 0 | 0 | 0 | 1960012.0569 | 5099549.3182 | 3480547.1949 | 15565780.5107 | 961560.8286 | 9365192.5909 | 9365192.5909 | 8785769.2746 | 4479113.6905 | 0 | 25892533.9301 | 48522609.486 | 177827.941 | 2.5745 | 10057.1937 | 18847.1814 | 205.0295 | 384.2253
1 | 2500 | 707 | 0.03 | 15 | 15 | 7 | 2.3714e-10 | 5spot_SharedNeighbor | CO2 | Porous | Wet | R600a | MinimizeLCOE_Brownfield | IgnoreSilica | 2019 | 126.7124 | 12.0541 | 0.64351 | 4 | 10057.9694 | 18849.5579 | 205.0453 | 384.2737 | 45.203 | 3.7207 | 67.0379 | 2026015.0528 | 0 | 2998779.3306 | 0 | 0 | 0 | 0 | 1959669.8095 | 5098658.8608 | 3479939.4394 | 15563062.4931 | 961560.8286 | 9365192.5909 | 9365192.5909 | 8785769.2746 | 4479113.6905 | 0 | 25889815.9125 | 48519891.4684 | 237137.3706 | 2.5741 | 10057.9694 | 18849.5579 | 205.0453 | 384.2737
1 | 2500 | 707 | 0.03 | 15 | 15 | 7 | 3.1623e-10 | 5spot_SharedNeighbor | CO2 | Porous | Wet | R600a | MinimizeLCOE_Brownfield | IgnoreSilica | 2019 | 126.6929 | 12.0518 | 0.64342 | 4 | 10058.556 | 18851.3753 | 205.0573 | 384.3108 | 45.2031 | 3.7208 | 64.9652 | 2025790.7613 | 0 | 2998321.0221 | 0 | 0 | 0 | 0 | 1959403.5955 | 5097966.2266 | 3479466.7024 | 15560948.308 | 961560.8286 | 9365192.5909 | 9365192.5909 | 8785769.2746 | 4479113.6905 | 0 | 25887701.7275 | 48517777.2834 | 316227.766 | 2.5737 | 10058.556 | 18851.3753 | 205.0573 | 384.3108
1 | 2500 | 707 | 0.03 | 15 | 15 | 7 | 4.217e-10 | 5spot_SharedNeighbor | CO2 | Porous | Wet | R600a | MinimizeLCOE_Brownfield | IgnoreSilica | 2019 | 126.6728 | 12.0496 | 0.64335 | 4 | 10058.9988 | 18852.8936 | 205.0663 | 384.3417 | 45.2035 | 3.721 | 80.8579 | 2025585.6549 | 0 | 2997871.7898 | 0 | 0 | 0 | 0 | 1959148.4034 | 5097302.2691 | 3479013.5378 | 15558921.655 | 961560.8286 | 9365192.5909 | 9365192.5909 | 8785769.2746 | 4479113.6905 | 0 | 25885675.0745 | 48515750.6304 | 421696.5034 | 2.5734 | 10058.9988 | 18852.8936 | 205.0663 | 384.3417
1 | 2500 | 707 | 0.03 | 15 | 15 | 7 | 5.6234e-10 | 5spot_SharedNeighbor | CO2 | Porous | Wet | R600a | MinimizeLCOE_Brownfield | IgnoreSilica | 2019 | 126.6728 | 12.0493 | 0.64332 | 4 | 10059.3324 | 18853.6286 | 205.0731 | 384.3567 | 45.2028 | 3.7209 | 80.6969 | 2025531.2083 | 0 | 2997821.9644 | 0 | 0 | 0 | 0 | 1959107.7373 | 5097196.4643 | 3478941.3238 | 15558598.6982 | 961560.8286 | 9365192.5909 | 9365192.5909 | 8785769.2746 | 4479113.6905 | 0 | 25885352.1176 | 48515427.6735 | 562341.3252 | 2.5733 | 10059.3324 | 18853.6286 | 205.0731 | 384.3567
1 | 2500 | 707 | 0.03 | 15 | 15 | 7 | 7.4989e-10 | 5spot_SharedNeighbor | CO2 | Porous | Wet | R600a | MinimizeLCOE_Brownfield | IgnoreSilica | 2019 | 126.6682 | 12.0487 | 0.64329 | 4 | 10059.5835 | 18854.3069 | 205.0782 | 384.3705 | 45.2026 | 3.7209 | 81.2574 | 2025459.637 | 0 | 2997696.2404 | 0 | 0 | 0 | 0 | 1959030.7922 | 5096996.2688 | 3478804.6862 | 15557987.6245 | 961560.8286 | 9365192.5909 | 9365192.5909 | 8785769.2746 | 4479113.6905 | 0 | 25884741.044 | 48514816.5999 | 749894.2093 | 2.5731 | 10059.5835 | 18854.3069 | 205.0782 | 384.3705
1 | 2500 | 707 | 0.03 | 15 | 15 | 7 | 1e-09 | 5spot_SharedNeighbor | CO2 | Porous | Wet | R600a | MinimizeLCOE_Brownfield | IgnoreSilica | 2019 | 126.6534 | 12.0472 | 0.64324 | 4 | 10059.7724 | 18855.123 | 205.0821 | 384.3872 | 45.2032 | 3.721 | 78.2798 | 2025330.9373 | 0 | 2997385.7428 | 0 | 0 | 0 | 0 | 1958859.5052 | 5096550.6153 | 3478500.5186 | 15556627.3191 | 961560.8286 | 9365192.5909 | 9365192.5909 | 8785769.2746 | 4479113.6905 | 0 | 25883380.7386 | 48513456.2945 | 1000000 | 2.573 | 10059.7724 | 18855.123 | 205.0821 | 384.3872
1 | 2500 | 707 | 0.03 | 15 | 15 | 7 | 1.3335e-09 | 5spot_SharedNeighbor | CO2 | Porous | Wet | R600a | MinimizeLCOE_Brownfield | IgnoreSilica | 2019 | 126.6534 | 12.0471 | 0.64323 | 4 | 10059.9143 | 18855.4356 | 205.085 | 384.3936 | 45.2029 | 3.721 | 79.2749 | 2025307.7877 | 0 | 2997364.5646 | 0 | 0 | 0 | 0 | 1958842.2174 | 5096505.636 | 3478469.8193 | 15556490.025 | 961560.8286 | 9365192.5909 | 9365192.5909 | 8785769.2746 | 4479113.6905 | 0 | 25883243.4445 | 48513319.0004 | 1333521.4322 | 2.5729 | 10059.9143 | 18855.4356 | 205.085 | 384.3936
1 | 2500 | 707 | 0.03 | 15 | 15 | 7 | 1.7783e-09 | 5spot_SharedNeighbor | CO2 | Porous | Wet | R600a | MinimizeLCOE_Brownfield | IgnoreSilica | 2019 | 126.6534 | 12.047 | 0.64322 | 4 | 10060.0209 | 18855.6704 | 205.0871 | 384.3983 | 45.2026 | 3.721 | 78.1626 | 2025290.3999 | 0 | 2997348.6586 | 0 | 0 | 0 | 0 | 1958829.2328 | 5096471.8527 | 3478446.7615 | 15556386.9054 | 961560.8286 | 9365192.5909 | 9365192.5909 | 8785769.2746 | 4479113.6905 | 0 | 25883140.3249 | 48513215.8808 | 1778279.41 | 2.5729 | 10060.0209 | 18855.6704 | 205.0871 | 384.3983
1 | 2500 | 707 | 0.03 | 15 | 15 | 7 | 2.3714e-09 | 5spot_SharedNeighbor | CO2 | Porous | Wet | R600a | MinimizeLCOE_Brownfield | IgnoreSilica | 2019 | 126.6534 | 12.0469 | 0.64321 | 4 | 10060.1009 | 18855.8467 | 205.0888 | 384.4019 | 45.2025 | 3.7209 | 79.0442 | 2025277.3451 | 0 | 2997336.7168 | 0 | 0 | 0 | 0 | 1958819.4841 | 5096446.4886 | 3478429.4499 | 15556309.4845 | 961560.8286 | 9365192.5909 | 9365192.5909 | 8785769.2746 | 4479113.6905 | 0 | 25883062.904 | 48513138.4599 | 2371373.7057 | 2.5728 | 10060.1009 | 18855.8467 | 205.0888 | 384.4019
1 | 2500 | 707 | 0.03 | 15 | 15 | 7 | 3.1623e-09 | 5spot_SharedNeighbor | CO2 | Porous | Wet | R600a | MinimizeLCOE_Brownfield | IgnoreSilica | 2019 | 126.6534 | 12.0469 | 0.64321 | 4 | 10060.1609 | 18855.9791 | 205.09 | 384.4046 | 45.2023 | 3.7209 | 78.5536 | 2025267.5464 | 0 | 2997327.7539 | 0 | 0 | 0 | 0 | 1958812.1671 | 5096427.4512 | 3478416.4565 | 15556251.3751 | 961560.8286 | 9365192.5909 | 9365192.5909 | 8785769.2746 | 4479113.6905 | 0 | 25883004.7945 | 48513080.3504 | 3162277.6602 | 2.5728 | 10060.1609 | 18855.9791 | 205.09 | 384.4046
1 | 2500 | 707 | 0.03 | 15 | 15 | 7 | 4.217e-09 | 5spot_SharedNeighbor | CO2 | Porous | Wet | R600a | MinimizeLCOE_Brownfield | IgnoreSilica | 2019 | 126.6534 | 12.0469 | 0.6432 | 4 | 10060.206 | 18856.0784 | 205.0909 | 384.4067 | 45.2022 | 3.7209 | 78.5845 | 2025260.1933 | 0 | 2997321.0283 | 0 | 0 | 0 | 0 | 1958806.6764 | 5096413.1656 | 3478406.7063 | 15556207.7699 | 961560.8286 | 9365192.5909 | 9365192.5909 | 8785769.2746 | 4479113.6905 | 0 | 25882961.1894 | 48513036.7453 | 4216965.0343 | 2.5728 | 10060.206 | 18856.0784 | 205.0909 | 384.4067
1 | 2500 | 707 | 0.03 | 15 | 15 | 7 | 5.6234e-09 | 5spot_SharedNeighbor | CO2 | Porous | Wet | R600a | MinimizeLCOE_Brownfield | IgnoreSilica | 2019 | 126.6534 | 12.0468 | 0.6432 | 4 | 10060.2398 | 18856.1529 | 205.0916 | 384.4082 | 45.2021 | 3.7209 | 78.9217 | 2025254.6765 | 0 | 2997315.9823 | 0 | 0 | 0 | 0 | 1958802.5569 | 5096402.4475 | 3478399.391 | 15556175.0542 | 961560.8286 | 9365192.5909 | 9365192.5909 | 8785769.2746 | 4479113.6905 | 0 | 25882928.4737 | 48513004.0296 | 5623413.2519 | 2.5728 | 10060.2398 | 18856.1529 | 205.0916 | 384.4082
1 | 2500 | 707 | 0.03 | 15 | 15 | 7 | 7.4989e-09 | 5spot_SharedNeighbor | CO2 | Porous | Wet | R600a | MinimizeLCOE_Brownfield | IgnoreSilica | 2019 | 126.6534 | 12.0468 | 0.6432 | 4 | 10060.2652 | 18856.2088 | 205.0921 | 384.4093 | 45.2021 | 3.7209 | 78.9957 | 2025250.5379 | 0 | 2997312.1969 | 0 | 0 | 0 | 0 | 1958799.4666 | 5096394.407 | 3478393.9032 | 15556150.5116 | 961560.8286 | 9365192.5909 | 9365192.5909 | 8785769.2746 | 4479113.6905 | 0 | 25882903.9311 | 48512979.487 | 7498942.0933 | 2.5728 | 10060.2652 | 18856.2088 | 205.0921 | 384.4093
1 | 2500 | 707 | 0.03 | 15 | 15 | 7 | 1e-08 | 5spot_SharedNeighbor | CO2 | Porous | Wet | R600a | MinimizeLCOE_Brownfield | IgnoreSilica | 2019 | 126.6534 | 12.0468 | 0.64319 | 4 | 10060.2842 | 18856.2507 | 205.0925 | 384.4102 | 45.202 | 3.7209 | 78.281 | 2025247.4334 | 0 | 2997309.3576 | 0 | 0 | 0 | 0 | 1958797.1485 | 5096388.3758 | 3478389.7868 | 15556132.1021 | 961560.8286 | 9365192.5909 | 9365192.5909 | 8785769.2746 | 4479113.6905 | 0 | 25882885.5216 | 48512961.0775 | 10000000 | 2.5728 | 10060.2842 | 18856.2507 | 205.0925 | 384.4102
1 | 2600 | 707 | 0.03 | 15 | 15 | 7 | 1e-13 | 5spot_SharedNeighbor | CO2 | Porous | Wet | R600a | MinimizeLCOE_Brownfield | IgnoreSilica | 2019 | 0.35042 | -0.011378 | 0.00022535 | 4 | 12075277.0348 | 38073343.941 | 246170.8554 | 776176.6142 | 32.7108 | 3.0513 | 40.0726 | 19757.0351 | 0 | 8001.8006 | 0 | 0 | 0 | 16773.4468 | 17367.5902 | 45186.9071 | 30840.9926 | 137927.7724 | 961560.8286 | 9785252.2754 | 9785252.2754 | 9029426.3274 | 4620164.4032 | 0 | 10884740.8765 | 34319583.8825 | 100 | 0.00090141 | 12075277.0348 | 38073343.941 | 246170.8554 | 776176.6142
1 | 2600 | 707 | 0.03 | 15 | 15 | 7 | 1.3335e-13 | 5spot_SharedNeighbor | CO2 | Porous | Wet | R600a | MinimizeLCOE_Brownfield | IgnoreSilica | 2019 | 0.55509 | -0.0017079 | 0.00060135 | 4 | 4566532.3561 | 14309164.587 | 93094.9388 | 291711.6747 | 37.4126 | 3.5675 | 38.0362 | 32805.7507 | 0 | 19036.8899 | 0 | 0 | 0 | 24833.0922 | 29903.5358 | 77802.8661 | 53102.0548 | 237484.1895 | 961560.8286 | 9785252.2754 | 9785252.2754 | 9029426.3274 | 4620164.4032 | 0 | 10984297.2936 | 34419140.2996 | 133.3521 | 0.0024054 | 4566532.3561 | 14309164.587 | 93094.9388 | 291711.6747
1 | 2600 | 707 | 0.03 | 15 | 15 | 7 | 1.7783e-13 | 5spot_SharedNeighbor | CO2 | Porous | Wet | R600a | MinimizeLCOE_Brownfield | IgnoreSilica | 2019 | 0.81087 | 0.015759 | 0.0012785 | 4 | 2171261.3547 | 6753810.5331 | 44264.0996 | 137685.5629 | 40.7182 | 3.9376 | 45.1672 | 48656.562 | 0 | 32783.3299 | 0 | 0 | 0 | 33781.1955 | 44936.2241 | 116914.8374 | 79796.7789 | 356868.9279 | 961560.8286 | 9785252.2754 | 9785252.2754 | 9029426.3274 | 4620164.4032 | 0 | 11103682.0319 | 34538525.0379 | 177.8279 | 0.0051139 | 2171261.3547 | 6753810.5331 | 44264.0996 | 137685.5629
1 | 2600 | 707 | 0.03 | 15 | 15 | 7 | 2.3714e-13 | 5spot_SharedNeighbor | CO2 | Porous | Wet | R600a | MinimizeLCOE_Brownfield | IgnoreSilica | 2019 | 1.1263 | 0.041129 | 0.0023371 | 4 | 1202363.2901 | 3709226.1228 | 24511.802 | 75617.5916 | 43.1073 | 4.2019 | 96.7715 | 66979.8032 | 0 | 49081.8854 | 0 | 0 | 0 | 43179.2319 | 62103.959 | 161581.7621 | 110282.8728 | 493209.5144 | 961560.8286 | 9785252.2754 | 9785252.2754 | 9029426.3274 | 4620164.4032 | 0 | 11240022.6185 | 34674865.6245 | 237.1374 | 0.0093483 | 1202363.2901 | 3709226.1228 | 24511.802 | 75617.5916
1 | 2600 | 707 | 0.03 | 15 | 15 | 7 | 3.1623e-13 | 5spot_SharedNeighbor | CO2 | Porous | Wet | R600a | MinimizeLCOE_Brownfield | IgnoreSilica | 2019 | 1.5347 | 0.076691 | 0.0038837 | 4 | 734044.7125 | 2242583.2272 | 14964.4943 | 45718.0924 | 44.9664 | 4.4017 | 139.3201 | 88896.7598 | 0 | 69106.62 | 0 | 0 | 0 | 53934.11 | 82655.6211 | 215052.971 | 146778.0716 | 656424.1535 | 961560.8286 | 9785252.2754 | 9785252.2754 | 9029426.3274 | 4620164.4032 | 0 | 11403237.2576 | 34838080.2636 | 316.2278 | 0.015535 | 734044.7125 | 2242583.2272 | 14964.4943 | 45718.0924
1 | 2600 | 707 | 0.03 | 15 | 15 | 7 | 4.217e-13 | 5spot_SharedNeighbor | CO2 | Porous | Wet | R600a | MinimizeLCOE_Brownfield | IgnoreSilica | 2019 | 2.0404 | 0.12307 | 0.0060554 | 4 | 478385.6386 | 1445906.2777 | 9752.5383 | 29476.7552 | 46.3733 | 4.5477 | 181.0963 | 113848.1098 | 0 | 92537.9981 | 0 | 0 | 0 | 64959.2317 | 105824.6825 | 275334.1161 | 187921.1918 | 840425.33 | 961560.8286 | 9785252.2754 | 9785252.2754 | 9029426.3274 | 4620164.4032 | 0 | 11587238.434 | 35022081.4401 | 421.6965 | 0.024222 | 478385.6386 | 1445906.2777 | 9752.5383 | 29476.7552
1 | 2600 | 707 | 0.03 | 15 | 15 | 7 | 5.6234e-13 | 5spot_SharedNeighbor | CO2 | Porous | Wet | R600a | MinimizeLCOE_Brownfield | IgnoreSilica | 2019 | 2.7157 | 0.18634 | 0.0090466 | 4 | 326519.7459 | 974134.1577 | 6656.5467 | 19859.0424 | 47.5255 | 4.663 | 48.3163 | 144427.367 | 0 | 122066.1198 | 0 | 0 | 0 | 78575.2841 | 134576.8206 | 350141.2818 | 238978.6195 | 1068765.4929 | 961560.8286 | 9785252.2754 | 9785252.2754 | 9029426.3274 | 4620164.4032 | 0 | 11815578.5969 | 35250421.603 | 562.3413 | 0.036186 | 326519.7459 | 974134.1577 | 6656.5467 | 19859.0424
1 | 2600 | 707 | 0.03 | 15 | 15 | 7 | 7.4989e-13 | 5spot_SharedNeighbor | CO2 | Porous | Wet | R600a | MinimizeLCOE_Brownfield | IgnoreSilica | 2019 | 3.5829 | 0.26899 | 0.013101 | 4 | 230600.4908 | 677779.6165 | 4701.1029 | 13817.4542 | 48.4251 | 4.75 | 50.305 | 180419.6482 | 0 | 157814.1588 | 0 | 0 | 0 | 93769.1373 | 168481.1483 | 438353.3876 | 299185.1943 | 1338022.6745 | 961560.8286 | 9785252.2754 | 9785252.2754 | 9029426.3274 | 4620164.4032 | 0 | 12084835.7786 | 35519678.7846 | 749.8942 | 0.052406 | 230600.4908 | 677779.6165 | 4701.1029 | 13817.4542
1 | 2600 | 707 | 0.03 | 15 | 15 | 7 | 1e-12 | 5spot_SharedNeighbor | CO2 | Porous | Wet | R600a | MinimizeLCOE_Brownfield | IgnoreSilica | 2019 | 4.7233 | 0.37855 | 0.01856 | 4 | 167199.5459 | 482868.1513 | 3408.5889 | 9843.9204 | 49.1405 | 4.8172 | 45.5257 | 223832.838 | 0 | 202155.9978 | 0 | 0 | 0 | 111865.8471 | 209763.3263 | 545761.1467 | 372493.1969 | 1665872.3529 | 961560.8286 | 9785252.2754 | 9785252.2754 | 9029426.3274 | 4620164.4032 | 0 | 12412685.4569 | 35847528.463 | 1000 | 0.074239 | 167199.5459 | 482868.1513 | 3408.5889 | 9843.9204
1 | 2600 | 707 | 0.03 | 15 | 15 | 7 | 1.3335e-12 | 5spot_SharedNeighbor | CO2 | Porous | Wet | R600a | MinimizeLCOE_Brownfield | IgnoreSilica | 2019 | 6.177 | 0.51927 | 0.025836 | 4 | 123824.4428 | 350586.2548 | 2524.3288 | 7147.175 | 49.6896 | 4.8673 | 63.558 | 274667.482 | 0 | 255526.7242 | 0 | 0 | 0 | 131650.9562 | 258119.6133 | 671574.2862 | 458363.2498 | 2049902.3116 | 961560.8286 | 9785252.2754 | 9785252.2754 | 9029426.3274 | 4620164.4032 | 0 | 12796715.4157 | 36231558.4217 | 1333.5214 | 0.10335 | 123824.4428 | 350586.2548 | 2524.3288 | 7147.175
1 | 2600 | 707 | 0.03 | 15 | 15 | 7 | 1.7783e-12 | 5spot_SharedNeighbor | CO2 | Porous | Wet | R600a | MinimizeLCOE_Brownfield | IgnoreSilica | 2019 | 8.0749 | 0.70353 | 0.035517 | 4 | 93349.5784 | 258306.669 | 1903.0574 | 5265.9308 | 50.1192 | 4.9052 | 51.3069 | 335731.965 | 0 | 321395.8523 | 0 | 0 | 0 | 154886.9991 | 316685.7784 | 823951.4343 | 562363.7844 | 2515015.8137 | 961560.8286 | 9785252.2754 | 9785252.2754 | 9029426.3274 | 4620164.4032 | 0 | 13261828.9177 | 36696671.9238 | 1778.2794 | 0.14207 | 93349.5784 | 258306.669 | 1903.0574 | 5265.9308
1 | 2600 | 707 | 0.03 | 15 | 15 | 7 | 2.3714e-12 | 5spot_SharedNeighbor | CO2 | Porous | Wet | R600a | MinimizeLCOE_Brownfield | IgnoreSilica | 2019 | 10.5085 | 0.94053 | 0.048305 | 4 | 71488.807 | 192775.7934 | 1457.396 | 3929.9953 | 50.4457 | 4.9327 | 61.9691 | 407857.1381 | 0 | 401310.0597 | 0 | 0 | 0 | 180780.6405 | 386079.6569 | 1004500.0715 | 685591.9392 | 3066119.506 | 961560.8286 | 9785252.2754 | 9785252.2754 | 9029426.3274 | 4620164.4032 | 0 | 13812932.61 | 37247775.616 | 2371.3737 | 0.19322 | 71488.807 | 192775.7934 | 1457.396 | 3929.9953
1 | 2600 | 707 | 0.03 | 15 | 15 | 7 | 3.1623e-12 | 5spot_SharedNeighbor | CO2 | Porous | Wet | R600a | MinimizeLCOE_Brownfield | IgnoreSilica | 2019 | 13.5977 | 1.2422 | 0.065077 | 4 | 55546.417 | 145573.4404 | 1132.3888 | 2967.7115 | 50.6876 | 4.9514 | 54.1614 | 492348.3326 | 0 | 497442.0215 | 0 | 0 | 0 | 208825.8295 | 467460.3116 | 1216235.8414 | 830105.9529 | 3712418.2894 | 961560.8286 | 9785252.2754 | 9785252.2754 | 9029426.3274 | 4620164.4032 | 0 | 14459231.3935 | 37894074.3995 | 3162.2777 | 0.26031 | 55546.417 | 145573.4404 | 1132.3888 | 2967.7115
1 | 2600 | 707 | 0.03 | 15 | 15 | 7 | 4.217e-12 | 5spot_SharedNeighbor | CO2 | Porous | Wet | R600a | MinimizeLCOE_Brownfield | IgnoreSilica | 2019 | 17.4876 | 1.623 | 0.08689 | 4 | 43766.7198 | 111193.3464 | 892.2438 | 2266.8268 | 50.8592 | 4.9621 | 58.3397 | 590685.4647 | 0 | 612337.1732 | 0 | 0 | 0 | 238505.1161 | 562195.8241 | 1462718.212 | 998335.2355 | 4464777.0256 | 961560.8286 | 9785252.2754 | 9785252.2754 | 9029426.3274 | 4620164.4032 | 0 | 15211590.1297 | 38646433.1357 | 4216.965 | 0.34756 | 43766.7198 | 111193.3464 | 892.2438 | 2266.8268
1 | 2600 | 707 | 0.03 | 15 | 15 | 7 | 5.6234e-12 | 5spot_SharedNeighbor | CO2 | Porous | Wet | R600a | MinimizeLCOE_Brownfield | IgnoreSilica | 2019 | 22.3332 | 2.0986 | 0.11494 | 4 | 34972.676 | 85946.6838 | 712.9653 | 1752.1394 | 50.9685 | 4.9647 | 53.818 | 704057.0836 | 0 | 748435.8063 | 0 | 0 | 0 | 268890.558 | 671339.5447 | 1746687.7845 | 1192150.3038 | 5331561.0808 | 961560.8286 | 9785252.2754 | 9785252.2754 | 9029426.3274 | 4620164.4032 | 0 | 16078374.1849 | 39513217.1909 | 5623.4133 | 0.45974 | 34972.676 | 85946.6838 | 712.9653 | 1752.1394
1 | 2600 | 707 | 0.03 | 15 | 15 | 7 | 7.4989e-12 | 5spot_SharedNeighbor | CO2 | Porous | Wet | R600a | MinimizeLCOE_Brownfield | IgnoreSilica | 2019 | 28.2233 | 2.6784 | 0.15032 | 4 | 28356.7049 | 67332.7718 | 578.0898 | 1372.6696 | 51.0176 | 4.9583 | 70.7088 | 831734.8292 | 0 | 906099.7766 | 0 | 0 | 0 | 297196.3554 | 793662.0748 | 2064945.9162 | 1409368.0182 | 6303006.9703 | 961560.8286 | 9785252.2754 | 9785252.2754 | 9029426.3274 | 4620164.4032 | 0 | 17049820.0744 | 40484663.0804 | 7498.9421 | 0.60126 | 28356.7049 | 67332.7718 | 578.0898 | 1372.6696
1 | 2600 | 707 | 0.03 | 15 | 15 | 7 | 1e-11 | 5spot_SharedNeighbor | CO2 | Porous | Wet | R600a | MinimizeLCOE_Brownfield | IgnoreSilica | 2019 | 35.1512 | 3.363 | 0.19375 | 4 | 23353.8567 | 53592.8805 | 476.1 | 1092.5634 | 51.0063 | 4.9416 | 59.1971 | 971046.3253 | 0 | 1083383.3281 | 0 | 0 | 0 | 319323.8598 | 925763.8702 | 2408647.6899 | 1643951.5411 | 7352116.6143 | 961560.8286 | 9785252.2754 | 9785252.2754 | 9029426.3274 | 4620164.4032 | 0 | 18098929.7184 | 41533772.7244 | 10000 | 0.77499 | 23353.8567 | 53592.8805 | 476.1 | 1092.5634
1 | 2600 | 707 | 0.03 | 15 | 15 | 7 | 1.3335e-11 | 5spot_SharedNeighbor | CO2 | Porous | Wet | R600a | MinimizeLCOE_Brownfield | IgnoreSilica | 2019 | 43.0124 | 4.143 | 0.24522 | 4 | 19561.9464 | 43454.0653 | 398.7967 | 885.8699 | 50.9322 | 4.9133 | 58.1364 | 1117835.3971 | 0 | 1276406.2704 | 0 | 0 | 0 | 330989.9127 | 1062840.3163 | 2765292.4845 | 1887368.9417 | 8440733.3228 | 961560.8286 | 9785252.2754 | 9785252.2754 | 9029426.3274 | 4620164.4032 | 0 | 19187546.4269 | 42622389.4329 | 13335.2143 | 0.98086 | 19561.9464 | 43454.0653 | 398.7967 | 885.8699
1 | 2600 | 707 | 0.03 | 15 | 15 | 7 | 1.7783e-11 | 5spot_SharedNeighbor | CO2 | Porous | Wet | R600a | MinimizeLCOE_Brownfield | IgnoreSilica | 2019 | 51.3922 | 4.979 | 0.30312 | 4 | 16688.7968 | 36017.0909 | 340.2237 | 734.2571 | 50.797 | 4.8734 | 67.3101 | 1263310.3322 | 0 | 1474720.0355 | 0 | 0 | 0 | 325243.7878 | 1194676.9206 | 3108304.2855 | 2121481.5441 | 9487736.9057 | 961560.8286 | 9785252.2754 | 9785252.2754 | 9029426.3274 | 4620164.4032 | 0 | 20234550.0097 | 43669393.0158 | 17782.7941 | 1.2125 | 16688.7968 | 36017.0909 | 340.2237 | 734.2571
1 | 2600 | 707 | 0.03 | 15 | 15 | 7 | 2.3714e-11 | 5spot_SharedNeighbor | CO2 | Porous | Wet | R600a | MinimizeLCOE_Brownfield | IgnoreSilica | 2019 | 59.8233 | 5.8248 | 0.36465 | 4 | 14514.2861 | 30581.017 | 295.8934 | 623.4354 | 50.6071 | 4.8231 | 74.1176 | 1399567.2819 | 0 | 1667992.3853 | 0 | 0 | 0 | 297887.3086 | 1312524.3206 | 3414919.0463 | 2330752.4187 | 10423642.7613 | 961560.8286 | 9785252.2754 | 9785252.2754 | 9029426.3274 | 4620164.4032 | 0 | 21170455.8654 | 44605298.8714 | 23713.7371 | 1.4586 | 14514.2861 | 30581.017 | 295.8934 | 623.4354
1 | 2600 | 707 | 0.03 | 15 | 15 | 7 | 3.1623e-11 | 5spot_SharedNeighbor | CO2 | Porous | Wet | R600a | MinimizeLCOE_Brownfield | IgnoreSilica | 2019 | 67.5749 | 6.6074 | 0.42539 | 4 | 12872.3572 | 26644.9985 | 262.4204 | 543.1943 | 50.3892 | 4.7688 | 62.095 | 1516689.6912 | 0 | 1840949.0004 | 0 | 0 | 0 | 244310.8767 | 1404760.3316 | 3654898.2269 | 2494543.1405 | 11156151.2674 | 961560.8286 | 9785252.2754 | 9785252.2754 | 9029426.3274 | 4620164.4032 | 0 | 21902964.3714 | 45337807.3775 | 31622.7766 | 1.7016 | 12872.3572 | 26644.9985 | 262.4204 | 543.1943
1 | 2600 | 707 | 0.03 | 15 | 15 | 7 | 4.217e-11 | 5spot_SharedNeighbor | CO2 | Porous | Wet | R600a | MinimizeLCOE_Brownfield | IgnoreSilica | 2019 | 73.8741 | 7.2497 | 0.48048 | 4 | 11623.9076 | 23817.3856 | 236.9691 | 485.5496 | 50.1804 | 4.7186 | 63.3646 | 1606323.544 | 0 | 1978588.9196 | 0 | 0 | 0 | 158198.3607 | 1459813.2215 | 3798134.5535 | 2592304.8766 | 11593363.476 | 961560.8286 | 9785252.2754 | 9785252.2754 | 9029426.3274 | 4620164.4032 | 0 | 22340176.58 | 45775019.586 | 42169.6503 | 1.9219 | 11623.9076 | 23817.3856 | 236.9691 | 485.5496
1 | 2600 | 707 | 0.03 | 15 | 15 | 7 | 5.6234e-11 | 5spot_SharedNeighbor | CO2 | Porous | Wet | R600a | MinimizeLCOE_Brownfield | IgnoreSilica | 2019 | 78.3565 | 7.7145 | 0.52649 | 4 | 10606.8202 | 21734.7696 | 216.2344 | 443.0927 | 50.0125 | 4.679 | 56.3864 | 1667059.2115 | 0 | 2075146.6662 | 0 | 0 | 0 | 0 | 1459460.2923 | 3797216.304 | 2591678.1525 | 11590560.6264 | 961560.8286 | 9785252.2754 | 9785252.2754 | 9029426.3274 | 4620164.4032 | 0 | 22337373.7305 | 45772216.7365 | 56234.1325 | 2.1059 | 10606.8202 | 21734.7696 | 216.2344 | 443.0927
1 | 2600 | 707 | 0.03 | 15 | 15 | 7 | 7.4989e-11 | 5spot_SharedNeighbor | CO2 | Porous | Wet | R600a | MinimizeLCOE_Brownfield | IgnoreSilica | 2019 | 91.8721 | 9.0427 | 0.59792 | 4 | 9926.7769 | 19725.1879 | 202.3708 | 402.1246 | 49.4281 | 4.5451 | 59.8686 | 1835902.1535 | 0 | 2359764.0399 | 0 | 0 | 0 | 0 | 1636309.8154 | 4257342.4865 | 2905723.7267 | 12995042.2221 | 961560.8286 | 9785252.2754 | 9785252.2754 | 9029426.3274 | 4620164.4032 | 0 | 23741855.3261 | 47176698.3322 | 74989.4209 | 2.3917 | 9926.7769 | 19725.1879 | 202.3708 | 402.1246
1 | 2600 | 707 | 0.03 | 15 | 15 | 7 | 1e-10 | 5spot_SharedNeighbor | CO2 | Porous | Wet | R600a | MinimizeLCOE_Brownfield | IgnoreSilica | 2019 | 104.4131 | 10.2665 | 0.65514 | 4 | 9525.1442 | 18467.7711 | 194.1829 | 376.4905 | 48.7721 | 4.3995 | 60.9558 | 1973078.5966 | 0 | 2616329.777 | 0 | 0 | 0 | 0 | 1789869.2657 | 4656872.6767 | 3178411.291 | 14214561.6069 | 961560.8286 | 9785252.2754 | 9785252.2754 | 9029426.3274 | 4620164.4032 | 0 | 24961374.7109 | 48396217.717 | 100000 | 2.6206 | 9525.1442 | 18467.7711 | 194.1829 | 376.4905
1 | 2600 | 707 | 0.03 | 15 | 15 | 7 | 1.3335e-10 | 5spot_SharedNeighbor | CO2 | Porous | Wet | R600a | MinimizeLCOE_Brownfield | IgnoreSilica | 2019 | 115.3292 | 11.3233 | 0.69691 | 4 | 9312.4172 | 17719.1581 | 189.8462 | 361.229 | 48.1144 | 4.257 | 53.7722 | 2077182.7803 | 0 | 2834496.3602 | 0 | 0 | 0 | 0 | 1915554.8648 | 4983880.8239 | 3401601.0708 | 15212715.9001 | 961560.8286 | 9785252.2754 | 9785252.2754 | 9029426.3274 | 4620164.4032 | 0 | 25959529.0042 | 49394372.0102 | 133352.1432 | 2.7876 | 9312.4172 | 17719.1581 | 189.8462 | 361.229
1 | 2600 | 707 | 0.03 | 15 | 15 | 7 | 1.7783e-10 | 5spot_SharedNeighbor | CO2 | Porous | Wet | R600a | MinimizeLCOE_Brownfield | IgnoreSilica | 2019 | 124.606 | 12.2158 | 0.72556 | 4 | 9221.0165 | 17295.7158 | 187.9829 | 352.5966 | 47.4848 | 4.123 | 62.0902 | 2153836.8295 | 0 | 3016852.3204 | 0 | 0 | 0 | 0 | 2016568.7685 | 5246698.2804 | 3580979.3853 | 16014935.5841 | 961560.8286 | 9785252.2754 | 9785252.2754 | 9029426.3274 | 4620164.4032 | 0 | 26761748.6882 | 50196591.6942 | 177827.941 | 2.9023 | 9221.0165 | 17295.7158 | 187.9829 | 352.5966
1 | 2600 | 707 | 0.03 | 15 | 15 | 7 | 2.3714e-10 | 5spot_SharedNeighbor | CO2 | Porous | Wet | R600a | MinimizeLCOE_Brownfield | IgnoreSilica | 2019 | 131.3586 | 12.8619 | 0.74215 | 4 | 9202.6059 | 17096.8046 | 187.6076 | 348.5415 | 46.9856 | 4.0184 | 60.0874 | 2202631.2574 | 0 | 3147976.3111 | 0 | 0 | 0 | 0 | 2086736.9517 | 5429261.4998 | 3705582.5338 | 16572188.5538 | 961560.8286 | 9785252.2754 | 9785252.2754 | 9029426.3274 | 4620164.4032 | 0 | 27319001.6578 | 50753844.6639 | 237137.3706 | 2.9686 | 9202.6059 | 17096.8046 | 187.6076 | 348.5415
1 | 2600 | 707 | 0.03 | 15 | 15 | 7 | 3.1623e-10 | 5spot_SharedNeighbor | CO2 | Porous | Wet | R600a | MinimizeLCOE_Brownfield | IgnoreSilica | 2019 | 131.3534 | 12.8609 | 0.74208 | 4 | 9203.1272 | 17098.0747 | 187.6182 | 348.5674 | 46.9846 | 4.0183 | 65.5876 | 2202490.6767 | 0 | 3147779.9549 | 0 | 0 | 0 | 0 | 2086605.5463 | 5428919.6099 | 3705349.1869 | 16571144.9747 | 961560.8286 | 9785252.2754 | 9785252.2754 | 9029426.3274 | 4620164.4032 | 0 | 27317958.0787 | 50752801.0848 | 316227.766 | 2.9683 | 9203.1272 | 17098.0747 | 187.6182 | 348.5674
1 | 2600 | 707 | 0.03 | 15 | 15 | 7 | 4.217e-10 | 5spot_SharedNeighbor | CO2 | Porous | Wet | R600a | MinimizeLCOE_Brownfield | IgnoreSilica | 2019 | 131.3339 | 12.8586 | 0.742 | 4 | 9203.5206 | 17099.3948 | 187.6262 | 348.5943 | 46.985 | 4.0184 | 64.4628 | 2202279.2766 | 0 | 3147333.0102 | 0 | 0 | 0 | 0 | 2086348.7918 | 5428251.5873 | 3704893.2478 | 16569105.9137 | 961560.8286 | 9785252.2754 | 9785252.2754 | 9029426.3274 | 4620164.4032 | 0 | 27315919.0177 | 50750762.0238 | 421696.5034 | 2.968 | 9203.5206 | 17099.3948 | 187.6262 | 348.5943
1 | 2600 | 707 | 0.03 | 15 | 15 | 7 | 5.6234e-10 | 5spot_SharedNeighbor | CO2 | Porous | Wet | R600a | MinimizeLCOE_Brownfield | IgnoreSilica | 2019 | 131.3339 | 12.8584 | 0.74196 | 4 | 9203.817 | 17100.0467 | 187.6323 | 348.6076 | 46.9842 | 4.0183 | 64.4843 | 2202219.8395 | 0 | 3147279.476 | 0 | 0 | 0 | 0 | 2086304.7331 | 5428136.9555 | 3704815.0092 | 16568756.0132 | 961560.8286 | 9785252.2754 | 9785252.2754 | 9029426.3274 | 4620164.4032 | 0 | 27315569.1172 | 50750412.1233 | 562341.3252 | 2.9679 | 9203.817 | 17100.0467 | 187.6323 | 348.6076
1 | 2600 | 707 | 0.03 | 15 | 15 | 7 | 7.4989e-10 | 5spot_SharedNeighbor | CO2 | Porous | Wet | R600a | MinimizeLCOE_Brownfield | IgnoreSilica | 2019 | 131.3138 | 12.8562 | 0.74189 | 4 | 9204.04 | 17101.0077 | 187.6368 | 348.6272 | 46.9851 | 4.0186 | 78.6411 | 2202038.1583 | 0 | 3146850.6921 | 0 | 0 | 0 | 0 | 2086066.6517 | 5427517.5165 | 3704392.2294 | 16566865.2479 | 961560.8286 | 9785252.2754 | 9785252.2754 | 9029426.3274 | 4620164.4032 | 0 | 27313678.352 | 50748521.358 | 749894.2093 | 2.9676 | 9204.04 | 17101.0077 | 187.6368 | 348.6272
1 | 2600 | 707 | 0.03 | 15 | 15 | 7 | 1e-09 | 5spot_SharedNeighbor | CO2 | Porous | Wet | R600a | MinimizeLCOE_Brownfield | IgnoreSilica | 2019 | 131.3138 | 12.8561 | 0.74187 | 4 | 9204.2077 | 17101.3765 | 187.6402 | 348.6347 | 46.9846 | 4.0185 | 79.2836 | 2202004.5356 | 0 | 3146820.4114 | 0 | 0 | 0 | 0 | 2086041.7293 | 5427452.6737 | 3704347.9728 | 16566667.3229 | 961560.8286 | 9785252.2754 | 9785252.2754 | 9029426.3274 | 4620164.4032 | 0 | 27313480.4269 | 50748323.433 | 1000000 | 2.9675 | 9204.2077 | 17101.3765 | 187.6402 | 348.6347
1 | 2600 | 707 | 0.03 | 15 | 15 | 7 | 1.3335e-09 | 5spot_SharedNeighbor | CO2 | Porous | Wet | R600a | MinimizeLCOE_Brownfield | IgnoreSilica | 2019 | 131.3092 | 12.8555 | 0.74185 | 4 | 9204.3338 | 17101.762 | 187.6428 | 348.6426 | 46.9846 | 4.0185 | 79.1554 | 2201947.7272 | 0 | 3146708.1819 | 0 | 0 | 0 | 0 | 2085975.8045 | 5427281.151 | 3704230.905 | 16566143.7696 | 961560.8286 | 9785252.2754 | 9785252.2754 | 9029426.3274 | 4620164.4032 | 0 | 27312956.8737 | 50747799.8797 | 1333521.4322 | 2.9674 | 9204.3338 | 17101.762 | 187.6428 | 348.6426
1 | 2600 | 707 | 0.03 | 15 | 15 | 7 | 1.7783e-09 | 5spot_SharedNeighbor | CO2 | Porous | Wet | R600a | MinimizeLCOE_Brownfield | IgnoreSilica | 2019 | 131.3092 | 12.8554 | 0.74184 | 4 | 9204.4284 | 17101.9702 | 187.6447 | 348.6468 | 46.9844 | 4.0185 | 78.8874 | 2201928.7525 | 0 | 3146691.0945 | 0 | 0 | 0 | 0 | 2085961.7403 | 5427244.5588 | 3704205.9301 | 16566032.0762 | 961560.8286 | 9785252.2754 | 9785252.2754 | 9029426.3274 | 4620164.4032 | 0 | 27312845.1803 | 50747688.1863 | 1778279.41 | 2.9674 | 9204.4284 | 17101.9702 | 187.6447 | 348.6468
1 | 2600 | 707 | 0.03 | 15 | 15 | 7 | 2.3714e-09 | 5spot_SharedNeighbor | CO2 | Porous | Wet | R600a | MinimizeLCOE_Brownfield | IgnoreSilica | 2019 | 131.3092 | 12.8554 | 0.74183 | 4 | 9204.4995 | 17102.1265 | 187.6462 | 348.65 | 46.9842 | 4.0185 | 78.5018 | 2201914.5067 | 0 | 3146678.2658 | 0 | 0 | 0 | 0 | 2085951.1813 | 5427217.0862 | 3704187.1795 | 16565948.2195 | 961560.8286 | 9785252.2754 | 9785252.2754 | 9029426.3274 | 4620164.4032 | 0 | 27312761.3236 | 50747604.3296 | 2371373.7057 | 2.9673 | 9204.4995 | 17102.1265 | 187.6462 | 348.65
1 | 2600 | 707 | 0.03 | 15 | 15 | 7 | 3.1623e-09 | 5spot_SharedNeighbor | CO2 | Porous | Wet | R600a | MinimizeLCOE_Brownfield | IgnoreSilica | 2019 | 131.3092 | 12.8553 | 0.74183 | 4 | 9204.5528 | 17102.2438 | 187.6473 | 348.6524 | 46.984 | 4.0184 | 76.2307 | 2201903.8143 | 0 | 3146668.6373 | 0 | 0 | 0 | 0 | 2085943.2561 | 5427196.4666 | 3704173.1062 | 16565885.2804 | 961560.8286 | 9785252.2754 | 9785252.2754 | 9029426.3274 | 4620164.4032 | 0 | 27312698.3845 | 50747541.3905 | 3162277.6602 | 2.9673 | 9204.5528 | 17102.2438 | 187.6473 | 348.6524
1 | 2600 | 707 | 0.03 | 15 | 15 | 7 | 4.217e-09 | 5spot_SharedNeighbor | CO2 | Porous | Wet | R600a | MinimizeLCOE_Brownfield | IgnoreSilica | 2019 | 131.3092 | 12.8553 | 0.74182 | 4 | 9204.5929 | 17102.3318 | 187.6481 | 348.6542 | 46.9839 | 4.0184 | 77.6461 | 2201895.7908 | 0 | 3146661.4122 | 0 | 0 | 0 | 0 | 2085937.3091 | 5427180.9938 | 3704162.5457 | 16565838.0515 | 961560.8286 | 9785252.2754 | 9785252.2754 | 9029426.3274 | 4620164.4032 | 0 | 27312651.1556 | 50747494.1616 | 4216965.0343 | 2.9673 | 9204.5929 | 17102.3318 | 187.6481 | 348.6542
1 | 2600 | 707 | 0.03 | 15 | 15 | 7 | 5.6234e-09 | 5spot_SharedNeighbor | CO2 | Porous | Wet | R600a | MinimizeLCOE_Brownfield | IgnoreSilica | 2019 | 131.2944 | 12.8538 | 0.74179 | 4 | 9204.6229 | 17102.7447 | 187.6487 | 348.6626 | 46.985 | 4.0187 | 77.6975 | 2201788.8425 | 0 | 3146369.6903 | 0 | 0 | 0 | 0 | 2085781.8278 | 5426776.4633 | 3703886.4453 | 16564603.2692 | 961560.8286 | 9785252.2754 | 9785252.2754 | 9029426.3274 | 4620164.4032 | 0 | 27311416.3733 | 50746259.3793 | 5623413.2519 | 2.9671 | 9204.6229 | 17102.7447 | 187.6487 | 348.6626
1 | 2600 | 707 | 0.03 | 15 | 15 | 7 | 7.4989e-09 | 5spot_SharedNeighbor | CO2 | Porous | Wet | R600a | MinimizeLCOE_Brownfield | IgnoreSilica | 2019 | 131.2944 | 12.8538 | 0.74178 | 4 | 9204.6454 | 17102.7942 | 187.6491 | 348.6636 | 46.9849 | 4.0186 | 77.9381 | 2201784.3285 | 0 | 3146365.6257 | 0 | 0 | 0 | 0 | 2085778.4821 | 5426767.7585 | 3703880.5041 | 16564576.699 | 961560.8286 | 9785252.2754 | 9785252.2754 | 9029426.3274 | 4620164.4032 | 0 | 27311389.803 | 50746232.8091 | 7498942.0933 | 2.9671 | 9204.6454 | 17102.7942 | 187.6491 | 348.6636
1 | 2600 | 707 | 0.03 | 15 | 15 | 7 | 1e-08 | 5spot_SharedNeighbor | CO2 | Porous | Wet | R600a | MinimizeLCOE_Brownfield | IgnoreSilica | 2019 | 131.2944 | 12.8538 | 0.74178 | 4 | 9204.6623 | 17102.8313 | 187.6495 | 348.6643 | 46.9848 | 4.0186 | 76.4097 | 2201780.9425 | 0 | 3146362.5768 | 0 | 0 | 0 | 0 | 2085775.9725 | 5426761.2291 | 3703876.0476 | 16564556.7685 | 961560.8286 | 9785252.2754 | 9785252.2754 | 9029426.3274 | 4620164.4032 | 0 | 27311369.8726 | 50746212.8786 | 10000000 | 2.9671 | 9204.6623 | 17102.8313 | 187.6495 | 348.6643
1 | 2700 | 707 | 0.03 | 15 | 15 | 7 | 1e-13 | 5spot_SharedNeighbor | CO2 | Porous | Wet | R600a | MinimizeLCOE_Brownfield | IgnoreSilica | 2019 | 0.35042 | -0.012735 | 0.00021597 | 4 | 13099275.4188 | 41174253.8194 | 267046.4475 | 839392.8564 | 32.8471 | 3.2992 | 40.5285 | 20623.8832 | 0 | 7478.749 | 0 | 0 | 0 | 18214.1624 | 18063.5499 | 46997.6515 | 32076.8628 | 143454.8588 | 961560.8286 | 10211172.0509 | 10211172.0509 | 9278650.4665 | 4763559.1523 | 0 | 11316187.7383 | 35569569.408 | 100 | 0.00086388 | 13099275.4188 | 41174253.8194 | 267046.4475 | 839392.8564
1 | 2700 | 707 | 0.03 | 15 | 15 | 7 | 1.3335e-13 | 5spot_SharedNeighbor | CO2 | Porous | Wet | R600a | MinimizeLCOE_Brownfield | IgnoreSilica | 2019 | 0.58935 | -0.002063 | 0.00062686 | 4 | 4561584.397 | 14234130.3455 | 92994.0679 | 290182.0002 | 38.4869 | 3.9093 | 29.564 | 36385.8306 | 0 | 20391.1579 | 0 | 0 | 0 | 28844.4545 | 33392.3628 | 86880.0782 | 59297.4386 | 265191.3226 | 961560.8286 | 10211172.0509 | 10211172.0509 | 9278650.4665 | 4763559.1523 | 0 | 11437924.2021 | 35691305.8718 | 133.3521 | 0.0025074 | 4561584.397 | 14234130.3455 | 92994.0679 | 290182.0002
1 | 2700 | 707 | 0.03 | 15 | 15 | 7 | 1.7783e-13 | 5spot_SharedNeighbor | CO2 | Porous | Wet | R600a | MinimizeLCOE_Brownfield | IgnoreSilica | 2019 | 0.85995 | 0.016605 | 0.0013793 | 4 | 2096890.5266 | 6492952.402 | 42747.9496 | 132367.6171 | 42.0025 | 4.2937 | 37.8782 | 53758.5282 | 0 | 35016.3063 | 0 | 0 | 0 | 39067.204 | 49858.395 | 129721.3165 | 88537.464 | 395959.214 | 961560.8286 | 10211172.0509 | 10211172.0509 | 9278650.4665 | 4763559.1523 | 0 | 11568692.0935 | 35822073.7632 | 177.8279 | 0.0055171 | 2096890.5266 | 6492952.402 | 42747.9496 | 132367.6171
1 | 2700 | 707 | 0.03 | 15 | 15 | 7 | 2.3714e-13 | 5spot_SharedNeighbor | CO2 | Porous | Wet | R600a | MinimizeLCOE_Brownfield | IgnoreSilica | 2019 | 1.1847 | 0.043253 | 0.0025627 | 4 | 1142668.3753 | 3508663.0372 | 23294.8404 | 71528.8418 | 44.5108 | 4.563 | 103.1354 | 73336.2116 | 0 | 51910.503 | 0 | 0 | 0 | 49279.89 | 68065.3758 | 177092.1457 | 120869.0283 | 540553.1545 | 961560.8286 | 10211172.0509 | 10211172.0509 | 9278650.4665 | 4763559.1523 | 0 | 11713286.034 | 35966667.7037 | 237.1374 | 0.010251 | 1142668.3753 | 3508663.0372 | 23294.8404 | 71528.8418
1 | 2700 | 707 | 0.03 | 15 | 15 | 7 | 3.1623e-13 | 5spot_SharedNeighbor | CO2 | Porous | Wet | R600a | MinimizeLCOE_Brownfield | IgnoreSilica | 2019 | 1.6125 | 0.081228 | 0.0042981 | 4 | 691611.0153 | 2102320.2638 | 14099.426 | 42858.6422 | 46.5219 | 4.7721 | 149.3139 | 97219.3567 | 0 | 73063.0782 | 0 | 0 | 0 | 61430.3535 | 90367.9875 | 235118.9663 | 160473.5257 | 717673.2679 | 961560.8286 | 10211172.0509 | 10211172.0509 | 9278650.4665 | 4763559.1523 | 0 | 11890406.1474 | 36143787.8171 | 316.2278 | 0.017192 | 691611.0153 | 2102320.2638 | 14099.426 | 42858.6422
1 | 2700 | 707 | 0.03 | 15 | 15 | 7 | 4.217e-13 | 5spot_SharedNeighbor | CO2 | Porous | Wet | R600a | MinimizeLCOE_Brownfield | IgnoreSilica | 2019 | 2.1571 | 0.13207 | 0.0067419 | 4 | 448582.6326 | 1347933.645 | 9144.9637 | 27479.4506 | 48.0849 | 4.9285 | 204.5984 | 125169.6251 | 0 | 98502.4654 | 0 | 0 | 0 | 74813.5499 | 116409.3997 | 302873.3793 | 206717.3048 | 924485.7242 | 961560.8286 | 10211172.0509 | 10211172.0509 | 9278650.4665 | 4763559.1523 | 0 | 12097218.6037 | 36350600.2734 | 421.6965 | 0.026968 | 448582.6326 | 1347933.645 | 9144.9637 | 27479.4506
1 | 2700 | 707 | 0.03 | 15 | 15 | 7 | 5.6234e-13 | 5spot_SharedNeighbor | CO2 | Porous | Wet | R600a | MinimizeLCOE_Brownfield | IgnoreSilica | 2019 | 2.8861 | 0.20177 | 0.010115 | 4 | 305346.0964 | 904792.9948 | 6224.8932 | 18445.429 | 49.3577 | 5.0511 | 42.1208 | 159467.2156 | 0 | 130607.9903 | 0 | 0 | 0 | 91374.9969 | 148765.5791 | 387057.5207 | 264174.7111 | 1181448.0136 | 961560.8286 | 10211172.0509 | 10211172.0509 | 9278650.4665 | 4763559.1523 | 0 | 12354180.8931 | 36607562.5628 | 562.3413 | 0.04046 | 305346.0964 | 904792.9948 | 6224.8932 | 18445.429
1 | 2700 | 707 | 0.03 | 15 | 15 | 7 | 7.4989e-13 | 5spot_SharedNeighbor | CO2 | Porous | Wet | R600a | MinimizeLCOE_Brownfield | IgnoreSilica | 2019 | 3.805 | 0.29148 | 0.014685 | 4 | 215351.0913 | 628237.3467 | 4390.2233 | 12807.4681 | 50.3302 | 5.1415 | 50.3068 | 199080.7536 | 0 | 168746.325 | 0 | 0 | 0 | 109118.4628 | 186008.7612 | 483956.6409 | 330310.3517 | 1477221.2953 | 961560.8286 | 10211172.0509 | 10211172.0509 | 9278650.4665 | 4763559.1523 | 0 | 12649954.1748 | 36903335.8445 | 749.8942 | 0.058741 | 215351.0913 | 628237.3467 | 4390.2233 | 12807.4681
1 | 2700 | 707 | 0.03 | 15 | 15 | 7 | 1e-12 | 5spot_SharedNeighbor | CO2 | Porous | Wet | R600a | MinimizeLCOE_Brownfield | IgnoreSilica | 2019 | 5.0003 | 0.4093 | 0.020831 | 4 | 156078.2614 | 447145.8478 | 3181.8665 | 9115.6729 | 51.0984 | 5.2108 | 50.1641 | 246388.8684 | 0 | 215564.615 | 0 | 0 | 0 | 129726.2272 | 230755.0871 | 600377.4023 | 409769.9136 | 1832582.1135 | 961560.8286 | 10211172.0509 | 10211172.0509 | 9278650.4665 | 4763559.1523 | 0 | 13005314.993 | 37258696.6627 | 1000 | 0.083326 | 156078.2614 | 447145.8478 | 3181.8665 | 9115.6729
1 | 2700 | 707 | 0.03 | 15 | 15 | 7 | 1.3335e-12 | 5spot_SharedNeighbor | CO2 | Porous | Wet | R600a | MinimizeLCOE_Brownfield | IgnoreSilica | 2019 | 6.5519 | 0.56317 | 0.029042 | 4 | 115622.5718 | 324400.7428 | 2357.1225 | 6613.3479 | 51.6996 | 5.2634 | 58.4106 | 302818.4369 | 0 | 272954.7275 | 0 | 0 | 0 | 153560.6202 | 284440.176 | 740054.9912 | 505102.7381 | 2258931.6899 | 961560.8286 | 10211172.0509 | 10211172.0509 | 9278650.4665 | 4763559.1523 | 0 | 13431664.5694 | 37685046.2391 | 1333.5214 | 0.11617 | 115622.5718 | 324400.7428 | 2357.1225 | 6613.3479
1 | 2700 | 707 | 0.03 | 15 | 15 | 7 | 1.7783e-12 | 5spot_SharedNeighbor | CO2 | Porous | Wet | R600a | MinimizeLCOE_Brownfield | IgnoreSilica | 2019 | 8.5398 | 0.76127 | 0.039934 | 4 | 87242.0611 | 239076.4951 | 1778.5474 | 4873.8977 | 52.1616 | 5.3025 | 56.8296 | 369363.6119 | 0 | 342473.9821 | 0 | 0 | 0 | 180223.6883 | 347903.9001 | 905174.5831 | 617800.2524 | 2762940.0178 | 961560.8286 | 10211172.0509 | 10211172.0509 | 9278650.4665 | 4763559.1523 | 0 | 13935672.8972 | 38189054.567 | 1778.2794 | 0.15974 | 87242.0611 | 239076.4951 | 1778.5474 | 4873.8977
1 | 2700 | 707 | 0.03 | 15 | 15 | 7 | 2.3714e-12 | 5spot_SharedNeighbor | CO2 | Porous | Wet | R600a | MinimizeLCOE_Brownfield | IgnoreSilica | 2019 | 11.0956 | 1.0167 | 0.054317 | 4 | 66901.3194 | 178529.8092 | 1363.8739 | 3639.5716 | 52.5152 | 5.3309 | 46.5765 | 448236.6296 | 0 | 427083.3094 | 0 | 0 | 0 | 210426.707 | 423441.192 | 1101707.1217 | 751937.7484 | 3362832.7081 | 961560.8286 | 10211172.0509 | 10211172.0509 | 9278650.4665 | 4763559.1523 | 0 | 14535565.5876 | 38788947.2573 | 2371.3737 | 0.21727 | 66901.3194 | 178529.8092 | 1363.8739 | 3639.5716
1 | 2700 | 707 | 0.03 | 15 | 15 | 7 | 3.1623e-12 | 5spot_SharedNeighbor | CO2 | Porous | Wet | R600a | MinimizeLCOE_Brownfield | IgnoreSilica | 2019 | 14.3601 | 1.3437 | 0.073191 | 4 | 52073.5103 | 134916.8157 | 1061.5889 | 2750.4618 | 52.779 | 5.3501 | 54.0888 | 541227.5302 | 0 | 529506.6409 | 0 | 0 | 0 | 244114.0465 | 512790.8048 | 1334176.4863 | 910602.8665 | 4072418.3752 | 961560.8286 | 10211172.0509 | 10211172.0509 | 9278650.4665 | 4763559.1523 | 0 | 15245151.2547 | 39498532.9244 | 3162.2777 | 0.29276 | 52073.5103 | 134916.8157 | 1061.5889 | 2750.4618
1 | 2700 | 707 | 0.03 | 15 | 15 | 7 | 4.217e-12 | 5spot_SharedNeighbor | CO2 | Porous | Wet | R600a | MinimizeLCOE_Brownfield | IgnoreSilica | 2019 | 18.4498 | 1.7546 | 0.097683 | 4 | 41118.2772 | 103189.798 | 838.2517 | 2103.6636 | 52.965 | 5.3606 | 45.8882 | 648926.0388 | 0 | 651317.2676 | 0 | 0 | 0 | 279713.9857 | 616183.3439 | 1603182.6642 | 1094205.1105 | 4893528.4106 | 961560.8286 | 10211172.0509 | 10211172.0509 | 9278650.4665 | 4763559.1523 | 0 | 16066261.2901 | 40319642.9598 | 4216.965 | 0.39073 | 41118.2772 | 103189.798 | 838.2517 | 2103.6636
1 | 2700 | 707 | 0.03 | 15 | 15 | 7 | 5.6234e-12 | 5spot_SharedNeighbor | CO2 | Porous | Wet | R600a | MinimizeLCOE_Brownfield | IgnoreSilica | 2019 | 23.5272 | 2.2661 | 0.1291 | 4 | 32938.8419 | 79906.5131 | 671.5028 | 1629.0024 | 53.0829 | 5.3623 | 45.85 | 772707.8656 | 0 | 795160.7977 | 0 | 0 | 0 | 316503.1859 | 734905.0212 | 1912072.1154 | 1305028.5079 | 5836377.4936 | 961560.8286 | 10211172.0509 | 10211172.0509 | 9278650.4665 | 4763559.1523 | 0 | 17009110.3731 | 41262492.0428 | 5623.4133 | 0.51638 | 32938.8419 | 79906.5131 | 671.5028 | 1629.0024
1 | 2700 | 707 | 0.03 | 15 | 15 | 7 | 7.4989e-12 | 5spot_SharedNeighbor | CO2 | Porous | Wet | R600a | MinimizeLCOE_Brownfield | IgnoreSilica | 2019 | 29.6756 | 2.8875 | 0.16859 | 4 | 26784.3472 | 62749.1699 | 546.0351 | 1279.2267 | 53.1352 | 5.3541 | 55.3156 | 911633.6202 | 0 | 961236.4615 | 0 | 0 | 0 | 351573.7468 | 867533.0931 | 2257143.1528 | 1540546.5814 | 6889666.6557 | 961560.8286 | 10211172.0509 | 10211172.0509 | 9278650.4665 | 4763559.1523 | 0 | 18062399.5352 | 42315781.2049 | 7498.9421 | 0.67436 | 26784.3472 | 62749.1699 | 546.0351 | 1279.2267
1 | 2700 | 707 | 0.03 | 15 | 15 | 7 | 1e-11 | 5spot_SharedNeighbor | CO2 | Porous | Wet | R600a | MinimizeLCOE_Brownfield | IgnoreSilica | 2019 | 36.8808 | 3.6185 | 0.21686 | 4 | 22130.4671 | 50089.6114 | 451.1595 | 1021.1445 | 53.1217 | 5.3346 | 65.387 | 1062710.3972 | 0 | 1147381.5364 | 0 | 0 | 0 | 380757.1108 | 1010431.1273 | 2628934.5253 | 1794301.8327 | 8024516.5296 | 961560.8286 | 10211172.0509 | 10211172.0509 | 9278650.4665 | 4763559.1523 | 0 | 19197249.4091 | 43450631.0788 | 10000 | 0.86746 | 22130.4671 | 50089.6114 | 451.1595 | 1021.1445
1 | 2700 | 707 | 0.03 | 15 | 15 | 7 | 1.3335e-11 | 5spot_SharedNeighbor | CO2 | Porous | Wet | R600a | MinimizeLCOE_Brownfield | IgnoreSilica | 2019 | 45.0003 | 4.4461 | 0.2737 | 4 | 18604.3575 | 40757.3087 | 379.275 | 830.8929 | 53.0407 | 5.3024 | 57.0752 | 1220856.2934 | 0 | 1348776.7598 | 0 | 0 | 0 | 399318.3348 | 1157891.0413 | 3012594.9733 | 2056157.9719 | 9195595.3745 | 961560.8286 | 10211172.0509 | 10211172.0509 | 9278650.4665 | 4763559.1523 | 0 | 20368328.254 | 44621709.9237 | 13335.2143 | 1.0948 | 18604.3575 | 40757.3087 | 379.275 | 830.8929
1 | 2700 | 707 | 0.03 | 15 | 15 | 7 | 1.7783e-11 | 5spot_SharedNeighbor | CO2 | Porous | Wet | R600a | MinimizeLCOE_Brownfield | IgnoreSilica | 2019 | 53.6165 | 5.329 | 0.33722 | 4 | 15935.187 | 33915.7397 | 324.8603 | 691.4182 | 52.8939 | 5.2576 | 70.7825 | 1376923.5809 | 0 | 1554881.7306 | 0 | 0 | 0 | 400734.6785 | 1299690.5961 | 3381528.3278 | 2307962.5672 | 10321721.4811 | 961560.8286 | 10211172.0509 | 10211172.0509 | 9278650.4665 | 4763559.1523 | 0 | 21494454.3606 | 45747836.0303 | 17782.7941 | 1.3489 | 15935.187 | 33915.7397 | 324.8603 | 691.4182
1 | 2700 | 707 | 0.03 | 15 | 15 | 7 | 2.3714e-11 | 5spot_SharedNeighbor | CO2 | Porous | Wet | R600a | MinimizeLCOE_Brownfield | IgnoreSilica | 2019 | 62.2157 | 6.215 | 0.4041 | 4 | 13919.9087 | 28924.3849 | 283.7762 | 589.6627 | 52.6909 | 5.2024 | 67.823 | 1522014.9978 | 0 | 1754218.1339 | 0 | 0 | 0 | 381053.2103 | 1426341.6733 | 3711048.4511 | 2532866.8223 | 11327543.2887 | 961560.8286 | 10211172.0509 | 10211172.0509 | 9278650.4665 | 4763559.1523 | 0 | 22500276.1681 | 46753657.8379 | 23713.7371 | 1.6164 | 13919.9087 | 28924.3849 | 283.7762 | 589.6627
1 | 2700 | 707 | 0.03 | 15 | 15 | 7 | 3.1623e-11 | 5spot_SharedNeighbor | CO2 | Porous | Wet | R600a | MinimizeLCOE_Brownfield | IgnoreSilica | 2019 | 70.2324 | 7.0458 | 0.47017 | 4 | 12400.1991 | 25296.3988 | 252.7948 | 515.7013 | 52.4516 | 5.1411 | 64.7991 | 1648341.4947 | 0 | 1935244.8165 | 0 | 0 | 0 | 338546.4542 | 1529631.7785 | 3979788.117 | 2716287.1663 | 12147839.8272 | 961560.8286 | 10211172.0509 | 10211172.0509 | 9278650.4665 | 4763559.1523 | 0 | 23320572.7067 | 47573954.3764 | 31622.7766 | 1.8807 | 12400.1991 | 25296.3988 | 252.7948 | 515.7013
1 | 2700 | 707 | 0.03 | 15 | 15 | 7 | 4.217e-11 | 5spot_SharedNeighbor | CO2 | Porous | Wet | R600a | MinimizeLCOE_Brownfield | IgnoreSilica | 2019 | 77.1682 | 7.7688 | 0.53119 | 4 | 11255.5969 | 22670.2612 | 229.4606 | 462.1639 | 52.2084 | 5.0813 | 62.9279 | 1751074.3314 | 0 | 2088503.1599 | 0 | 0 | 0 | 274605.9048 | 1604531.5245 | 4174661.892 | 2849292.522 | 12742669.3346 | 961560.8286 | 10211172.0509 | 10211172.0509 | 9278650.4665 | 4763559.1523 | 0 | 23915402.2141 | 48168783.8838 | 42169.6503 | 2.1248 | 11255.5969 | 22670.2612 | 229.4606 | 462.1639
1 | 2700 | 707 | 0.03 | 15 | 15 | 7 | 5.6234e-11 | 5spot_SharedNeighbor | CO2 | Porous | Wet | R600a | MinimizeLCOE_Brownfield | IgnoreSilica | 2019 | 82.5512 | 8.3355 | 0.58357 | 4 | 10386.3103 | 20776.4703 | 211.739 | 423.5564 | 51.9954 | 5.0302 | 68.4129 | 1826657.0855 | 0 | 2205536.9383 | 0 | 0 | 0 | 188210.2632 | 1645957.6719 | 4282444.23 | 2922856.1824 | 13071662.3713 | 961560.8286 | 10211172.0509 | 10211172.0509 | 9278650.4665 | 4763559.1523 | 0 | 24244395.2508 | 48497776.9205 | 56234.1325 | 2.3343 | 10386.3103 | 20776.4703 | 211.739 | 423.5564
1 | 2700 | 707 | 0.03 | 15 | 15 | 7 | 7.4989e-11 | 5spot_SharedNeighbor | CO2 | Porous | Wet | R600a | MinimizeLCOE_Brownfield | IgnoreSilica | 2019 | 83.0311 | 8.4125 | 0.61258 | 4 | 9677.6931 | 19575.6961 | 197.2929 | 399.077 | 51.9729 | 5.0248 | 63.8175 | 1833103.0978 | 0 | 2215908.7086 | 0 | 0 | 0 | 0 | 1579114.6045 | 4108532.2799 | 2804157.703 | 12540816.3938 | 961560.8286 | 10211172.0509 | 10211172.0509 | 9278650.4665 | 4763559.1523 | 0 | 23713549.2733 | 47966930.943 | 74989.4209 | 2.4503 | 9677.6931 | 19575.6961 | 197.2929 | 399.077
1 | 2700 | 707 | 0.03 | 15 | 15 | 7 | 1e-10 | 5spot_SharedNeighbor | CO2 | Porous | Wet | R600a | MinimizeLCOE_Brownfield | IgnoreSilica | 2019 | 94.8144 | 9.6028 | 0.68065 | 4 | 9168.5246 | 18076.7166 | 186.9128 | 368.5183 | 51.431 | 4.8983 | 65.3157 | 1985453.4922 | 0 | 2466693.6441 | 0 | 0 | 0 | 0 | 1736337.3832 | 4517593.6992 | 3083350.527 | 13789428.7458 | 961560.8286 | 10211172.0509 | 10211172.0509 | 9278650.4665 | 4763559.1523 | 0 | 24962161.6253 | 49215543.295 | 100000 | 2.7226 | 9168.5246 | 18076.7166 | 186.9128 | 368.5183
1 | 2700 | 707 | 0.03 | 15 | 15 | 7 | 1.3335e-10 | 5spot_SharedNeighbor | CO2 | Porous | Wet | R600a | MinimizeLCOE_Brownfield | IgnoreSilica | 2019 | 105.2633 | 10.652 | 0.73411 | 4 | 8857.406 | 17116.8785 | 180.5702 | 348.9507 | 50.8672 | 4.7701 | 51.1797 | 2106298.173 | 0 | 2683894.1354 | 0 | 0 | 0 | 0 | 1868175.0003 | 4860608.1353 | 3317464.9279 | 14836440.3718 | 961560.8286 | 10211172.0509 | 10211172.0509 | 9278650.4665 | 4763559.1523 | 0 | 26009173.2513 | 50262554.921 | 133352.1432 | 2.9364 | 8857.406 | 17116.8785 | 180.5702 | 348.9507
1 | 2700 | 707 | 0.03 | 15 | 15 | 7 | 1.7783e-10 | 5spot_SharedNeighbor | CO2 | Porous | Wet | R600a | MinimizeLCOE_Brownfield | IgnoreSilica | 2019 | 114.0944 | 11.5335 | 0.77364 | 4 | 8676.8615 | 16514.2642 | 176.8896 | 336.6656 | 50.3299 | 4.6504 | 54.2312 | 2197912.8888 | 0 | 2864124.0586 | 0 | 0 | 0 | 0 | 1974194.4095 | 5136448.8905 | 3505731.9112 | 15678412.1586 | 961560.8286 | 10211172.0509 | 10211172.0509 | 9278650.4665 | 4763559.1523 | 0 | 26851145.038 | 51104526.7078 | 177827.941 | 3.0946 | 8676.8615 | 16514.2642 | 176.8896 | 336.6656
1 | 2700 | 707 | 0.03 | 15 | 15 | 7 | 2.3714e-10 | 5spot_SharedNeighbor | CO2 | Porous | Wet | R600a | MinimizeLCOE_Brownfield | IgnoreSilica | 2019 | 121.1838 | 12.2368 | 0.80147 | 4 | 8577.7544 | 16143.0683 | 174.8691 | 329.0983 | 49.8619 | 4.5481 | 56.254 | 2264595.8705 | 0 | 3006653.8826 | 0 | 0 | 0 | 0 | 2055787.4037 | 5348737.1244 | 3650622.993 | 16326397.2741 | 961560.8286 | 10211172.0509 | 10211172.0509 | 9278650.4665 | 4763559.1523 | 0 | 27499130.1536 | 51752511.8233 | 237137.3706 | 3.2059 | 8577.7544 | 16143.0683 | 174.8691 | 329.0983
1 | 2700 | 707 | 0.03 | 15 | 15 | 7 | 3.1623e-10 | 5spot_SharedNeighbor | CO2 | Porous | Wet | R600a | MinimizeLCOE_Brownfield | IgnoreSilica | 2019 | 126.9838 | 12.8103 | 0.82111 | 4 | 8528.1898 | 15912.4817 | 173.8587 | 324.3975 | 49.4467 | 4.4581 | 55.9815 | 2314078.6515 | 0 | 3122263.8837 | 0 | 0 | 0 | 0 | 2120173.5888 | 5516256.7705 | 3764958.5936 | 16837731.4882 | 961560.8286 | 10211172.0509 | 10211172.0509 | 9278650.4665 | 4763559.1523 | 0 | 28010464.3677 | 52263846.0374 | 316227.766 | 3.2845 | 8528.1898 | 15912.4817 | 173.8587 | 324.3975
1 | 2700 | 707 | 0.03 | 15 | 15 | 7 | 4.217e-10 | 5spot_SharedNeighbor | CO2 | Porous | Wet | R600a | MinimizeLCOE_Brownfield | IgnoreSilica | 2019 | 131.4124 | 13.2463 | 0.83435 | 4 | 8506.5479 | 15773.7089 | 173.4175 | 321.5684 | 49.1148 | 4.387 | 51.7273 | 2349011.3069 | 0 | 3209775.1881 | 0 | 0 | 0 | 0 | 2167926.733 | 5640500.6564 | 3849757.5987 | 17216971.4832 | 961560.8286 | 10211172.0509 | 10211172.0509 | 9278650.4665 | 4763559.1523 | 0 | 28389704.3626 | 52643086.0324 | 421696.5034 | 3.3374 | 8506.5479 | 15773.7089 | 173.4175 | 321.5684
1 | 2700 | 707 | 0.03 | 15 | 15 | 7 | 5.6234e-10 | 5spot_SharedNeighbor | CO2 | Porous | Wet | R600a | MinimizeLCOE_Brownfield | IgnoreSilica | 2019 | 134.9032 | 13.5891 | 0.84356 | 4 | 8500.1779 | 15687.9713 | 173.2876 | 319.8205 | 48.8419 | 4.329 | 58.3665 | 2374655.6794 | 0 | 3278403.154 | 0 | 0 | 0 | 0 | 2204692.945 | 5736158.7982 | 3915046.2461 | 17508956.8227 | 961560.8286 | 10211172.0509 | 10211172.0509 | 9278650.4665 | 4763559.1523 | 0 | 28681689.7022 | 52935071.3719 | 562341.3252 | 3.3742 | 8500.1779 | 15687.9713 | 173.2876 | 319.8205
1 | 2700 | 707 | 0.03 | 15 | 15 | 7 | 7.4989e-10 | 5spot_SharedNeighbor | CO2 | Porous | Wet | R600a | MinimizeLCOE_Brownfield | IgnoreSilica | 2019 | 135.6434 | 13.6619 | 0.84525 | 4 | 8501.1299 | 15674.5239 | 173.307 | 319.5464 | 48.7802 | 4.3159 | 72.514 | 2379715.6164 | 0 | 3292971.11 | 0 | 0 | 0 | 0 | 2212347.8233 | 5756075.2212 | 3928639.614 | 17569749.3848 | 961560.8286 | 10211172.0509 | 10211172.0509 | 9278650.4665 | 4763559.1523 | 0 | 28742482.2643 | 52995863.934 | 749894.2093 | 3.381 | 8501.1299 | 15674.5239 | 173.307 | 319.5464
1 | 2700 | 707 | 0.03 | 15 | 15 | 7 | 1e-09 | 5spot_SharedNeighbor | CO2 | Porous | Wet | R600a | MinimizeLCOE_Brownfield | IgnoreSilica | 2019 | 135.6434 | 13.6617 | 0.84523 | 4 | 8501.2802 | 15674.8537 | 173.3101 | 319.5531 | 48.7798 | 4.3159 | 71.39 | 2379679.356 | 0 | 3292938.9802 | 0 | 0 | 0 | 0 | 2212321.1511 | 5756005.8257 | 3928592.2502 | 17569537.5632 | 961560.8286 | 10211172.0509 | 10211172.0509 | 9278650.4665 | 4763559.1523 | 0 | 28742270.4427 | 52995652.1124 | 1000000 | 3.3809 | 8501.2802 | 15674.8537 | 173.3101 | 319.5531
1 | 2700 | 707 | 0.03 | 15 | 15 | 7 | 1.3335e-09 | 5spot_SharedNeighbor | CO2 | Porous | Wet | R600a | MinimizeLCOE_Brownfield | IgnoreSilica | 2019 | 135.6434 | 13.6616 | 0.84522 | 4 | 8501.3931 | 15675.1016 | 173.3124 | 319.5581 | 48.7794 | 4.3158 | 71.1427 | 2379652.1087 | 0 | 3292914.8367 | 0 | 0 | 0 | 0 | 2212301.1087 | 5755953.6794 | 3928556.6592 | 17569378.3926 | 961560.8286 | 10211172.0509 | 10211172.0509 | 9278650.4665 | 4763559.1523 | 0 | 28742111.2721 | 52995492.9418 | 1333521.4322 | 3.3809 | 8501.3931 | 15675.1016 | 173.3124 | 319.5581
1 | 2700 | 707 | 0.03 | 15 | 15 | 7 | 1.7783e-09 | 5spot_SharedNeighbor | CO2 | Porous | Wet | R600a | MinimizeLCOE_Brownfield | IgnoreSilica | 2019 | 135.6387 | 13.661 | 0.84519 | 4 | 8501.4778 | 15675.3831 | 173.3141 | 319.5639 | 48.7795 | 4.3158 | 73.52 | 2379599.1384 | 0 | 3292805.9072 | 0 | 0 | 0 | 0 | 2212237.9678 | 5755789.3998 | 3928444.535 | 17568876.9482 | 961560.8286 | 10211172.0509 | 10211172.0509 | 9278650.4665 | 4763559.1523 | 0 | 28741609.8277 | 52994991.4974 | 1778279.41 | 3.3808 | 8501.4778 | 15675.3831 | 173.3141 | 319.5639
1 | 2700 | 707 | 0.03 | 15 | 15 | 7 | 2.3714e-09 | 5spot_SharedNeighbor | CO2 | Porous | Wet | R600a | MinimizeLCOE_Brownfield | IgnoreSilica | 2019 | 135.6387 | 13.6609 | 0.84519 | 4 | 8501.5415 | 15675.5229 | 173.3154 | 319.5667 | 48.7793 | 4.3158 | 72.6449 | 2379583.7766 | 0 | 3292792.2954 | 0 | 0 | 0 | 0 | 2212226.6681 | 5755760.0003 | 3928424.4692 | 17568787.2095 | 961560.8286 | 10211172.0509 | 10211172.0509 | 9278650.4665 | 4763559.1523 | 0 | 28741520.089 | 52994901.7587 | 2371373.7057 | 3.3807 | 8501.5415 | 15675.5229 | 173.3154 | 319.5667
1 | 2700 | 707 | 0.03 | 15 | 15 | 7 | 3.1623e-09 | 5spot_SharedNeighbor | CO2 | Porous | Wet | R600a | MinimizeLCOE_Brownfield | IgnoreSilica | 2019 | 135.6387 | 13.6609 | 0.84518 | 4 | 8501.5893 | 15675.6278 | 173.3164 | 319.5689 | 48.7791 | 4.3158 | 72.1089 | 2379572.2468 | 0 | 3292782.0792 | 0 | 0 | 0 | 0 | 2212218.1871 | 5755737.9345 | 3928409.4089 | 17568719.8565 | 961560.8286 | 10211172.0509 | 10211172.0509 | 9278650.4665 | 4763559.1523 | 0 | 28741452.736 | 52994834.4057 | 3162277.6602 | 3.3807 | 8501.5893 | 15675.6278 | 173.3164 | 319.5689
1 | 2700 | 707 | 0.03 | 15 | 15 | 7 | 4.217e-09 | 5spot_SharedNeighbor | CO2 | Porous | Wet | R600a | MinimizeLCOE_Brownfield | IgnoreSilica | 2019 | 135.6387 | 13.6608 | 0.84517 | 4 | 8501.6251 | 15675.7065 | 173.3171 | 319.5705 | 48.779 | 4.3158 | 72.3567 | 2379563.595 | 0 | 3292774.4131 | 0 | 0 | 0 | 0 | 2212211.8232 | 5755721.3768 | 3928398.1079 | 17568669.316 | 961560.8286 | 10211172.0509 | 10211172.0509 | 9278650.4665 | 4763559.1523 | 0 | 28741402.1954 | 52994783.8652 | 4216965.0343 | 3.3807 | 8501.6251 | 15675.7065 | 173.3171 | 319.5705
1 | 2700 | 707 | 0.03 | 15 | 15 | 7 | 5.6234e-09 | 5spot_SharedNeighbor | CO2 | Porous | Wet | R600a | MinimizeLCOE_Brownfield | IgnoreSilica | 2019 | 135.6387 | 13.6608 | 0.84517 | 4 | 8501.652 | 15675.7656 | 173.3177 | 319.5717 | 48.7789 | 4.3158 | 70.6279 | 2379557.1039 | 0 | 3292768.6615 | 0 | 0 | 0 | 0 | 2212207.0485 | 5755708.9542 | 3928389.6292 | 17568631.3973 | 961560.8286 | 10211172.0509 | 10211172.0509 | 9278650.4665 | 4763559.1523 | 0 | 28741364.2768 | 52994745.9465 | 5623413.2519 | 3.3807 | 8501.652 | 15675.7656 | 173.3177 | 319.5717
1 | 2700 | 707 | 0.03 | 15 | 15 | 7 | 7.4989e-09 | 5spot_SharedNeighbor | CO2 | Porous | Wet | R600a | MinimizeLCOE_Brownfield | IgnoreSilica | 2019 | 135.6387 | 13.6608 | 0.84517 | 4 | 8501.6722 | 15675.8099 | 173.3181 | 319.5726 | 48.7788 | 4.3158 | 71.6786 | 2379552.2345 | 0 | 3292764.3469 | 0 | 0 | 0 | 0 | 2212203.4667 | 5755699.6351 | 3928383.2688 | 17568602.952 | 961560.8286 | 10211172.0509 | 10211172.0509 | 9278650.4665 | 4763559.1523 | 0 | 28741335.8315 | 52994717.5012 | 7498942.0933 | 3.3807 | 8501.6722 | 15675.8099 | 173.3181 | 319.5726
1 | 2700 | 707 | 0.03 | 15 | 15 | 7 | 1e-08 | 5spot_SharedNeighbor | CO2 | Porous | Wet | R600a | MinimizeLCOE_Brownfield | IgnoreSilica | 2019 | 135.6387 | 13.6608 | 0.84517 | 4 | 8501.6873 | 15675.8431 | 173.3184 | 319.5733 | 48.7788 | 4.3158 | 71.7716 | 2379548.5819 | 0 | 3292761.1105 | 0 | 0 | 0 | 0 | 2212200.78 | 5755692.6449 | 3928378.4978 | 17568581.6151 | 961560.8286 | 10211172.0509 | 10211172.0509 | 9278650.4665 | 4763559.1523 | 0 | 28741314.4946 | 52994696.1643 | 10000000 | 3.3807 | 8501.6873 | 15675.8431 | 173.3184 | 319.5733
1 | 2800 | 707 | 0.03 | 15 | 15 | 7 | 1e-13 | 5spot_SharedNeighbor | CO2 | Porous | Wet | R600a | MinimizeLCOE_Brownfield | IgnoreSilica | 2019 | 0.36987 | -0.01373 | 0.00020624 | 4 | 14260539.302 | 44668905.5182 | 290720.3825 | 910636.0582 | 33.5939 | 3.6142 | 42.4757 | 22767.6642 | 0 | 7986.6151 | 0 | 0 | 0 | 20860.6272 | 20129.8135 | 52373.6456 | 35746.0893 | 159864.4549 | 961560.8286 | 10642951.9172 | 10642951.9172 | 9533441.692 | 4909297.9377 | 0 | 11764377.2006 | 36850068.7475 | 100 | 0.00082496 | 14260539.302 | 44668905.5182 | 290720.3825 | 910636.0582
1 | 2800 | 707 | 0.03 | 15 | 15 | 7 | 1.3335e-13 | 5spot_SharedNeighbor | CO2 | Porous | Wet | R600a | MinimizeLCOE_Brownfield | IgnoreSilica | 2019 | 0.6088 | -0.0030589 | 0.00065406 | 4 | 4544373.016 | 14132779.2967 | 92643.1907 | 288115.822 | 39.2985 | 4.2243 | 31.8748 | 39063.6621 | 0 | 20957.6383 | 0 | 0 | 0 | 31903.4775 | 35850.6634 | 93276.0722 | 63662.8359 | 284714.3495 | 961560.8286 | 10642951.9172 | 10642951.9172 | 9533441.692 | 4909297.9377 | 0 | 11889227.0953 | 36974918.6422 | 133.3521 | 0.0026163 | 4544373.016 | 14132779.2967 | 92643.1907 | 288115.822
1 | 2800 | 707 | 0.03 | 15 | 15 | 7 | 1.7783e-13 | 5spot_SharedNeighbor | CO2 | Porous | Wet | R600a | MinimizeLCOE_Brownfield | IgnoreSilica | 2019 | 0.90348 | 0.017184 | 0.0014891 | 4 | 2020830.512 | 6232254.0885 | 41197.3634 | 127052.9293 | 43.2265 | 4.6451 | 43.4128 | 58657.4502 | 0 | 36993.6502 | 0 | 0 | 0 | 44063.2297 | 54488.5887 | 141768.1307 | 96759.6623 | 432730.7118 | 961560.8286 | 10642951.9172 | 10642951.9172 | 9533441.692 | 4909297.9377 | 0 | 12037243.4576 | 37122935.0045 | 177.8279 | 0.0059566 | 2020830.512 | 6232254.0885 | 41197.3634 | 127052.9293
1 | 2800 | 707 | 0.03 | 15 | 15 | 7 | 2.3714e-13 | 5spot_SharedNeighbor | CO2 | Porous | Wet | R600a | MinimizeLCOE_Brownfield | IgnoreSilica | 2019 | 1.2625 | 0.046841 | 0.0028117 | 4 | 1085109.7392 | 3315582.5704 | 22121.4298 | 67592.6354 | 46.0281 | 4.9377 | 111.0504 | 81043.7225 | 0 | 55789.0996 | 0 | 0 | 0 | 56727.1085 | 75488.3729 | 196405.2616 | 134050.6267 | 599504.1918 | 961560.8286 | 10642951.9172 | 10642951.9172 | 9533441.692 | 4909297.9377 | 0 | 12204016.9376 | 37289708.4845 | 237.1374 | 0.011247 | 1085109.7392 | 3315582.5704 | 22121.4298 | 67592.6354
1 | 2800 | 707 | 0.03 | 15 | 15 | 7 | 3.1623e-13 | 5spot_SharedNeighbor | CO2 | Porous | Wet | R600a | MinimizeLCOE_Brownfield | IgnoreSilica | 2019 | 1.7098 | 0.087452 | 0.0047545 | 4 | 651734.7377 | 1970789.0679 | 13286.4942 | 40177.2008 | 48.1464 | 5.1511 | 158.7654 | 106862.9921 | 0 | 78037.6782 | 0 | 0 | 0 | 70208.2877 | 99492.4936 | 258859.0597 | 176676.6272 | 790137.1385 | 961560.8286 | 10642951.9172 | 10642951.9172 | 9533441.692 | 4909297.9377 | 0 | 12394649.8843 | 37480341.4312 | 316.2278 | 0.019018 | 651734.7377 | 1970789.0679 | 13286.4942 | 40177.2008
1 | 2800 | 707 | 0.03 | 15 | 15 | 7 | 4.217e-13 | 5spot_SharedNeighbor | CO2 | Porous | Wet | R600a | MinimizeLCOE_Brownfield | IgnoreSilica | 2019 | 2.2932 | 0.14302 | 0.0074979 | 4 | 420926.4595 | 1257349.0353 | 8581.1552 | 25632.7608 | 49.8404 | 5.315 | 215.9172 | 137850.9762 | 0 | 105468.1824 | 0 | 0 | 0 | 85929.1466 | 128406.839 | 334088.2553 | 228022.0991 | 1019765.4985 | 961560.8286 | 10642951.9172 | 10642951.9172 | 9533441.692 | 4909297.9377 | 0 | 12624278.2443 | 37709969.7912 | 421.6965 | 0.029992 | 420926.4595 | 1257349.0353 | 8581.1552 | 25632.7608
1 | 2800 | 707 | 0.03 | 15 | 15 | 7 | 5.6234e-13 | 5spot_SharedNeighbor | CO2 | Porous | Wet | R600a | MinimizeLCOE_Brownfield | IgnoreSilica | 2019 | 3.0519 | 0.21741 | 0.011281 | 4 | 285866.5558 | 841796.7912 | 5827.7764 | 17161.1662 | 51.1853 | 5.4401 | 35.3413 | 174817.4592 | 0 | 139107.7708 | 0 | 0 | 0 | 104147.1021 | 163048.2095 | 424217.9954 | 289537.4987 | 1294876.0358 | 961560.8286 | 10642951.9172 | 10642951.9172 | 9533441.692 | 4909297.9377 | 0 | 12899388.7816 | 37985080.3285 | 562.3413 | 0.045124 | 285866.5558 | 841796.7912 | 5827.7764 | 17161.1662
1 | 2800 | 707 | 0.03 | 15 | 15 | 7 | 7.4989e-13 | 5spot_SharedNeighbor | CO2 | Porous | Wet | R600a | MinimizeLCOE_Brownfield | IgnoreSilica | 2019 | 4.0265 | 0.3148 | 0.016416 | 4 | 201396.6094 | 583438.3497 | 4105.7423 | 11894.1799 | 52.2375 | 5.5346 | 38.0841 | 218376.6069 | 0 | 179857.793 | 0 | 0 | 0 | 124689.0799 | 203940.1571 | 530610.4549 | 362152.5385 | 1619626.6303 | 961560.8286 | 10642951.9172 | 10642951.9172 | 9533441.692 | 4909297.9377 | 0 | 13224139.3761 | 38309830.923 | 749.8942 | 0.065662 | 201396.6094 | 583438.3497 | 4105.7423 | 11894.1799
1 | 2800 | 707 | 0.03 | 15 | 15 | 7 | 1e-12 | 5spot_SharedNeighbor | CO2 | Porous | Wet | R600a | MinimizeLCOE_Brownfield | IgnoreSilica | 2019 | 5.2903 | 0.44243 | 0.02332 | 4 | 145931.3938 | 414855.186 | 2975.0088 | 8457.3841 | 53.0661 | 5.6067 | 58.0792 | 270242.9905 | 0 | 229725.3477 | 0 | 0 | 0 | 148421.6603 | 252872.0994 | 657921.3315 | 449044.8277 | 2008228.257 | 961560.8286 | 10642951.9172 | 10642951.9172 | 9533441.692 | 4909297.9377 | 0 | 13612741.0028 | 38698432.5497 | 1000 | 0.093282 | 145931.3938 | 414855.186 | 2975.0088 | 8457.3841
1 | 2800 | 707 | 0.03 | 15 | 15 | 7 | 1.3335e-12 | 5spot_SharedNeighbor | CO2 | Porous | Wet | R600a | MinimizeLCOE_Brownfield | IgnoreSilica | 2019 | 6.9151 | 0.60771 | 0.032532 | 4 | 108150.0354 | 300925.5318 | 2204.7848 | 6134.774 | 53.7102 | 5.661 | 52.1436 | 331552.8666 | 0 | 290284.6087 | 0 | 0 | 0 | 175303.6595 | 310885.0426 | 808859.1095 | 552062.9626 | 2468948.2495 | 961560.8286 | 10642951.9172 | 10642951.9172 | 9533441.692 | 4909297.9377 | 0 | 14073460.9952 | 39159152.5421 | 1333.5214 | 0.13013 | 108150.0354 | 300925.5318 | 2204.7848 | 6134.774
1 | 2800 | 707 | 0.03 | 15 | 15 | 7 | 1.7783e-12 | 5spot_SharedNeighbor | CO2 | Porous | Wet | R600a | MinimizeLCOE_Brownfield | IgnoreSilica | 2019 | 9.0151 | 0.82222 | 0.044762 | 4 | 81679.1313 | 221784.1551 | 1665.1396 | 4521.37 | 54.2107 | 5.7017 | 49.9455 | 404523.028 | 0 | 364305.4821 | 0 | 0 | 0 | 206251.4292 | 380281.1763 | 989413.6144 | 675295.1222 | 3020069.8523 | 961560.8286 | 10642951.9172 | 10642951.9172 | 9533441.692 | 4909297.9377 | 0 | 14624582.5981 | 39710274.145 | 1778.2794 | 0.17905 | 81679.1313 | 221784.1551 | 1665.1396 | 4521.37
1 | 2800 | 707 | 0.03 | 15 | 15 | 7 | 2.3714e-12 | 5spot_SharedNeighbor | CO2 | Porous | Wet | R600a | MinimizeLCOE_Brownfield | IgnoreSilica | 2019 | 11.707 | 1.0981 | 0.060898 | 4 | 62720.1201 | 165702.0829 | 1278.6345 | 3378.0611 | 54.5926 | 5.731 | 54.7048 | 490770.9019 | 0 | 454133.9011 | 0 | 0 | 0 | 241201.9125 | 462581.619 | 1203542.4842 | 821442.4758 | 3673673.2946 | 961560.8286 | 10642951.9172 | 10642951.9172 | 9533441.692 | 4909297.9377 | 0 | 15278186.0404 | 40363877.5873 | 2371.3737 | 0.24359 | 62720.1201 | 165702.0829 | 1278.6345 | 3378.0611
1 | 2800 | 707 | 0.03 | 15 | 15 | 7 | 3.1623e-12 | 5spot_SharedNeighbor | CO2 | Porous | Wet | R600a | MinimizeLCOE_Brownfield | IgnoreSilica | 2019 | 15.1318 | 1.4501 | 0.082038 | 4 | 48903.5419 | 125348.9953 | 996.9648 | 2555.4088 | 54.8768 | 5.7505 | 54.3941 | 592089.652 | 0 | 562468.9944 | 0 | 0 | 0 | 280021.5655 | 559486.2827 | 1455668.5411 | 993523.6903 | 4443258.726 | 961560.8286 | 10642951.9172 | 10642951.9172 | 9533441.692 | 4909297.9377 | 0 | 16047771.4717 | 41133463.0186 | 3162.2777 | 0.32815 | 48903.5419 | 125348.9953 | 996.9648 | 2555.4088
1 | 2800 | 707 | 0.03 | 15 | 15 | 7 | 4.217e-12 | 5spot_SharedNeighbor | CO2 | Porous | Wet | R600a | MinimizeLCOE_Brownfield | IgnoreSilica | 2019 | 19.4218 | 1.8922 | 0.10944 | 4 | 38695.4903 | 96001.6551 | 788.8599 | 1957.1236 | 55.0772 | 5.7607 | 61.7556 | 709458.0183 | 0 | 691327.6696 | 0 | 0 | 0 | 321508.7712 | 671694.8391 | 1747612.1877 | 1192781.2279 | 5334382.7137 | 961560.8286 | 10642951.9172 | 10642951.9172 | 9533441.692 | 4909297.9377 | 0 | 16938895.4595 | 42024587.0064 | 4216.965 | 0.43775 | 38695.4903 | 96001.6551 | 788.8599 | 1957.1236
1 | 2800 | 707 | 0.03 | 15 | 15 | 7 | 5.6234e-12 | 5spot_SharedNeighbor | CO2 | Porous | Wet | R600a | MinimizeLCOE_Brownfield | IgnoreSilica | 2019 | 24.7445 | 2.4423 | 0.14452 | 4 | 31072.7885 | 74468.4782 | 633.4608 | 1518.1407 | 55.2037 | 5.7613 | 47.4566 | 844296.1237 | 0 | 843434.9294 | 0 | 0 | 0 | 364956.81 | 800548.2666 | 2082862.3747 | 1421596.3693 | 6357694.8738 | 961560.8286 | 10642951.9172 | 10642951.9172 | 9533441.692 | 4909297.9377 | 0 | 17962207.6196 | 43047899.1665 | 5623.4133 | 0.57807 | 31072.7885 | 74468.4782 | 633.4608 | 1518.1407
1 | 2800 | 707 | 0.03 | 15 | 15 | 7 | 7.4989e-12 | 5spot_SharedNeighbor | CO2 | Porous | Wet | R600a | MinimizeLCOE_Brownfield | IgnoreSilica | 2019 | 31.1345 | 3.1052 | 0.18841 | 4 | 25336.3007 | 58622.6064 | 516.5148 | 1195.1011 | 55.2587 | 5.7511 | 52.9922 | 994379.8447 | 0 | 1017612.5287 | 0 | 0 | 0 | 406209.6048 | 943098.7715 | 2453749.5472 | 1674734.4855 | 7489784.7822 | 961560.8286 | 10642951.9172 | 10642951.9172 | 9533441.692 | 4909297.9377 | 0 | 19094297.528 | 44179989.0749 | 7498.9421 | 0.75363 | 25336.3007 | 58622.6064 | 516.5148 | 1195.1011
1 | 2800 | 707 | 0.03 | 15 | 15 | 7 | 1e-11 | 5spot_SharedNeighbor | CO2 | Porous | Wet | R600a | MinimizeLCOE_Brownfield | IgnoreSilica | 2019 | 38.6324 | 3.8859 | 0.24191 | 4 | 20998.5306 | 46923.5002 | 428.0834 | 956.599 | 55.2426 | 5.7285 | 58.9884 | 1157846.2039 | 0 | 1213181.3734 | 0 | 0 | 0 | 442505.4176 | 1097277.868 | 2854891.9299 | 1948522.4043 | 8714225.1972 | 961560.8286 | 10642951.9172 | 10642951.9172 | 9533441.692 | 4909297.9377 | 0 | 20318737.943 | 45404429.4899 | 10000 | 0.96763 | 20998.5306 | 46923.5002 | 428.0834 | 956.599
1 | 2800 | 707 | 0.03 | 15 | 15 | 7 | 1.3335e-11 | 5spot_SharedNeighbor | CO2 | Porous | Wet | R600a | MinimizeLCOE_Brownfield | IgnoreSilica | 2019 | 46.9734 | 4.7589 | 0.30436 | 4 | 17713.1361 | 38318.4426 | 361.1062 | 781.1733 | 55.1543 | 5.6923 | 64.9673 | 1326826.3055 | 0 | 1422185.4401 | 0 | 0 | 0 | 466785.4221 | 1254160.8954 | 3263069.386 | 2227111.9053 | 9960139.3544 | 961560.8286 | 10642951.9172 | 10642951.9172 | 9533441.692 | 4909297.9377 | 0 | 21564652.1002 | 46650343.6471 | 13335.2143 | 1.2174 | 17713.1361 | 38318.4426 | 361.1062 | 781.1733
1 | 2800 | 707 | 0.03 | 15 | 15 | 7 | 1.7783e-11 | 5spot_SharedNeighbor | CO2 | Porous | Wet | R600a | MinimizeLCOE_Brownfield | IgnoreSilica | 2019 | 55.7897 | 5.6866 | 0.37368 | 4 | 15228.2734 | 32011.0609 | 310.449 | 652.5888 | 54.996 | 5.6425 | 63.0835 | 1493002.7249 | 0 | 1635378.1764 | 0 | 0 | 0 | 474037.6911 | 1404943.251 | 3655374.1457 | 2494867.9649 | 11157603.9541 | 961560.8286 | 10642951.9172 | 10642951.9172 | 9533441.692 | 4909297.9377 | 0 | 22762116.6999 | 47847808.2468 | 17782.7941 | 1.4947 | 15228.2734 | 32011.0609 | 310.449 | 652.5888
1 | 2800 | 707 | 0.03 | 15 | 15 | 7 | 2.3714e-11 | 5spot_SharedNeighbor | CO2 | Porous | Wet | R600a | MinimizeLCOE_Brownfield | IgnoreSilica | 2019 | 64.523 | 6.6106 | 0.44607 | 4 | 13354.6552 | 27414.0448 | 272.2527 | 558.8724 | 54.7795 | 5.5819 | 65.9463 | 1646408.9973 | 0 | 1840165.2016 | 0 | 0 | 0 | 460065.8207 | 1539189.6077 | 4004655.628 | 2733259.7535 | 12223745.0088 | 961560.8286 | 10642951.9172 | 10642951.9172 | 9533441.692 | 4909297.9377 | 0 | 23828257.7546 | 48913949.3015 | 23713.7371 | 1.7843 | 13354.6552 | 27414.0448 | 272.2527 | 558.8724
1 | 2800 | 707 | 0.03 | 15 | 15 | 7 | 3.1623e-11 | 5spot_SharedNeighbor | CO2 | Porous | Wet | R600a | MinimizeLCOE_Brownfield | IgnoreSilica | 2019 | 72.6102 | 7.4712 | 0.51694 | 4 | 11945.656 | 24077.4759 | 243.5284 | 490.8519 | 54.5277 | 5.5159 | 64.9186 | 1779216.157 | 0 | 2024976.2458 | 0 | 0 | 0 | 424146.1314 | 1649052.0283 | 4290495.1106 | 2928351.0738 | 13096236.7468 | 961560.8286 | 10642951.9172 | 10642951.9172 | 9533441.692 | 4909297.9377 | 0 | 24700749.4926 | 49786441.0395 | 31622.7766 | 2.0678 | 11945.656 | 24077.4759 | 243.5284 | 490.8519
1 | 2800 | 707 | 0.03 | 15 | 15 | 7 | 4.217e-11 | 5spot_SharedNeighbor | CO2 | Porous | Wet | R600a | MinimizeLCOE_Brownfield | IgnoreSilica | 2019 | 79.7332 | 8.2331 | 0.58259 | 4 | 10885.6212 | 21650.2833 | 221.9181 | 441.3703 | 54.2645 | 5.4495 | 67.0542 | 1889063.2275 | 0 | 2184417.4863 | 0 | 0 | 0 | 370152.4595 | 1733016.9376 | 4508954.581 | 3077454.1513 | 13763058.8432 | 961560.8286 | 10642951.9172 | 10642951.9172 | 9533441.692 | 4909297.9377 | 0 | 25367571.589 | 50453263.1359 | 42169.6503 | 2.3304 | 10885.6212 | 21650.2833 | 221.9181 | 441.3703
1 | 2800 | 707 | 0.03 | 15 | 15 | 7 | 5.6234e-11 | 5spot_SharedNeighbor | CO2 | Porous | Wet | R600a | MinimizeLCOE_Brownfield | IgnoreSilica | 2019 | 85.5649 | 8.8605 | 0.63979 | 4 | 10088.1572 | 19890.4292 | 205.6607 | 405.4933 | 54.0226 | 5.3901 | 75.7804 | 1974235.2963 | 0 | 2312772.5478 | 0 | 0 | 0 | 301834.2585 | 1789648.42 | 4656298.0815 | 3178019.118 | 14212807.7222 | 961560.8286 | 10642951.9172 | 10642951.9172 | 9533441.692 | 4909297.9377 | 0 | 25817320.468 | 50903012.0149 | 56234.1325 | 2.5592 | 10088.1572 | 19890.4292 | 205.6607 | 405.4933
1 | 2800 | 707 | 0.03 | 15 | 15 | 7 | 7.4989e-11 | 5spot_SharedNeighbor | CO2 | Porous | Wet | R600a | MinimizeLCOE_Brownfield | IgnoreSilica | 2019 | 90.0085 | 9.3425 | 0.68706 | 4 | 9483.225 | 18611.1082 | 193.3284 | 379.4126 | 53.8212 | 5.3416 | 72.0632 | 2036233.6407 | 0 | 2409383.6901 | 0 | 0 | 0 | 222307.3479 | 1820490.6247 | 4736543.1715 | 3232788.0408 | 14457746.5158 | 961560.8286 | 10642951.9172 | 10642951.9172 | 9533441.692 | 4909297.9377 | 0 | 26062259.2616 | 51147950.8085 | 74989.4209 | 2.7482 | 9483.225 | 18611.1082 | 193.3284 | 379.4126
1 | 2800 | 707 | 0.03 | 15 | 15 | 7 | 1e-10 | 5spot_SharedNeighbor | CO2 | Porous | Wet | R600a | MinimizeLCOE_Brownfield | IgnoreSilica | 2019 | 92.3855 | 9.6098 | 0.72118 | 4 | 9016.8272 | 17712.8812 | 183.8202 | 361.101 | 53.7071 | 5.3144 | 75.0014 | 2068351.0268 | 0 | 2460644.4097 | 0 | 0 | 0 | 122389.8868 | 1814040.276 | 4719760.6874 | 3221333.6506 | 14406519.9372 | 961560.8286 | 10642951.9172 | 10642951.9172 | 9533441.692 | 4909297.9377 | 0 | 26011032.683 | 51096724.2299 | 100000 | 2.8847 | 9016.8272 | 17712.8812 | 183.8202 | 361.101
1 | 2800 | 707 | 0.03 | 15 | 15 | 7 | 1.3335e-10 | 5spot_SharedNeighbor | CO2 | Porous | Wet | R600a | MinimizeLCOE_Brownfield | IgnoreSilica | 2019 | 95.0922 | 9.9059 | 0.75203 | 4 | 8617.5127 | 16956.8859 | 175.6797 | 345.6891 | 53.5705 | 5.282 | 61.0034 | 2103982.0294 | 0 | 2518775.0754 | 0 | 0 | 0 | 0 | 1802875.2709 | 4690711.6342 | 3201507.0748 | 14317851.0847 | 961560.8286 | 10642951.9172 | 10642951.9172 | 9533441.692 | 4909297.9377 | 0 | 25922363.8305 | 51008055.3774 | 133352.1432 | 3.0081 | 8617.5127 | 16956.8859 | 175.6797 | 345.6891
1 | 2800 | 707 | 0.03 | 15 | 15 | 7 | 1.7783e-10 | 5spot_SharedNeighbor | CO2 | Porous | Wet | R600a | MinimizeLCOE_Brownfield | IgnoreSilica | 2019 | 103.4916 | 10.7745 | 0.80116 | 4 | 8362.8319 | 16190.7397 | 170.4876 | 330.0701 | 53.1201 | 5.1766 | 69.1424 | 2209063.0015 | 0 | 2697032.6688 | 0 | 0 | 0 | 0 | 1913377.3114 | 4978215.2767 | 3397734.2184 | 15195422.4769 | 961560.8286 | 10642951.9172 | 10642951.9172 | 9533441.692 | 4909297.9377 | 0 | 26799935.2227 | 51885626.7696 | 177827.941 | 3.2046 | 8362.8319 | 16190.7397 | 170.4876 | 330.0701
1 | 2800 | 707 | 0.03 | 15 | 15 | 7 | 2.3714e-10 | 5spot_SharedNeighbor | CO2 | Porous | Wet | R600a | MinimizeLCOE_Brownfield | IgnoreSilica | 2019 | 110.3936 | 11.485 | 0.838 | 4 | 8202.2083 | 15685.9993 | 167.2131 | 319.7803 | 52.7118 | 5.0828 | 53.7794 | 2288763.2379 | 0 | 2841367.5614 | 0 | 0 | 0 | 0 | 2000751.0117 | 5205543.722 | 3552890.5535 | 15889316.0866 | 961560.8286 | 10642951.9172 | 10642951.9172 | 9533441.692 | 4909297.9377 | 0 | 27493828.8324 | 52579520.3793 | 237137.3706 | 3.352 | 8202.2083 | 15685.9993 | 167.2131 | 319.7803
1 | 2800 | 707 | 0.03 | 15 | 15 | 7 | 3.1623e-10 | 5spot_SharedNeighbor | CO2 | Porous | Wet | R600a | MinimizeLCOE_Brownfield | IgnoreSilica | 2019 | 115.9212 | 12.0518 | 0.86503 | 4 | 8101.4783 | 15351.4318 | 165.1596 | 312.9597 | 52.3598 | 5.0029 | 55.3061 | 2348223.0902 | 0 | 2955687.0097 | 0 | 0 | 0 | 0 | 2068524.939 | 5381877.5784 | 3673242.0338 | 16427554.6512 | 961560.8286 | 10642951.9172 | 10642951.9172 | 9533441.692 | 4909297.9377 | 0 | 28032067.397 | 53117758.9439 | 316227.766 | 3.4601 | 8101.4783 | 15351.4318 | 165.1596 | 312.9597
1 | 2800 | 707 | 0.03 | 15 | 15 | 7 | 4.217e-10 | 5spot_SharedNeighbor | CO2 | Porous | Wet | R600a | MinimizeLCOE_Brownfield | IgnoreSilica | 2019 | 120.2721 | 12.4966 | 0.88466 | 4 | 8038.3424 | 15127.4066 | 163.8725 | 308.3926 | 52.0667 | 4.937 | 54.9338 | 2392250.2492 | 0 | 3044934.1652 | 0 | 0 | 0 | 0 | 2120501.9216 | 5517111.0253 | 3765541.64 | 16840339.0013 | 961560.8286 | 10642951.9172 | 10642951.9172 | 9533441.692 | 4909297.9377 | 0 | 28444851.7471 | 53530543.294 | 421696.5034 | 3.5386 | 8038.3424 | 15127.4066 | 163.8725 | 308.3926
1 | 2800 | 707 | 0.03 | 15 | 15 | 7 | 5.6234e-10 | 5spot_SharedNeighbor | CO2 | Porous | Wet | R600a | MinimizeLCOE_Brownfield | IgnoreSilica | 2019 | 123.5265 | 12.8278 | 0.89853 | 4 | 7998.48 | 14978.1156 | 163.0598 | 305.3491 | 51.8418 | 4.8871 | 53.6246 | 2423782.9823 | 0 | 3111131.7363 | 0 | 0 | 0 | 0 | 2158616.7402 | 5616277.9649 | 3833225.114 | 17143034.5378 | 961560.8286 | 10642951.9172 | 10642951.9172 | 9533441.692 | 4909297.9377 | 0 | 28747547.2836 | 53833238.8305 | 562341.3252 | 3.5941 | 7998.48 | 14978.1156 | 163.0598 | 305.3491
1 | 2800 | 707 | 0.03 | 15 | 15 | 7 | 7.4989e-10 | 5spot_SharedNeighbor | CO2 | Porous | Wet | R600a | MinimizeLCOE_Brownfield | IgnoreSilica | 2019 | 126.1212 | 13.0918 | 0.90884 | 4 | 7973.055 | 14873.5277 | 162.5415 | 303.217 | 51.6541 | 4.8455 | 50.5312 | 2447761.3299 | 0 | 3163790.6541 | 0 | 0 | 0 | 0 | 2188505.2737 | 5694041.7981 | 3886300.5281 | 17380399.5839 | 961560.8286 | 10642951.9172 | 10642951.9172 | 9533441.692 | 4909297.9377 | 0 | 28984912.3297 | 54070603.8766 | 749894.2093 | 3.6354 | 7973.055 | 14873.5277 | 162.5415 | 303.217
1 | 2800 | 707 | 0.03 | 15 | 15 | 7 | 1e-09 | 5spot_SharedNeighbor | CO2 | Porous | Wet | R600a | MinimizeLCOE_Brownfield | IgnoreSilica | 2019 | 128.1092 | 13.2938 | 0.91635 | 4 | 7956.7314 | 14800.6819 | 162.2087 | 301.7319 | 51.5066 | 4.813 | 57.067 | 2465516.0453 | 0 | 3204005.4764 | 0 | 0 | 0 | 0 | 2211113.3935 | 5752863.4881 | 3926447.5401 | 17559945.9433 | 961560.8286 | 10642951.9172 | 10642951.9172 | 9533441.692 | 4909297.9377 | 0 | 29164458.6891 | 54250150.236 | 1000000 | 3.6654 | 7956.7314 | 14800.6819 | 162.2087 | 301.7319
1 | 2800 | 707 | 0.03 | 15 | 15 | 7 | 1.3335e-09 | 5spot_SharedNeighbor | CO2 | Porous | Wet | R600a | MinimizeLCOE_Brownfield | IgnoreSilica | 2019 | 129.6218 | 13.4473 | 0.92183 | 4 | 7946.1011 | 14749.351 | 161.992 | 300.6855 | 51.3923 | 4.7879 | 51.5147 | 2478668.4612 | 0 | 3234530.2605 | 0 | 0 | 0 | 0 | 2228147.5015 | 5797182.7429 | 3956696.3422 | 17695225.3083 | 961560.8286 | 10642951.9172 | 10642951.9172 | 9533441.692 | 4909297.9377 | 0 | 29299738.0541 | 54385429.601 | 1333521.4322 | 3.6873 | 7946.1011 | 14749.351 | 161.992 | 300.6855
1 | 2800 | 707 | 0.03 | 15 | 15 | 7 | 1.7783e-09 | 5spot_SharedNeighbor | CO2 | Porous | Wet | R600a | MinimizeLCOE_Brownfield | IgnoreSilica | 2019 | 130.6891 | 13.5554 | 0.92559 | 4 | 7939.3589 | 14714.9227 | 161.8546 | 299.9836 | 51.3109 | 4.7701 | 53.038 | 2487785.654 | 0 | 3256008.57 | 0 | 0 | 0 | 0 | 2240079.7474 | 5828227.9991 | 3977885.3675 | 17789987.3381 | 961560.8286 | 10642951.9172 | 10642951.9172 | 9533441.692 | 4909297.9377 | 0 | 29394500.0839 | 54480191.6308 | 1778279.41 | 3.7024 | 7939.3589 | 14714.9227 | 161.8546 | 299.9836
1 | 2800 | 707 | 0.03 | 15 | 15 | 7 | 2.3714e-09 | 5spot_SharedNeighbor | CO2 | Porous | Wet | R600a | MinimizeLCOE_Brownfield | IgnoreSilica | 2019 | 131.5561 | 13.6433 | 0.92857 | 4 | 7934.5591 | 14688.4388 | 161.7567 | 299.4437 | 51.2439 | 4.7554 | 55.6301 | 2495060.6021 | 0 | 3273447.8094 | 0 | 0 | 0 | 0 | 2249718.2805 | 5853305.4851 | 3995001.267 | 17866533.4441 | 961560.8286 | 10642951.9172 | 10642951.9172 | 9533441.692 | 4909297.9377 | 0 | 29471046.1899 | 54556737.7368 | 2371373.7057 | 3.7143 | 7934.5591 | 14688.4388 | 161.7567 | 299.4437
1 | 2800 | 707 | 0.03 | 15 | 15 | 7 | 3.1623e-09 | 5spot_SharedNeighbor | CO2 | Porous | Wet | R600a | MinimizeLCOE_Brownfield | IgnoreSilica | 2019 | 132.3092 | 13.7197 | 0.93104 | 4 | 7931.2431 | 14667.188 | 161.6891 | 299.0105 | 51.1841 | 4.7423 | 47.0424 | 2501228.0876 | 0 | 3288627.9089 | 0 | 0 | 0 | 0 | 2258043.8386 | 5874966.8797 | 4009785.6139 | 17932652.3287 | 961560.8286 | 10642951.9172 | 10642951.9172 | 9533441.692 | 4909297.9377 | 0 | 29537165.0745 | 54622856.6214 | 3162277.6602 | 3.7242 | 7931.2431 | 14667.188 | 161.6891 | 299.0105
1 | 2800 | 707 | 0.03 | 15 | 15 | 7 | 4.217e-09 | 5spot_SharedNeighbor | CO2 | Porous | Wet | R600a | MinimizeLCOE_Brownfield | IgnoreSilica | 2019 | 132.6965 | 13.7587 | 0.93238 | 4 | 7928.966 | 14655.2375 | 161.6427 | 298.7668 | 51.155 | 4.736 | 52.7917 | 2504479.0258 | 0 | 3296350.0749 | 0 | 0 | 0 | 0 | 2262323.3493 | 5886101.2885 | 4017385.0767 | 17966638.8152 | 961560.8286 | 10642951.9172 | 10642951.9172 | 9533441.692 | 4909297.9377 | 0 | 29571151.5609 | 54656843.1078 | 4216965.0343 | 3.7295 | 7928.966 | 14655.2375 | 161.6427 | 298.7668
1 | 2800 | 707 | 0.03 | 15 | 15 | 7 | 5.6234e-09 | 5spot_SharedNeighbor | CO2 | Porous | Wet | R600a | MinimizeLCOE_Brownfield | IgnoreSilica | 2019 | 133.0643 | 13.7959 | 0.93358 | 4 | 7927.3405 | 14644.9298 | 161.6096 | 298.5567 | 51.1261 | 4.7297 | 58.4258 | 2507479.7645 | 0 | 3303729.2724 | 0 | 0 | 0 | 0 | 2266371.5244 | 5896633.8097 | 4024573.7389 | 17998788.1099 | 961560.8286 | 10642951.9172 | 10642951.9172 | 9533441.692 | 4909297.9377 | 0 | 29603300.8557 | 54688992.4026 | 5623413.2519 | 3.7343 | 7927.3405 | 14644.9298 | 161.6096 | 298.5567
1 | 2800 | 707 | 0.03 | 15 | 15 | 7 | 7.4989e-09 | 5spot_SharedNeighbor | CO2 | Porous | Wet | R600a | MinimizeLCOE_Brownfield | IgnoreSilica | 2019 | 133.3413 | 13.824 | 0.93448 | 4 | 7926.1783 | 14637.3048 | 161.5859 | 298.4013 | 51.1043 | 4.7249 | 61.4643 | 2509726.7571 | 0 | 3309284.0699 | 0 | 0 | 0 | 0 | 2269414.2225 | 5904550.2862 | 4029976.8967 | 18022952.2324 | 961560.8286 | 10642951.9172 | 10642951.9172 | 9533441.692 | 4909297.9377 | 0 | 29627464.9782 | 54713156.5251 | 7498942.0933 | 3.7379 | 7926.1783 | 14637.3048 | 161.5859 | 298.4013
1 | 2800 | 707 | 0.03 | 15 | 15 | 7 | 1e-08 | 5spot_SharedNeighbor | CO2 | Porous | Wet | R600a | MinimizeLCOE_Brownfield | IgnoreSilica | 2019 | 133.6313 | 13.8534 | 0.93539 | 4 | 7925.221 | 14629.8262 | 161.5664 | 298.2488 | 51.0808 | 4.7198 | 61.7762 | 2512037.1113 | 0 | 3315121.4278 | 0 | 0 | 0 | 0 | 2272591.8302 | 5912817.7696 | 4035619.624 | 18048187.763 | 961560.8286 | 10642951.9172 | 10642951.9172 | 9533441.692 | 4909297.9377 | 0 | 29652700.5087 | 54738392.0556 | 10000000 | 3.7416 | 7925.221 | 14629.8262 | 161.5664 | 298.2488
1 | 2900 | 707 | 0.03 | 15 | 15 | 7 | 1e-13 | 5spot_SharedNeighbor | CO2 | Porous | Wet | R600a | MinimizeLCOE_Brownfield | IgnoreSilica | 2019 | 0.38468 | -0.0148 | 0.00019541 | 4 | 15628858.8204 | 48805251.6756 | 318615.4266 | 994961.0694 | 34.188 | 3.914 | 32.0574 | 24642.5025 | 0 | 8262.9364 | 0 | 0 | 0 | 23235.724 | 21895.0535 | 56966.438 | 38880.7645 | 173883.419 | 961560.8286 | 11080591.8743 | 11080591.8743 | 9793800.0038 | 5057380.7595 | 0 | 12216036.1219 | 38147808.7596 | 100 | 0.00078163 | 15628858.8204 | 48805251.6756 | 318615.4266 | 994961.0694
1 | 2900 | 707 | 0.03 | 15 | 15 | 7 | 1.3335e-13 | 5spot_SharedNeighbor | CO2 | Porous | Wet | R600a | MinimizeLCOE_Brownfield | IgnoreSilica | 2019 | 0.6477 | -0.0031699 | 0.00068462 | 4 | 4512879.4968 | 13982288.0008 | 92001.1527 | 285047.8533 | 40.4439 | 4.5768 | 35.8836 | 43144.8406 | 0 | 22615.7927 | 0 | 0 | 0 | 36352.8226 | 39824.2478 | 103614.5237 | 70719.0415 | 316271.2688 | 961560.8286 | 11080591.8743 | 11080591.8743 | 9793800.0038 | 5057380.7595 | 0 | 12358423.9717 | 38290196.6093 | 133.3521 | 0.0027385 | 4512879.4968 | 13982288.0008 | 92001.1527 | 285047.8533
1 | 2900 | 707 | 0.03 | 15 | 15 | 7 | 1.7783e-13 | 5spot_SharedNeighbor | CO2 | Porous | Wet | R600a | MinimizeLCOE_Brownfield | IgnoreSilica | 2019 | 0.95256 | 0.018156 | 0.0016094 | 4 | 1944166.7259 | 5972369.2757 | 39634.4684 | 121754.8259 | 44.5023 | 5.0034 | 37.5473 | 64056.2522 | 0 | 39308.1234 | 0 | 0 | 0 | 49521.4453 | 59625.4701 | 155133.2425 | 105881.6256 | 473526.1591 | 961560.8286 | 11080591.8743 | 11080591.8743 | 9793800.0038 | 5057380.7595 | 0 | 12515678.8621 | 38447451.4997 | 177.8279 | 0.0064376 | 1944166.7259 | 5972369.2757 | 39634.4684 | 121754.8259
1 | 2900 | 707 | 0.03 | 15 | 15 | 7 | 2.3714e-13 | 5spot_SharedNeighbor | CO2 | Porous | Wet | R600a | MinimizeLCOE_Brownfield | IgnoreSilica | 2019 | 1.3208 | 0.049216 | 0.0030809 | 4 | 1029810.5228 | 3134015.3087 | 20994.0804 | 63891.1411 | 47.4249 | 5.3015 | 117.9986 | 87796.2207 | 0 | 58733.1685 | 0 | 0 | 0 | 63015.3976 | 81722.4669 | 212625.0952 | 145120.9965 | 649013.3454 | 961560.8286 | 11080591.8743 | 11080591.8743 | 9793800.0038 | 5057380.7595 | 0 | 12691166.0484 | 38622938.686 | 237.1374 | 0.012324 | 1029810.5228 | 3134015.3087 | 20994.0804 | 63891.1411
1 | 2900 | 707 | 0.03 | 15 | 15 | 7 | 3.1623e-13 | 5spot_SharedNeighbor | CO2 | Porous | Wet | R600a | MinimizeLCOE_Brownfield | IgnoreSilica | 2019 | 1.807 | 0.093931 | 0.0052523 | 4 | 614320.7066 | 1848615.5405 | 12523.7585 | 37686.5282 | 49.7705 | 5.5314 | 167.7667 | 116817.1511 | 0 | 83100.181 | 0 | 0 | 0 | 79151.2523 | 108836.7479 | 283170.8927 | 193269.9528 | 864346.1779 | 961560.8286 | 11080591.8743 | 11080591.8743 | 9793800.0038 | 5057380.7595 | 0 | 12906498.8809 | 38838271.5185 | 316.2278 | 0.021009 | 614320.7066 | 1848615.5405 | 12523.7585 | 37686.5282
1 | 2900 | 707 | 0.03 | 15 | 15 | 7 | 4.217e-13 | 5spot_SharedNeighbor | CO2 | Porous | Wet | R600a | MinimizeLCOE_Brownfield | IgnoreSilica | 2019 | 2.4099 | 0.15278 | 0.0083162 | 4 | 395316.0895 | 1174875.4965 | 8059.0532 | 23951.4261 | 51.5521 | 5.6987 | 229.6158 | 149935.6402 | 0 | 111660.3996 | 0 | 0 | 0 | 96107.8219 | 139504.506 | 362962.1084 | 247729.0971 | 1107899.5733 | 961560.8286 | 11080591.8743 | 11080591.8743 | 9793800.0038 | 5057380.7595 | 0 | 13150052.2762 | 39081824.9138 | 421.6965 | 0.033265 | 395316.0895 | 1174875.4965 | 8059.0532 | 23951.4261
1 | 2900 | 707 | 0.03 | 15 | 15 | 7 | 5.6234e-13 | 5spot_SharedNeighbor | CO2 | Porous | Wet | R600a | MinimizeLCOE_Brownfield | IgnoreSilica | 2019 | 3.2151 | 0.23343 | 0.012551 | 4 | 267951.5397 | 784490.4824 | 5462.5546 | 15992.8996 | 53.0107 | 5.8303 | 44.3335 | 190543.9756 | 0 | 147646.5517 | 0 | 0 | 0 | 116987.5357 | 177519.4445 | 461869.1804 | 315235.2061 | 1409801.8939 | 961560.8286 | 11080591.8743 | 11080591.8743 | 9793800.0038 | 5057380.7595 | 0 | 13451954.5969 | 39383727.2345 | 562.3413 | 0.050203 | 267951.5397 | 784490.4824 | 5462.5546 | 15992.8996
1 | 2900 | 707 | 0.03 | 15 | 15 | 7 | 7.4989e-13 | 5spot_SharedNeighbor | CO2 | Porous | Wet | R600a | MinimizeLCOE_Brownfield | IgnoreSilica | 2019 | 4.246 | 0.33883 | 0.0183 | 4 | 188621.687 | 542890.0368 | 3845.3082 | 11067.5477 | 54.1458 | 5.929 | 51.5814 | 238228.5294 | 0 | 191085.0958 | 0 | 0 | 0 | 140416.2035 | 222194.6332 | 578104.8572 | 394568.4439 | 1764597.7631 | 961560.8286 | 11080591.8743 | 11080591.8743 | 9793800.0038 | 5057380.7595 | 0 | 13806750.466 | 39738523.1037 | 749.8942 | 0.073198 | 188621.687 | 542890.0368 | 3845.3082 | 11067.5477
1 | 2900 | 707 | 0.03 | 15 | 15 | 7 | 1e-12 | 5spot_SharedNeighbor | CO2 | Porous | Wet | R600a | MinimizeLCOE_Brownfield | IgnoreSilica | 2019 | 5.5728 | 0.47612 | 0.026025 | 4 | 136666.962 | 385766.8378 | 2786.1409 | 7864.3788 | 55.0337 | 6.0037 | 54.31 | 294595.4296 | 0 | 243847.0344 | 0 | 0 | 0 | 167066.1051 | 275148.342 | 715879.5451 | 488602.4994 | 2185138.9556 | 961560.8286 | 11080591.8743 | 11080591.8743 | 9793800.0038 | 5057380.7595 | 0 | 14227291.6585 | 40159064.2961 | 1000 | 0.1041 | 136666.962 | 385766.8378 | 2786.1409 | 7864.3788
1 | 2900 | 707 | 0.03 | 15 | 15 | 7 | 1.3335e-12 | 5spot_SharedNeighbor | CO2 | Porous | Wet | R600a | MinimizeLCOE_Brownfield | IgnoreSilica | 2019 | 7.2977 | 0.65576 | 0.036347 | 4 | 101336.2948 | 279699.2133 | 2065.8774 | 5702.0468 | 55.7314 | 6.0606 | 60.4974 | 361978.2888 | 0 | 308639.0122 | 0 | 0 | 0 | 198183.7143 | 338832.396 | 881572.3902 | 601691.2708 | 2690897.0723 | 961560.8286 | 11080591.8743 | 11080591.8743 | 9793800.0038 | 5057380.7595 | 0 | 14733049.7752 | 40664822.4129 | 1333.5214 | 0.14539 | 101336.2948 | 279699.2133 | 2065.8774 | 5702.0468
1 | 2900 | 707 | 0.03 | 15 | 15 | 7 | 1.7783e-12 | 5spot_SharedNeighbor | CO2 | Porous | Wet | R600a | MinimizeLCOE_Brownfield | IgnoreSilica | 2019 | 9.5144 | 0.88777 | 0.050039 | 4 | 76607.5687 | 206165.6481 | 1561.7489 | 4202.9656 | 56.2696 | 6.1027 | 57.5192 | 441704.3673 | 0 | 387365.587 | 0 | 0 | 0 | 233574.6146 | 414431.3819 | 1078265.4441 | 735938.3217 | 3291279.7166 | 961560.8286 | 11080591.8743 | 11080591.8743 | 9793800.0038 | 5057380.7595 | 0 | 15333432.4195 | 41265205.0572 | 1778.2794 | 0.20016 | 76607.5687 | 206165.6481 | 1561.7489 | 4202.9656
1 | 2900 | 707 | 0.03 | 15 | 15 | 7 | 2.3714e-12 | 5spot_SharedNeighbor | CO2 | Porous | Wet | R600a | MinimizeLCOE_Brownfield | IgnoreSilica | 2019 | 12.3332 | 1.184 | 0.068068 | 4 | 58905.8375 | 154147.5517 | 1200.8752 | 3142.5063 | 56.6776 | 6.1327 | 51.6439 | 535219.9793 | 0 | 482161.8596 | 0 | 0 | 0 | 272900.6514 | 503210.1712 | 1309249.6429 | 893589.7837 | 3996332.0881 | 961560.8286 | 11080591.8743 | 11080591.8743 | 9793800.0038 | 5057380.7595 | 0 | 16038484.7911 | 41970257.4287 | 2371.3737 | 0.27227 | 58905.8375 | 154147.5517 | 1200.8752 | 3142.5063
1 | 2900 | 707 | 0.03 | 15 | 15 | 7 | 3.1623e-12 | 5spot_SharedNeighbor | CO2 | Porous | Wet | R600a | MinimizeLCOE_Brownfield | IgnoreSilica | 2019 | 15.9212 | 1.5621 | 0.091668 | 4 | 46007.8196 | 116729.812 | 937.9316 | 2379.6951 | 56.982 | 6.1524 | 59.2723 | 645185.3438 | 0 | 596582.5287 | 0 | 0 | 0 | 316911.5152 | 607884.9612 | 1581591.9747 | 1079469.0212 | 4827625.3449 | 961560.8286 | 11080591.8743 | 11080591.8743 | 9793800.0038 | 5057380.7595 | 0 | 16869778.0478 | 42801550.6855 | 3162.2777 | 0.36667 | 46007.8196 | 116729.812 | 937.9316 | 2379.6951
1 | 2900 | 707 | 0.03 | 15 | 15 | 7 | 4.217e-12 | 5spot_SharedNeighbor | CO2 | Porous | Wet | R600a | MinimizeLCOE_Brownfield | IgnoreSilica | 2019 | 20.4307 | 2.0386 | 0.12225 | 4 | 36477.8374 | 89509.8443 | 743.6501 | 1824.7792 | 57.1971 | 6.1622 | 55.9907 | 773021.5992 | 0 | 733160.5635 | 0 | 0 | 0 | 364799.7079 | 729682.9296 | 1898485.3041 | 1295755.23 | 5794905.3344 | 961560.8286 | 11080591.8743 | 11080591.8743 | 9793800.0038 | 5057380.7595 | 0 | 17837058.0373 | 43768830.6749 | 4216.965 | 0.48898 | 36477.8374 | 89509.8443 | 743.6501 | 1824.7792
1 | 2900 | 707 | 0.03 | 15 | 15 | 7 | 5.6234e-12 | 5spot_SharedNeighbor | CO2 | Porous | Wet | R600a | MinimizeLCOE_Brownfield | IgnoreSilica | 2019 | 25.9601 | 2.6249 | 0.16121 | 4 | 29360.2207 | 69575.5645 | 598.5478 | 1418.392 | 57.331 | 6.1616 | 65.4564 | 918216.0479 | 0 | 892546.4964 | 0 | 0 | 0 | 413785.1942 | 867573.618 | 2257248.5903 | 1540618.5447 | 6889988.4915 | 961560.8286 | 11080591.8743 | 11080591.8743 | 9793800.0038 | 5057380.7595 | 0 | 18932141.1945 | 44863913.8321 | 5623.4133 | 0.64482 | 29360.2207 | 69575.5645 | 598.5478 | 1418.392
1 | 2900 | 707 | 0.03 | 15 | 15 | 7 | 7.4989e-12 | 5spot_SharedNeighbor | CO2 | Porous | Wet | R600a | MinimizeLCOE_Brownfield | IgnoreSilica | 2019 | 32.6297 | 3.3345 | 0.2099 | 4 | 24003.0046 | 54888.9759 | 489.3337 | 1118.986 | 57.3887 | 6.1491 | 61.6936 | 1080649.468 | 0 | 1076003.8559 | 0 | 0 | 0 | 462021.7887 | 1021283.2939 | 2657169.6367 | 1813572.8765 | 8110700.9197 | 961560.8286 | 11080591.8743 | 11080591.8743 | 9793800.0038 | 5057380.7595 | 0 | 20152853.6226 | 46084626.2603 | 7498.9421 | 0.8396 | 24003.0046 | 54888.9759 | 489.3337 | 1118.986
1 | 2900 | 707 | 0.03 | 15 | 15 | 7 | 1e-11 | 5spot_SharedNeighbor | CO2 | Porous | Wet | R600a | MinimizeLCOE_Brownfield | IgnoreSilica | 2019 | 40.3723 | 4.1619 | 0.26886 | 4 | 19952.1398 | 44064.94 | 406.7514 | 898.3234 | 57.3696 | 6.1232 | 62.3381 | 1255731.7719 | 0 | 1279898.7672 | 0 | 0 | 0 | 504190.2825 | 1185530.1204 | 3084506.1876 | 2105238.8533 | 9415095.9828 | 961560.8286 | 11080591.8743 | 11080591.8743 | 9793800.0038 | 5057380.7595 | 0 | 21457248.6858 | 47389021.3234 | 10000 | 1.0754 | 19952.1398 | 44064.94 | 406.7514 | 898.3234
1 | 2900 | 707 | 0.03 | 15 | 15 | 7 | 1.3335e-11 | 5spot_SharedNeighbor | CO2 | Porous | Wet | R600a | MinimizeLCOE_Brownfield | IgnoreSilica | 2019 | 48.9567 | 5.0839 | 0.33731 | 4 | 16885.2147 | 36104.5414 | 344.2279 | 736.0399 | 57.2733 | 6.0825 | 62.0714 | 1436179.4848 | 0 | 1497205.7105 | 0 | 0 | 0 | 534302.2709 | 1352398.1118 | 3518662.4718 | 2401559.4383 | 10740307.488 | 961560.8286 | 11080591.8743 | 11080591.8743 | 9793800.0038 | 5057380.7595 | 0 | 22782460.1909 | 48714232.8285 | 13335.2143 | 1.3493 | 16885.2147 | 36104.5414 | 344.2279 | 736.0399
1 | 2900 | 707 | 0.03 | 15 | 15 | 7 | 1.7783e-11 | 5spot_SharedNeighbor | CO2 | Porous | Wet | R600a | MinimizeLCOE_Brownfield | IgnoreSilica | 2019 | 57.9427 | 6.0545 | 0.41264 | 4 | 14567.4302 | 30278.1951 | 296.9768 | 617.262 | 57.1034 | 6.0276 | 76.5829 | 1611985.944 | 0 | 1716871.4263 | 0 | 0 | 0 | 546337.67 | 1511326.0657 | 3932160.4074 | 2683780.2758 | 12002461.7892 | 961560.8286 | 11080591.8743 | 11080591.8743 | 9793800.0038 | 5057380.7595 | 0 | 24044614.4921 | 49976387.1297 | 17782.7941 | 1.6506 | 14567.4302 | 30278.1951 | 296.9768 | 617.262
1 | 2900 | 707 | 0.03 | 15 | 15 | 7 | 2.3714e-11 | 5spot_SharedNeighbor | CO2 | Porous | Wet | R600a | MinimizeLCOE_Brownfield | IgnoreSilica | 2019 | 66.7707 | 7.0135 | 0.49061 | 4 | 12821.7495 | 26035.7308 | 261.3887 | 530.7736 | 56.8738 | 5.9617 | 76.0672 | 1773036.3027 | 0 | 1926280.6108 | 0 | 0 | 0 | 536656.7676 | 1652029.7356 | 4298242.4941 | 2933638.8223 | 13119884.733 | 961560.8286 | 11080591.8743 | 11080591.8743 | 9793800.0038 | 5057380.7595 | 0 | 25162037.4359 | 51093810.0735 | 23713.7371 | 1.9624 | 12821.7495 | 26035.7308 | 261.3887 | 530.7736
1 | 2900 | 707 | 0.03 | 15 | 15 | 7 | 3.1623e-11 | 5spot_SharedNeighbor | CO2 | Porous | Wet | R600a | MinimizeLCOE_Brownfield | IgnoreSilica | 2019 | 74.907 | 7.9023 | 0.56639 | 4 | 11510.8327 | 22956.882 | 234.6639 | 468.0071 | 56.609 | 5.8906 | 84.0106 | 1911907.9451 | 0 | 2114497.9662 | 0 | 0 | 0 | 505477.0368 | 1767434.3498 | 4598501.6275 | 3138571.8505 | 14036390.776 | 961560.8286 | 11080591.8743 | 11080591.8743 | 9793800.0038 | 5057380.7595 | 0 | 26078543.4789 | 52010316.1166 | 31622.7766 | 2.2656 | 11510.8327 | 22956.882 | 234.6639 | 468.0071
1 | 2900 | 707 | 0.03 | 15 | 15 | 7 | 4.217e-11 | 5spot_SharedNeighbor | CO2 | Porous | Wet | R600a | MinimizeLCOE_Brownfield | IgnoreSilica | 2019 | 82.0307 | 8.6845 | 0.63604 | 4 | 10527.499 | 20720.13 | 214.6173 | 422.4079 | 56.3361 | 5.8202 | 74.0448 | 2026249.7121 | 0 | 2275970.5242 | 0 | 0 | 0 | 457345.0348 | 1856230.4557 | 4829530.8805 | 3296254.0629 | 14741580.6701 | 961560.8286 | 11080591.8743 | 11080591.8743 | 9793800.0038 | 5057380.7595 | 0 | 26783733.3731 | 52715506.0107 | 42169.6503 | 2.5442 | 10527.499 | 20720.13 | 214.6173 | 422.4079
1 | 2900 | 707 | 0.03 | 15 | 15 | 7 | 5.6234e-11 | 5spot_SharedNeighbor | CO2 | Porous | Wet | R600a | MinimizeLCOE_Brownfield | IgnoreSilica | 2019 | 88.0157 | 9.3447 | 0.69714 | 4 | 9788.2273 | 19087.5115 | 199.5463 | 389.1247 | 56.0759 | 5.7548 | 68.7012 | 2117128.2977 | 0 | 2409512.525 | 0 | 0 | 0 | 398069.1241 | 1920636.8792 | 4997103.183 | 3410625.6026 | 15253075.6116 | 961560.8286 | 11080591.8743 | 11080591.8743 | 9793800.0038 | 5057380.7595 | 0 | 27295228.3145 | 53227000.9522 | 56234.1325 | 2.7886 | 9788.2273 | 19087.5115 | 199.5463 | 389.1247
1 | 2900 | 707 | 0.03 | 15 | 15 | 7 | 7.4989e-11 | 5spot_SharedNeighbor | CO2 | Porous | Wet | R600a | MinimizeLCOE_Brownfield | IgnoreSilica | 2019 | 92.7487 | 9.8695 | 0.74811 | 4 | 9232.4224 | 17898.1354 | 188.2154 | 364.8777 | 55.8525 | 5.6998 | 71.2263 | 2185777.3537 | 0 | 2513768.6097 | 0 | 0 | 0 | 332484.0887 | 1962491.7203 | 5106000.8939 | 3484950.5279 | 15585473.1943 | 961560.8286 | 11080591.8743 | 11080591.8743 | 9793800.0038 | 5057380.7595 | 0 | 27627625.8972 | 53559398.5348 | 74989.4209 | 2.9925 | 9232.4224 | 17898.1354 | 188.2154 | 364.8777
1 | 2900 | 707 | 0.03 | 15 | 15 | 7 | 1e-10 | 5spot_SharedNeighbor | CO2 | Porous | Wet | R600a | MinimizeLCOE_Brownfield | IgnoreSilica | 2019 | 96.3102 | 10.2671 | 0.78905 | 4 | 8811.6023 | 17027.7889 | 179.6364 | 347.1345 | 55.6732 | 5.6562 | 64.4972 | 2235518.6921 | 0 | 2591509.542 | 0 | 0 | 0 | 264211.2978 | 1985583.4175 | 5166080.7531 | 3525956.2663 | 15768859.9689 | 961560.8286 | 11080591.8743 | 11080591.8743 | 9793800.0038 | 5057380.7595 | 0 | 27811012.6719 | 53742785.3095 | 100000 | 3.1562 | 8811.6023 | 17027.7889 | 179.6364 | 347.1345
1 | 2900 | 707 | 0.03 | 15 | 15 | 7 | 1.3335e-10 | 5spot_SharedNeighbor | CO2 | Porous | Wet | R600a | MinimizeLCOE_Brownfield | IgnoreSilica | 2019 | 98.7339 | 10.5414 | 0.8203 | 4 | 8490.532 | 16393.7076 | 173.091 | 334.2079 | 55.5455 | 5.6255 | 69.8882 | 2268417.8 | 0 | 2644071.5274 | 0 | 0 | 0 | 194242.7357 | 1991625.5046 | 5181801.0244 | 3536685.6745 | 15816844.2667 | 961560.8286 | 11080591.8743 | 11080591.8743 | 9793800.0038 | 5057380.7595 | 0 | 27858996.9696 | 53790769.6072 | 133352.1432 | 3.2812 | 8490.532 | 16393.7076 | 173.091 | 334.2079
1 | 2900 | 707 | 0.03 | 15 | 15 | 7 | 1.7783e-10 | 5spot_SharedNeighbor | CO2 | Porous | Wet | R600a | MinimizeLCOE_Brownfield | IgnoreSilica | 2019 | 99.5233 | 10.6409 | 0.84008 | 4 | 8241.7158 | 15958.7313 | 168.0185 | 325.3403 | 55.5024 | 5.6152 | 73.9691 | 2278938.9834 | 0 | 2661106.5588 | 0 | 0 | 0 | 113718.9148 | 1970968.1382 | 5128054.7945 | 3500002.7683 | 15652790.158 | 961560.8286 | 11080591.8743 | 11080591.8743 | 9793800.0038 | 5057380.7595 | 0 | 27694942.861 | 53626715.4986 | 177827.941 | 3.3603 | 8241.7158 | 15958.7313 | 168.0185 | 325.3403
1 | 2900 | 707 | 0.03 | 15 | 15 | 7 | 2.3714e-10 | 5spot_SharedNeighbor | CO2 | Porous | Wet | R600a | MinimizeLCOE_Brownfield | IgnoreSilica | 2019 | 99.384 | 10.6398 | 0.85182 | 4 | 8020.2678 | 15630.9531 | 163.504 | 318.6581 | 55.5075 | 5.6164 | 63.9736 | 2276954.9179 | 0 | 2658121.7624 | 0 | 0 | 0 | 0 | 1924679.9053 | 5007622.3075 | 3417805.1212 | 15285184.0144 | 961560.8286 | 11080591.8743 | 11080591.8743 | 9793800.0038 | 5057380.7595 | 0 | 27327336.7173 | 53259109.3549 | 237137.3706 | 3.4073 | 8020.2678 | 15630.9531 | 163.504 | 318.6581
1 | 2900 | 707 | 0.03 | 15 | 15 | 7 | 3.1623e-10 | 5spot_SharedNeighbor | CO2 | Porous | Wet | R600a | MinimizeLCOE_Brownfield | IgnoreSilica | 2019 | 104.6901 | 11.2034 | 0.8856 | 4 | 7874.4996 | 15194.9067 | 160.5323 | 309.7687 | 55.2114 | 5.5457 | 63.7109 | 2345961.873 | 0 | 2772261.0213 | 0 | 0 | 0 | 0 | 1996106.9288 | 5193460.7709 | 3544643.6911 | 15852434.2851 | 961560.8286 | 11080591.8743 | 11080591.8743 | 9793800.0038 | 5057380.7595 | 0 | 27894586.988 | 53826359.6257 | 316227.766 | 3.5424 | 7874.4996 | 15194.9067 | 160.5323 | 309.7687
1 | 2900 | 707 | 0.03 | 15 | 15 | 7 | 4.217e-10 | 5spot_SharedNeighbor | CO2 | Porous | Wet | R600a | MinimizeLCOE_Brownfield | IgnoreSilica | 2019 | 108.8707 | 11.6463 | 0.91083 | 4 | 7776.1569 | 14893.753 | 158.5275 | 303.6293 | 54.9636 | 5.4873 | 60.5782 | 2397786.7819 | 0 | 2861381.0158 | 0 | 0 | 0 | 0 | 2051075.4411 | 5336477.5643 | 3642255.5913 | 16288976.3945 | 961560.8286 | 11080591.8743 | 11080591.8743 | 9793800.0038 | 5057380.7595 | 0 | 28331129.0974 | 54262901.735 | 421696.5034 | 3.6433 | 7776.1569 | 14893.753 | 158.5275 | 303.6293
1 | 2900 | 707 | 0.03 | 15 | 15 | 7 | 5.6234e-10 | 5spot_SharedNeighbor | CO2 | Porous | Wet | R600a | MinimizeLCOE_Brownfield | IgnoreSilica | 2019 | 112.1279 | 11.9905 | 0.92961 | 4 | 7708.9048 | 14682.7699 | 157.1565 | 299.3281 | 54.7615 | 5.44 | 66.8211 | 2436591.7904 | 0 | 2930359.0687 | 0 | 0 | 0 | 0 | 2093110.8351 | 5445845.0368 | 3716901.1385 | 16622807.8695 | 961560.8286 | 11080591.8743 | 11080591.8743 | 9793800.0038 | 5057380.7595 | 0 | 28664960.5724 | 54596733.21 | 562341.3252 | 3.7184 | 7708.9048 | 14682.7699 | 157.1565 | 299.3281
1 | 2900 | 707 | 0.03 | 15 | 15 | 7 | 7.4989e-10 | 5spot_SharedNeighbor | CO2 | Porous | Wet | R600a | MinimizeLCOE_Brownfield | IgnoreSilica | 2019 | 114.6512 | 12.2568 | 0.94358 | 4 | 7662.2452 | 14532.8212 | 156.2052 | 296.2712 | 54.5992 | 5.4022 | 62.4389 | 2465683.1174 | 0 | 2983543.0438 | 0 | 0 | 0 | 0 | 2125198.2029 | 5529329.7858 | 3773881.1952 | 16877635.3451 | 961560.8286 | 11080591.8743 | 11080591.8743 | 9793800.0038 | 5057380.7595 | 0 | 28919788.048 | 54851560.6856 | 749894.2093 | 3.7743 | 7662.2452 | 14532.8212 | 156.2052 | 296.2712
1 | 2900 | 707 | 0.03 | 15 | 15 | 7 | 1e-09 | 5spot_SharedNeighbor | CO2 | Porous | Wet | R600a | MinimizeLCOE_Brownfield | IgnoreSilica | 2019 | 116.566 | 12.4585 | 0.95387 | 4 | 7629.674 | 14426.1092 | 155.5412 | 294.0957 | 54.4732 | 5.373 | 64.2268 | 2487224.8927 | 0 | 3023734.6811 | 0 | 0 | 0 | 0 | 2149274.2338 | 5591970.6796 | 3816634.8923 | 17068839.3796 | 961560.8286 | 11080591.8743 | 11080591.8743 | 9793800.0038 | 5057380.7595 | 0 | 29110992.0825 | 55042764.7201 | 1000000 | 3.8155 | 7629.674 | 14426.1092 | 155.5412 | 294.0957
1 | 2900 | 707 | 0.03 | 15 | 15 | 7 | 1.3335e-09 | 5spot_SharedNeighbor | CO2 | Porous | Wet | R600a | MinimizeLCOE_Brownfield | IgnoreSilica | 2019 | 118.0205 | 12.6116 | 0.9615 | 4 | 7606.5777 | 14349.0897 | 155.0704 | 292.5256 | 54.3757 | 5.3506 | 70.385 | 2503270.3121 | 0 | 3054177.828 | 0 | 0 | 0 | 0 | 2167404.7747 | 5639142.6278 | 3848830.7163 | 17212826.2589 | 961560.8286 | 11080591.8743 | 11080591.8743 | 9793800.0038 | 5057380.7595 | 0 | 29254978.9619 | 55186751.5995 | 1333521.4322 | 3.846 | 7606.5777 | 14349.0897 | 155.0704 | 292.5256
1 | 2900 | 707 | 0.03 | 15 | 15 | 7 | 1.7783e-09 | 5spot_SharedNeighbor | CO2 | Porous | Wet | R600a | MinimizeLCOE_Brownfield | IgnoreSilica | 2019 | 119.1459 | 12.73 | 0.96726 | 4 | 7589.8904 | 14292.2656 | 154.7302 | 291.3672 | 54.2986 | 5.3328 | 66.6699 | 2515458.0496 | 0 | 3077708.0784 | 0 | 0 | 0 | 0 | 2181334.7899 | 5675385.67 | 3873567.3373 | 17323453.9251 | 961560.8286 | 11080591.8743 | 11080591.8743 | 9793800.0038 | 5057380.7595 | 0 | 29365606.6281 | 55297379.2657 | 1778279.41 | 3.869 | 7589.8904 | 14292.2656 | 154.7302 | 291.3672
1 | 2900 | 707 | 0.03 | 15 | 15 | 7 | 2.3714e-09 | 5spot_SharedNeighbor | CO2 | Porous | Wet | R600a | MinimizeLCOE_Brownfield | IgnoreSilica | 2019 | 119.9696 | 12.8165 | 0.97144 | 4 | 7577.9578 | 14251.4802 | 154.4869 | 290.5357 | 54.2423 | 5.3199 | 65.9893 | 2524313.1616 | 0 | 3094874.0493 | 0 | 0 | 0 | 0 | 2191483.0122 | 5701789.2628 | 3891588.3319 | 17404047.8179 | 961560.8286 | 11080591.8743 | 11080591.8743 | 9793800.0038 | 5057380.7595 | 0 | 29446200.5208 | 55377973.1584 | 2371373.7057 | 3.8858 | 7577.9578 | 14251.4802 | 154.4869 | 290.5357
1 | 2900 | 707 | 0.03 | 15 | 15 | 7 | 3.1623e-09 | 5spot_SharedNeighbor | CO2 | Porous | Wet | R600a | MinimizeLCOE_Brownfield | IgnoreSilica | 2019 | 120.6029 | 12.883 | 0.97461 | 4 | 7569.1971 | 14221.0639 | 154.3083 | 289.9156 | 54.1983 | 5.3098 | 55.113 | 2531041.4378 | 0 | 3108070.2458 | 0 | 0 | 0 | 0 | 2199253.5566 | 5722006.6253 | 3905387.0972 | 17465758.9627 | 961560.8286 | 11080591.8743 | 11080591.8743 | 9793800.0038 | 5057380.7595 | 0 | 29507911.6656 | 55439684.3032 | 3162277.6602 | 3.8984 | 7569.1971 | 14221.0639 | 154.3083 | 289.9156
1 | 2900 | 707 | 0.03 | 15 | 15 | 7 | 4.217e-09 | 5spot_SharedNeighbor | CO2 | Porous | Wet | R600a | MinimizeLCOE_Brownfield | IgnoreSilica | 2019 | 121.0828 | 12.9334 | 0.97698 | 4 | 7562.7582 | 14198.4819 | 154.1771 | 289.4553 | 54.1647 | 5.3021 | 58.9052 | 2536100.022 | 0 | 3118064.7288 | 0 | 0 | 0 | 0 | 2205124.2528 | 5737280.9727 | 3915812.1532 | 17512382.1297 | 961560.8286 | 11080591.8743 | 11080591.8743 | 9793800.0038 | 5057380.7595 | 0 | 29554534.8326 | 55486307.4702 | 4216965.0343 | 3.9079 | 7562.7582 | 14198.4819 | 154.1771 | 289.4553
1 | 2900 | 707 | 0.03 | 15 | 15 | 7 | 5.6234e-09 | 5spot_SharedNeighbor | CO2 | Porous | Wet | R600a | MinimizeLCOE_Brownfield | IgnoreSilica | 2019 | 121.4506 | 12.9721 | 0.97877 | 4 | 7557.9864 | 14181.5344 | 154.0798 | 289.1098 | 54.1386 | 5.2961 | 63.1534 | 2539945.9507 | 0 | 3125727.7857 | 0 | 0 | 0 | 0 | 2209612.7572 | 5748959.1403 | 3923782.7426 | 17548028.3765 | 961560.8286 | 11080591.8743 | 11080591.8743 | 9793800.0038 | 5057380.7595 | 0 | 29590181.0794 | 55521953.717 | 5623413.2519 | 3.9151 | 7557.9864 | 14181.5344 | 154.0798 | 289.1098
1 | 2900 | 707 | 0.03 | 15 | 15 | 7 | 7.4989e-09 | 5spot_SharedNeighbor | CO2 | Porous | Wet | R600a | MinimizeLCOE_Brownfield | IgnoreSilica | 2019 | 121.7212 | 13.0005 | 0.98009 | 4 | 7554.4773 | 14169.0962 | 154.0082 | 288.8562 | 54.1195 | 5.2918 | 61.5686 | 2542772.7845 | 0 | 3131355.9655 | 0 | 0 | 0 | 0 | 2212910.2125 | 5757538.4426 | 3929638.2927 | 17574215.6977 | 961560.8286 | 11080591.8743 | 11080591.8743 | 9793800.0038 | 5057380.7595 | 0 | 29616368.4006 | 55548141.0383 | 7498942.0933 | 3.9204 | 7554.4773 | 14169.0962 | 154.0082 | 288.8562
1 | 2900 | 707 | 0.03 | 15 | 15 | 7 | 1e-08 | 5spot_SharedNeighbor | CO2 | Porous | Wet | R600a | MinimizeLCOE_Brownfield | IgnoreSilica | 2019 | 121.9064 | 13.0198 | 0.98102 | 4 | 7551.9332 | 14160.3235 | 153.9564 | 288.6773 | 54.1069 | 5.2889 | 58.903 | 2544730.7392 | 0 | 3135187.2143 | 0 | 0 | 0 | 0 | 2215168.0019 | 5763412.7475 | 3933647.6264 | 17592146.3293 | 961560.8286 | 11080591.8743 | 11080591.8743 | 9793800.0038 | 5057380.7595 | 0 | 29634299.0323 | 55566071.6699 | 10000000 | 3.9241 | 7551.9332 | 14160.3235 | 153.9564 | 288.6773
1 | 3000 | 707 | 0.03 | 15 | 15 | 7 | 1e-13 | 5spot_SharedNeighbor | CO2 | Porous | Wet | R600a | MinimizeLCOE_Brownfield | IgnoreSilica | 2019 | 0.40413 | -0.015798 | 0.00018362 | 4 | 17259230.1933 | 53736280.7135 | 351852.7523 | 1095486.766 | 34.9268 | 4.23 | 32.936 | 26879.4985 | 0 | 8794.6675 | 0 | 0 | 0 | 25957.2516 | 24036.2528 | 62537.3993 | 42683.0601 | 190888.1297 | 961560.8286 | 11524091.9223 | 11524091.9223 | 10059725.4019 | 5207807.6177 | 0 | 12676540.8807 | 39468165.8225 | 100 | 0.00073448 | 17259230.1933 | 53736280.7135 | 351852.7523 | 1095486.766
1 | 3000 | 707 | 0.03 | 15 | 15 | 7 | 1.3335e-13 | 5spot_SharedNeighbor | CO2 | Porous | Wet | R600a | MinimizeLCOE_Brownfield | IgnoreSilica | 2019 | 0.67936 | -0.0035792 | 0.00071769 | 4 | 4469122.3642 | 13801747.3457 | 91109.1043 | 281367.2879 | 41.4583 | 4.9164 | 43.8232 | 46823.4266 | 0 | 23900.3994 | 0 | 0 | 0 | 40366.9603 | 43325.4067 | 112723.8209 | 76936.324 | 344076.338 | 961560.8286 | 11524091.9223 | 11524091.9223 | 10059725.4019 | 5207807.6177 | 0 | 12829729.089 | 39621354.0309 | 133.3521 | 0.0028707 | 4469122.3642 | 13801747.3457 | 91109.1043 | 281367.2879
1 | 3000 | 707 | 0.03 | 15 | 15 | 7 | 1.7783e-13 | 5spot_SharedNeighbor | CO2 | Porous | Wet | R600a | MinimizeLCOE_Brownfield | IgnoreSilica | 2019 | 0.99146 | 0.018578 | 0.0017396 | 4 | 1867497.4321 | 5717792.7497 | 38071.4611 | 116564.9391 | 45.6698 | 5.352 | 29.6171 | 68902.5249 | 0 | 41109.6148 | 0 | 0 | 0 | 54330.3685 | 64093.5782 | 166758.3431 | 113815.9957 | 509010.4251 | 961560.8286 | 11524091.9223 | 11524091.9223 | 10059725.4019 | 5207807.6177 | 0 | 12994663.1761 | 39786288.118 | 177.8279 | 0.0069583 | 1867497.4321 | 5717792.7497 | 38071.4611 | 116564.9391
1 | 3000 | 707 | 0.03 | 15 | 15 | 7 | 2.3714e-13 | 5spot_SharedNeighbor | CO2 | Porous | Wet | R600a | MinimizeLCOE_Brownfield | IgnoreSilica | 2019 | 1.3986 | 0.053101 | 0.0033771 | 4 | 976900.0758 | 2960236.1432 | 19915.4294 | 60348.4178 | 48.9398 | 5.6783 | 127.6781 | 95969.1712 | 0 | 62739.0181 | 0 | 0 | 0 | 70743.0813 | 89485.9955 | 232824.2042 | 158907.3034 | 710668.7737 | 961560.8286 | 11524091.9223 | 11524091.9223 | 10059725.4019 | 5207807.6177 | 0 | 13196321.5247 | 39987946.4665 | 237.1374 | 0.013508 | 976900.0758 | 2960236.1432 | 19915.4294 | 60348.4178
1 | 3000 | 707 | 0.03 | 15 | 15 | 7 | 3.1623e-13 | 5spot_SharedNeighbor | CO2 | Porous | Wet | R600a | MinimizeLCOE_Brownfield | IgnoreSilica | 2019 | 1.9042 | 0.10067 | 0.0057943 | 4 | 579271.1 | 1735214.4283 | 11809.2249 | 35374.6932 | 51.3944 | 5.9128 | 179.5271 | 127075.7388 | 0 | 88249.3435 | 0 | 0 | 0 | 88259.0705 | 118397.8196 | 308046.8398 | 210248.2979 | 940277.11 | 961560.8286 | 11524091.9223 | 11524091.9223 | 10059725.4019 | 5207807.6177 | 0 | 13425929.861 | 40217554.8029 | 316.2278 | 0.023177 | 579271.1 | 1735214.4283 | 11809.2249 | 35374.6932
1 | 3000 | 707 | 0.03 | 15 | 15 | 7 | 4.217e-13 | 5spot_SharedNeighbor | CO2 | Porous | Wet | R600a | MinimizeLCOE_Brownfield | IgnoreSilica | 2019 | 2.546 | 0.16457 | 0.0092127 | 4 | 371589.3658 | 1098619.6117 | 7575.3518 | 22396.8468 | 53.3095 | 6.0877 | 245.2894 | 163433.3846 | 0 | 118862.9051 | 0 | 0 | 0 | 107630.383 | 152071.4023 | 395658.5947 | 270045.1209 | 1207701.7906 | 961560.8286 | 11524091.9223 | 11524091.9223 | 10059725.4019 | 5207807.6177 | 0 | 13693354.5416 | 40484979.4835 | 421.6965 | 0.036851 | 371589.3658 | 1098619.6117 | 7575.3518 | 22396.8468
1 | 3000 | 707 | 0.03 | 15 | 15 | 7 | 5.6234e-13 | 5spot_SharedNeighbor | CO2 | Porous | Wet | R600a | MinimizeLCOE_Brownfield | IgnoreSilica | 2019 | 3.3808 | 0.25028 | 0.013932 | 4 | 251480.4814 | 732248.1803 | 5126.7698 | 14927.8696 | 54.8414 | 6.2221 | 38.5172 | 206885.7488 | 0 | 156446.8214 | 0 | 0 | 0 | 130181.7619 | 192470.5895 | 500768.9928 | 341785.1273 | 1528539.0417 | 961560.8286 | 11524091.9223 | 11524091.9223 | 10059725.4019 | 5207807.6177 | 0 | 14014191.7926 | 40805816.7345 | 562.3413 | 0.055727 | 251480.4814 | 732248.1803 | 5126.7698 | 14927.8696
1 | 3000 | 707 | 0.03 | 15 | 15 | 7 | 7.4989e-13 | 5spot_SharedNeighbor | CO2 | Porous | Wet | R600a | MinimizeLCOE_Brownfield | IgnoreSilica | 2019 | 4.4797 | 0.36507 | 0.020355 | 4 | 176921.9739 | 505982.5977 | 3606.7937 | 10315.1396 | 56.0695 | 6.3258 | 54.3978 | 259362.8969 | 0 | 203094.6725 | 0 | 0 | 0 | 157146.3108 | 241645.5133 | 628712.0572 | 429108.8978 | 1919070.3485 | 961560.8286 | 11524091.9223 | 11524091.9223 | 10059725.4019 | 5207807.6177 | 0 | 14404723.0995 | 41196348.0413 | 749.8942 | 0.081419 | 176921.9739 | 505982.5977 | 3606.7937 | 10315.1396
1 | 3000 | 707 | 0.03 | 15 | 15 | 7 | 1e-12 | 5spot_SharedNeighbor | CO2 | Porous | Wet | R600a | MinimizeLCOE_Brownfield | IgnoreSilica | 2019 | 5.8823 | 0.51361 | 0.028983 | 4 | 128201.4536 | 359300.6296 | 2613.56 | 7324.8293 | 57.0196 | 6.4033 | 53.9328 | 320861.3332 | 0 | 259267.8524 | 0 | 0 | 0 | 187294.8238 | 299295.3637 | 778705.1424 | 531482.2604 | 2376906.7759 | 961560.8286 | 11524091.9223 | 11524091.9223 | 10059725.4019 | 5207807.6177 | 0 | 14862559.5268 | 41654184.4687 | 1000 | 0.11593 | 128201.4536 | 359300.6296 | 2613.56 | 7324.8293
1 | 3000 | 707 | 0.03 | 15 | 15 | 7 | 1.3335e-12 | 5spot_SharedNeighbor | CO2 | Porous | Wet | R600a | MinimizeLCOE_Brownfield | IgnoreSilica | 2019 | 7.6922 | 0.70673 | 0.040498 | 4 | 95116.5934 | 260505.357 | 1939.0804 | 5310.7541 | 57.7616 | 6.4619 | 55.1626 | 393859.5633 | 0 | 327749.2507 | 0 | 0 | 0 | 221954.9437 | 367989.8655 | 957434.1449 | 653468.4772 | 2922456.2452 | 961560.8286 | 11524091.9223 | 11524091.9223 | 10059725.4019 | 5207807.6177 | 0 | 15408108.9962 | 42199733.9381 | 1333.5214 | 0.16199 | 95116.5934 | 260505.357 | 1939.0804 | 5310.7541
1 | 3000 | 707 | 0.03 | 15 | 15 | 7 | 1.7783e-12 | 5spot_SharedNeighbor | CO2 | Porous | Wet | R600a | MinimizeLCOE_Brownfield | IgnoreSilica | 2019 | 10.0091 | 0.95528 | 0.055756 | 4 | 71978.647 | 192107.6561 | 1467.3821 | 3916.3744 | 58.3336 | 6.5051 | 55.2488 | 479948.4275 | 0 | 410665.8567 | 0 | 0 | 0 | 261146.9794 | 449186.8928 | 1168692.1542 | 797656.4094 | 3567296.72 | 961560.8286 | 11524091.9223 | 11524091.9223 | 10059725.4019 | 5207807.6177 | 0 | 16052949.471 | 42844574.4129 | 1778.2794 | 0.22302 | 71978.647 | 192107.6561 | 1467.3821 | 3916.3744
1 | 3000 | 707 | 0.03 | 15 | 15 | 7 | 2.3714e-12 | 5spot_SharedNeighbor | CO2 | Porous | Wet | R600a | MinimizeLCOE_Brownfield | IgnoreSilica | 2019 | 12.9787 | 1.275 | 0.075864 | 4 | 55422.1842 | 143710.5256 | 1129.8562 | 2929.7334 | 58.7712 | 6.536 | 42.9526 | 581758.98 | 0 | 511316.811 | 0 | 0 | 0 | 305757.1438 | 545544.8446 | 1419395.7789 | 968766.7848 | 4332540.3431 | 961560.8286 | 11524091.9223 | 11524091.9223 | 10059725.4019 | 5207807.6177 | 0 | 16818193.0941 | 43609818.0359 | 2371.3737 | 0.30346 | 55422.1842 | 143710.5256 | 1129.8562 | 2929.7334
1 | 3000 | 707 | 0.03 | 15 | 15 | 7 | 3.1623e-12 | 5spot_SharedNeighbor | CO2 | Porous | Wet | R600a | MinimizeLCOE_Brownfield | IgnoreSilica | 2019 | 16.7371 | 1.6809 | 0.10213 | 4 | 43359.674 | 108938.7075 | 883.9456 | 2220.8629 | 59.0957 | 6.5558 | 56.9781 | 700814.6513 | 0 | 632125.9178 | 0 | 0 | 0 | 355163.4935 | 658360.5844 | 1712919.1923 | 1169102.5457 | 5228486.3851 | 961560.8286 | 11524091.9223 | 11524091.9223 | 10059725.4019 | 5207807.6177 | 0 | 17714139.136 | 44505764.0779 | 3162.2777 | 0.40854 | 43359.674 | 108938.7075 | 883.9456 | 2220.8629
1 | 3000 | 707 | 0.03 | 15 | 15 | 7 | 4.217e-12 | 5spot_SharedNeighbor | CO2 | Porous | Wet | R600a | MinimizeLCOE_Brownfield | IgnoreSilica | 2019 | 21.4318 | 2.1895 | 0.13608 | 4 | 34446.0012 | 83667.1672 | 702.2283 | 1705.6684 | 59.3239 | 6.565 | 48.6008 | 838433.6963 | 0 | 775498.6533 | 0 | 0 | 0 | 408403.3684 | 788710.93 | 2052064.053 | 1400575.8819 | 6263686.5829 | 961560.8286 | 11524091.9223 | 11524091.9223 | 10059725.4019 | 5207807.6177 | 0 | 18749339.3339 | 45540964.2758 | 4216.965 | 0.54431 | 34446.0012 | 83667.1672 | 702.2283 | 1705.6684
1 | 3000 | 707 | 0.03 | 15 | 15 | 7 | 5.6234e-12 | 5spot_SharedNeighbor | CO2 | Porous | Wet | R600a | MinimizeLCOE_Brownfield | IgnoreSilica | 2019 | 27.2124 | 2.8178 | 0.1793 | 4 | 27787.3689 | 65143.9689 | 566.4831 | 1328.0479 | 59.4661 | 6.5629 | 52.3281 | 995439.381 | 0 | 943568.6668 | 0 | 0 | 0 | 464106.447 | 937214.653 | 2438440.2779 | 1664285.5946 | 7443055.0202 | 961560.8286 | 11524091.9223 | 11524091.9223 | 10059725.4019 | 5207807.6177 | 0 | 19928707.7712 | 46720332.713 | 5623.4133 | 0.71719 | 27787.3689 | 65143.9689 | 566.4831 | 1328.0479
1 | 3000 | 707 | 0.03 | 15 | 15 | 7 | 7.4989e-12 | 5spot_SharedNeighbor | CO2 | Porous | Wet | R600a | MinimizeLCOE_Brownfield | IgnoreSilica | 2019 | 34.1112 | 3.5706 | 0.23301 | 4 | 22774.8676 | 51519.9208 | 464.2965 | 1050.3033 | 59.5257 | 6.548 | 65.234 | 1169287.0385 | 0 | 1135060.9387 | 0 | 0 | 0 | 517991.968 | 1100712.5786 | 2863828.3424 | 1954621.6895 | 8741502.5556 | 961560.8286 | 11524091.9223 | 11524091.9223 | 10059725.4019 | 5207807.6177 | 0 | 21227155.3066 | 48018780.2484 | 7498.9421 | 0.93204 | 22774.8676 | 51519.9208 | 464.2965 | 1050.3033
1 | 3000 | 707 | 0.03 | 15 | 15 | 7 | 1e-11 | 5spot_SharedNeighbor | CO2 | Porous | Wet | R600a | MinimizeLCOE_Brownfield | IgnoreSilica | 2019 | 42.1233 | 4.4487 | 0.29784 | 4 | 18984.8762 | 41473.0309 | 387.0324 | 845.4838 | 59.5033 | 6.5184 | 67.3957 | 1356815.3045 | 0 | 1348089.0695 | 0 | 0 | 0 | 566472.8805 | 1275837.1293 | 3319466.5002 | 2265604.0946 | 10132284.9787 | 961560.8286 | 11524091.9223 | 11524091.9223 | 10059725.4019 | 5207807.6177 | 0 | 22617937.7297 | 49409562.6716 | 10000 | 1.1914 | 18984.8762 | 41473.0309 | 387.0324 | 845.4838
1 | 3000 | 707 | 0.03 | 15 | 15 | 7 | 1.3335e-11 | 5spot_SharedNeighbor | CO2 | Porous | Wet | R600a | MinimizeLCOE_Brownfield | IgnoreSilica | 2019 | 50.9272 | 5.4188 | 0.37256 | 4 | 16116.6364 | 34094.5712 | 328.5594 | 695.064 | 59.3985 | 6.4731 | 63.1426 | 1548415.4092 | 0 | 1573232.4184 | 0 | 0 | 0 | 601706.108 | 1452108.0349 | 3778087.2384 | 2578622.1722 | 11532171.3811 | 961560.8286 | 11524091.9223 | 11524091.9223 | 10059725.4019 | 5207807.6177 | 0 | 24017824.1321 | 50809449.0739 | 13335.2143 | 1.4903 | 16116.6364 | 34094.5712 | 328.5594 | 695.064
1 | 3000 | 707 | 0.03 | 15 | 15 | 7 | 1.7783e-11 | 5spot_SharedNeighbor | CO2 | Porous | Wet | R600a | MinimizeLCOE_Brownfield | IgnoreSilica | 2019 | 60.0498 | 6.43 | 0.45406 | 4 | 13950.6765 | 28701.8073 | 284.4034 | 585.1252 | 59.2172 | 6.413 | 63.4818 | 1733288.0914 | 0 | 1798675.5976 | 0 | 0 | 0 | 617568.469 | 1618317.5416 | 4210530.2808 | 2873773.4344 | 12852153.4149 | 961560.8286 | 11524091.9223 | 11524091.9223 | 10059725.4019 | 5207807.6177 | 0 | 25337806.1659 | 52129431.1077 | 17782.7941 | 1.8162 | 13950.6765 | 28701.8073 | 284.4034 | 585.1252
1 | 3000 | 707 | 0.03 | 15 | 15 | 7 | 2.3714e-11 | 5spot_SharedNeighbor | CO2 | Porous | Wet | R600a | MinimizeLCOE_Brownfield | IgnoreSilica | 2019 | 68.9561 | 7.4229 | 0.53775 | 4 | 12320.9613 | 24776.458 | 251.1795 | 505.1016 | 58.9748 | 6.3417 | 75.0781 | 1901697.6389 | 0 | 2012405.1808 | 0 | 0 | 0 | 611386.6107 | 1764940.8778 | 4592014.125 | 3134143.9968 | 14016588.4299 | 961560.8286 | 11524091.9223 | 11524091.9223 | 10059725.4019 | 5207807.6177 | 0 | 26502241.1809 | 53293866.1228 | 23713.7371 | 2.151 | 12320.9613 | 24776.458 | 251.1795 | 505.1016
1 | 3000 | 707 | 0.03 | 15 | 15 | 7 | 3.1623e-11 | 5spot_SharedNeighbor | CO2 | Porous | Wet | R600a | MinimizeLCOE_Brownfield | IgnoreSilica | 2019 | 77.1339 | 8.3396 | 0.61853 | 4 | 11098.5035 | 21927.2381 | 226.258 | 447.0164 | 58.6973 | 6.2654 | 72.2364 | 2046478.7142 | 0 | 2203911.955 | 0 | 0 | 0 | 584025.7118 | 1885422.3886 | 4905482.3018 | 3348092.4686 | 14973413.5401 | 961560.8286 | 11524091.9223 | 11524091.9223 | 10059725.4019 | 5207807.6177 | 0 | 27459066.291 | 54250691.2329 | 31622.7766 | 2.4741 | 11098.5035 | 21927.2381 | 226.258 | 447.0164
1 | 3000 | 707 | 0.03 | 15 | 15 | 7 | 4.217e-11 | 5spot_SharedNeighbor | CO2 | Porous | Wet | R600a | MinimizeLCOE_Brownfield | IgnoreSilica | 2019 | 84.2567 | 9.1421 | 0.69228 | 4 | 10182.7852 | 19857.9369 | 207.5899 | 404.8309 | 58.4135 | 6.1906 | 86.0942 | 2165168.5096 | 0 | 2367448.6631 | 0 | 0 | 0 | 540157.2754 | 1978382.0348 | 5147344.2325 | 3513168.206 | 15711668.9213 | 961560.8286 | 11524091.9223 | 11524091.9223 | 10059725.4019 | 5207807.6177 | 0 | 28197321.6723 | 54988946.6141 | 42169.6503 | 2.7691 | 10182.7852 | 19857.9369 | 207.5899 | 404.8309
1 | 3000 | 707 | 0.03 | 15 | 15 | 7 | 5.6234e-11 | 5spot_SharedNeighbor | CO2 | Porous | Wet | R600a | MinimizeLCOE_Brownfield | IgnoreSilica | 2019 | 90.2083 | 9.8156 | 0.75654 | 4 | 9496.5093 | 18349.852 | 193.5992 | 374.0866 | 58.1465 | 6.1221 | 73.9188 | 2259145.0274 | 0 | 2501985.0559 | 0 | 0 | 0 | 486195.1661 | 2046456.8473 | 5324460.9306 | 3634053.9919 | 16252297.0193 | 961560.8286 | 11524091.9223 | 11524091.9223 | 10059725.4019 | 5207807.6177 | 0 | 28737949.7703 | 55529574.7121 | 56234.1325 | 3.0262 | 9496.5093 | 18349.852 | 193.5992 | 374.0866
1 | 3000 | 707 | 0.03 | 15 | 15 | 7 | 7.4989e-11 | 5spot_SharedNeighbor | CO2 | Porous | Wet | R600a | MinimizeLCOE_Brownfield | IgnoreSilica | 2019 | 95.0145 | 10.3621 | 0.81048 | 4 | 8980.4223 | 17244.5774 | 183.0781 | 351.554 | 57.9098 | 6.0624 | 67.7058 | 2331539.5369 | 0 | 2609377.9266 | 0 | 0 | 0 | 427723.8963 | 2093770.1303 | 5447560.3878 | 3718071.9008 | 16628043.7786 | 961560.8286 | 11524091.9223 | 11524091.9223 | 10059725.4019 | 5207807.6177 | 0 | 29113696.5296 | 55905321.4715 | 74989.4209 | 3.2419 | 8980.4223 | 17244.5774 | 183.0781 | 351.554
1 | 3000 | 707 | 0.03 | 15 | 15 | 7 | 1e-10 | 5spot_SharedNeighbor | CO2 | Porous | Wet | R600a | MinimizeLCOE_Brownfield | IgnoreSilica | 2019 | 98.7586 | 10.7894 | 0.85418 | 4 | 8592.7746 | 16434.1411 | 175.1753 | 335.0322 | 57.7146 | 6.014 | 68.0042 | 2385895.1011 | 0 | 2692231.5974 | 0 | 0 | 0 | 369703.1599 | 2124653.6448 | 5527912.9574 | 3772914.1807 | 16873310.6413 | 961560.8286 | 11524091.9223 | 11524091.9223 | 10059725.4019 | 5207807.6177 | 0 | 29358963.3922 | 56150588.3341 | 100000 | 3.4167 | 8592.7746 | 16434.1411 | 175.1753 | 335.0322
1 | 3000 | 707 | 0.03 | 15 | 15 | 7 | 1.3335e-10 | 5spot_SharedNeighbor | CO2 | Porous | Wet | R600a | MinimizeLCOE_Brownfield | IgnoreSilica | 2019 | 101.565 | 11.1115 | 0.88859 | 4 | 8299.972 | 15837.6859 | 169.2062 | 322.8726 | 57.5611 | 5.9763 | 80.2572 | 2425413.0014 | 0 | 2753915.3686 | 0 | 0 | 0 | 314344.9943 | 2142532.6121 | 5574430.3628 | 3804663.2657 | 17015299.6049 | 961560.8286 | 11524091.9223 | 11524091.9223 | 10059725.4019 | 5207807.6177 | 0 | 29500952.3558 | 56292577.2977 | 133352.1432 | 3.5543 | 8299.972 | 15837.6859 | 169.2062 | 322.8726
1 | 3000 | 707 | 0.03 | 15 | 15 | 7 | 1.7783e-10 | 5spot_SharedNeighbor | CO2 | Porous | Wet | R600a | MinimizeLCOE_Brownfield | IgnoreSilica | 2019 | 103.6159 | 11.3483 | 0.91513 | 4 | 8078.094 | 15397.2013 | 164.6829 | 313.8928 | 57.445 | 5.9479 | 83.4424 | 2453627.137 | 0 | 2798775.8042 | 0 | 0 | 0 | 263530.8871 | 2151214.193 | 5597018.0555 | 3820079.8301 | 17084245.907 | 961560.8286 | 11524091.9223 | 11524091.9223 | 10059725.4019 | 5207807.6177 | 0 | 29569898.6579 | 56361523.5998 | 177827.941 | 3.6605 | 8078.094 | 15397.2013 | 164.6829 | 313.8928
1 | 3000 | 707 | 0.03 | 15 | 15 | 7 | 2.3714e-10 | 5spot_SharedNeighbor | CO2 | Porous | Wet | R600a | MinimizeLCOE_Brownfield | IgnoreSilica | 2019 | 104.9996 | 11.5101 | 0.93489 | 4 | 7909.3926 | 15073.7455 | 161.2437 | 307.2987 | 57.3647 | 5.9285 | 72.0683 | 2472340.2061 | 0 | 2828937.2956 | 0 | 0 | 0 | 217193.0352 | 2152203.5094 | 5599592.0537 | 3821836.6368 | 17092102.7367 | 961560.8286 | 11524091.9223 | 11524091.9223 | 10059725.4019 | 5207807.6177 | 0 | 29577755.4877 | 56369380.4296 | 237137.3706 | 3.7396 | 7909.3926 | 15073.7455 | 161.2437 | 307.2987
1 | 3000 | 707 | 0.03 | 15 | 15 | 7 | 3.1623e-10 | 5spot_SharedNeighbor | CO2 | Porous | Wet | R600a | MinimizeLCOE_Brownfield | IgnoreSilica | 2019 | 105.8427 | 11.611 | 0.94913 | 4 | 7780.6339 | 14837.533 | 158.6187 | 302.4832 | 57.3149 | 5.9164 | 71.9093 | 2483608.0701 | 0 | 2847267.8512 | 0 | 0 | 0 | 175176.9283 | 2147360.6113 | 5586991.8265 | 3813236.7228 | 17053642.0102 | 961560.8286 | 11524091.9223 | 11524091.9223 | 10059725.4019 | 5207807.6177 | 0 | 29539294.7611 | 56330919.703 | 316227.766 | 3.7965 | 7780.6339 | 14837.533 | 158.6187 | 302.4832
1 | 3000 | 707 | 0.03 | 15 | 15 | 7 | 4.217e-10 | 5spot_SharedNeighbor | CO2 | Porous | Wet | R600a | MinimizeLCOE_Brownfield | IgnoreSilica | 2019 | 106.125 | 11.6494 | 0.95831 | 4 | 7681.8494 | 14671.1293 | 156.6049 | 299.0908 | 57.2978 | 5.9123 | 68.4598 | 2487343.5168 | 0 | 2853383.997 | 0 | 0 | 0 | 135337.0249 | 2135665.1701 | 5556562.6874 | 3792468.2101 | 16960760.6064 | 961560.8286 | 11524091.9223 | 11524091.9223 | 10059725.4019 | 5207807.6177 | 0 | 29446413.3573 | 56238038.2992 | 421696.5034 | 3.8332 | 7681.8494 | 14671.1293 | 156.6049 | 299.0908
1 | 3000 | 707 | 0.03 | 15 | 15 | 7 | 5.6234e-10 | 5spot_SharedNeighbor | CO2 | Porous | Wet | R600a | MinimizeLCOE_Brownfield | IgnoreSilica | 2019 | 105.513 | 11.5902 | 0.96123 | 4 | 7605.2452 | 14573.2772 | 155.0432 | 297.096 | 57.3333 | 5.921 | 79.2113 | 2479150.6299 | 0 | 2840043.417 | 0 | 0 | 0 | 90765.0622 | 2109884.0525 | 5489485.508 | 3746686.6568 | 16756015.3264 | 961560.8286 | 11524091.9223 | 11524091.9223 | 10059725.4019 | 5207807.6177 | 0 | 29241668.0774 | 56033293.0192 | 562341.3252 | 3.8449 | 7605.2452 | 14573.2772 | 155.0432 | 297.096
1 | 3000 | 707 | 0.03 | 15 | 15 | 7 | 7.4989e-10 | 5spot_SharedNeighbor | CO2 | Porous | Wet | R600a | MinimizeLCOE_Brownfield | IgnoreSilica | 2019 | 102.8282 | 11.3073 | 0.9518 | 4 | 7529.4618 | 14566.5844 | 153.4983 | 296.9595 | 57.4859 | 5.9582 | 66.456 | 2442636.3142 | 0 | 2781475.126 | 0 | 0 | 0 | 0 | 2037403.4617 | 5300905.8784 | 3617977.1847 | 16180397.965 | 961560.8286 | 11524091.9223 | 11524091.9223 | 10059725.4019 | 5207807.6177 | 0 | 28666050.716 | 55457675.6579 | 749894.2093 | 3.8072 | 7529.4618 | 14566.5844 | 153.4983 | 296.9595
1 | 3000 | 707 | 0.03 | 15 | 15 | 7 | 1e-09 | 5spot_SharedNeighbor | CO2 | Porous | Wet | R600a | MinimizeLCOE_Brownfield | IgnoreSilica | 2019 | 104.7017 | 11.5117 | 0.96481 | 4 | 7481.2133 | 14423.425 | 152.5147 | 294.041 | 57.3784 | 5.9319 | 83.6131 | 2468124.2321 | 0 | 2822403.4831 | 0 | 0 | 0 | 0 | 2063305.8089 | 5368298.4726 | 3663974.0151 | 16386106.0119 | 961560.8286 | 11524091.9223 | 11524091.9223 | 10059725.4019 | 5207807.6177 | 0 | 28871758.7628 | 55663383.7047 | 1000000 | 3.8592 | 7481.2133 | 14423.425 | 152.5147 | 294.041
1 | 3000 | 707 | 0.03 | 15 | 15 | 7 | 1.3335e-09 | 5spot_SharedNeighbor | CO2 | Porous | Wet | R600a | MinimizeLCOE_Brownfield | IgnoreSilica | 2019 | 106.1244 | 11.6669 | 0.97453 | 4 | 7446.372 | 14319.3629 | 151.8044 | 291.9196 | 57.295 | 5.9117 | 75.7709 | 2487176.2986 | 0 | 2853384.4717 | 0 | 0 | 0 | 0 | 2082818.7004 | 5419067.0137 | 3698624.5875 | 16541071.0721 | 961560.8286 | 11524091.9223 | 11524091.9223 | 10059725.4019 | 5207807.6177 | 0 | 29026723.823 | 55818348.7649 | 1333521.4322 | 3.8981 | 7446.372 | 14319.3629 | 151.8044 | 291.9196
1 | 3000 | 707 | 0.03 | 15 | 15 | 7 | 1.7783e-09 | 5spot_SharedNeighbor | CO2 | Porous | Wet | R600a | MinimizeLCOE_Brownfield | IgnoreSilica | 2019 | 107.1914 | 11.7831 | 0.98173 | 4 | 7421.1575 | 14243.719 | 151.2903 | 290.3775 | 57.2318 | 5.8964 | 69.3767 | 2501306.4987 | 0 | 2876557.4192 | 0 | 0 | 0 | 0 | 2097366.928 | 5456918.5175 | 3724459.0166 | 16656608.3799 | 961560.8286 | 11524091.9223 | 11524091.9223 | 10059725.4019 | 5207807.6177 | 0 | 29142261.1309 | 55933886.0727 | 1778279.41 | 3.9269 | 7421.1575 | 14243.719 | 151.2903 | 290.3775
1 | 3000 | 707 | 0.03 | 15 | 15 | 7 | 2.3714e-09 | 5spot_SharedNeighbor | CO2 | Porous | Wet | R600a | MinimizeLCOE_Brownfield | IgnoreSilica | 2019 | 108.0029 | 11.8714 | 0.98715 | 4 | 7402.5799 | 14187.7011 | 150.9116 | 289.2355 | 57.183 | 5.8846 | 64.9844 | 2511945.9889 | 0 | 2894153.1151 | 0 | 0 | 0 | 0 | 2108378.6506 | 5485568.7609 | 3744013.3964 | 16744059.9119 | 961560.8286 | 11524091.9223 | 11524091.9223 | 10059725.4019 | 5207807.6177 | 0 | 29229712.6628 | 56021337.6047 | 2371373.7057 | 3.9486 | 7402.5799 | 14187.7011 | 150.9116 | 289.2355
1 | 3000 | 707 | 0.03 | 15 | 15 | 7 | 3.1623e-09 | 5spot_SharedNeighbor | CO2 | Porous | Wet | R600a | MinimizeLCOE_Brownfield | IgnoreSilica | 2019 | 108.6265 | 11.9393 | 0.99126 | 4 | 7388.7109 | 14145.6413 | 150.6289 | 288.378 | 57.1449 | 5.8754 | 71.8881 | 2520049.3306 | 0 | 2907668.4554 | 0 | 0 | 0 | 0 | 2116809.9365 | 5507505.2374 | 3758985.4924 | 16811018.4523 | 961560.8286 | 11524091.9223 | 11524091.9223 | 10059725.4019 | 5207807.6177 | 0 | 29296671.2032 | 56088296.1451 | 3162277.6602 | 3.9651 | 7388.7109 | 14145.6413 | 150.6289 | 288.378
1 | 3000 | 707 | 0.03 | 15 | 15 | 7 | 4.217e-09 | 5spot_SharedNeighbor | CO2 | Porous | Wet | R600a | MinimizeLCOE_Brownfield | IgnoreSilica | 2019 | 109.0869 | 11.9894 | 0.9943 | 4 | 7378.5829 | 14114.9114 | 150.4224 | 287.7516 | 57.1169 | 5.8686 | 76.5525 | 2526011.3846 | 0 | 2917629.6528 | 0 | 0 | 0 | 0 | 2123020.0046 | 5523662.5606 | 3770013.1976 | 16860336.8002 | 961560.8286 | 11524091.9223 | 11524091.9223 | 10059725.4019 | 5207807.6177 | 0 | 29345989.5511 | 56137614.493 | 4216965.0343 | 3.9772 | 7378.5829 | 14114.9114 | 150.4224 | 287.7516
1 | 3000 | 707 | 0.03 | 15 | 15 | 7 | 5.6234e-09 | 5spot_SharedNeighbor | CO2 | Porous | Wet | R600a | MinimizeLCOE_Brownfield | IgnoreSilica | 2019 | 109.4229 | 12.0259 | 0.99651 | 4 | 7371.2107 | 14092.579 | 150.2721 | 287.2963 | 57.0965 | 5.8638 | 68.3491 | 2530358.073 | 0 | 2924884.0172 | 0 | 0 | 0 | 0 | 2127544.4152 | 5535434.149 | 3778047.5485 | 16896268.2029 | 961560.8286 | 11524091.9223 | 11524091.9223 | 10059725.4019 | 5207807.6177 | 0 | 29381920.9539 | 56173545.8958 | 5623413.2519 | 3.986 | 7371.2107 | 14092.579 | 150.2721 | 287.2963
1 | 3000 | 707 | 0.03 | 15 | 15 | 7 | 7.4989e-09 | 5spot_SharedNeighbor | CO2 | Porous | Wet | R600a | MinimizeLCOE_Brownfield | IgnoreSilica | 2019 | 109.7008 | 12.0562 | 0.99831 | 4 | 7365.3661 | 14074.6384 | 150.1529 | 286.9305 | 57.079 | 5.8595 | 63.9098 | 2533907.1307 | 0 | 2930902.451 | 0 | 0 | 0 | 0 | 2131275.7369 | 5545142.2826 | 3784673.5491 | 16925901.1503 | 961560.8286 | 11524091.9223 | 11524091.9223 | 10059725.4019 | 5207807.6177 | 0 | 29411553.9013 | 56203178.8432 | 7498942.0933 | 3.9932 | 7365.3661 | 14074.6384 | 150.1529 | 286.9305
1 | 3000 | 707 | 0.03 | 15 | 15 | 7 | 1e-08 | 5spot_SharedNeighbor | CO2 | Porous | Wet | R600a | MinimizeLCOE_Brownfield | IgnoreSilica | 2019 | 109.8982 | 12.0776 | 0.99959 | 4 | 7361.1679 | 14061.8211 | 150.0674 | 286.6692 | 57.0668 | 5.8566 | 64.483 | 2536436.8308 | 0 | 2935168.0784 | 0 | 0 | 0 | 0 | 2133925.9146 | 5552037.5014 | 3789379.6777 | 16946948.0029 | 961560.8286 | 11524091.9223 | 11524091.9223 | 10059725.4019 | 5207807.6177 | 0 | 29432600.7538 | 56224225.6957 | 10000000 | 3.9984 | 7361.1679 | 14061.8211 | 150.0674 | 286.6692
1 | 3100 | 707 | 0.03 | 15 | 15 | 7 | 1e-13 | 5spot_SharedNeighbor | CO2 | Porous | Wet | R600a | MinimizeLCOE_Brownfield | IgnoreSilica | 2019 | 0.40413 | -0.017059 | 0.00017122 | 4 | 19172870.7384 | 59566679.5568 | 390864.9032 | 1214347.3327 | 35.032 | 4.4804 | 34.0515 | 27741.8012 | 0 | 8308.1127 | 0 | 0 | 0 | 27316.7489 | 24712.9985 | 64298.1527 | 43884.8104 | 196262.6244 | 961560.8286 | 11973452.0612 | 11973452.0612 | 10331217.8863 | 5360578.5121 | 0 | 13131275.5143 | 40796523.9739 | 100 | 0.00068489 | 19172870.7384 | 59566679.5568 | 390864.9032 | 1214347.3327
1 | 3100 | 707 | 0.03 | 15 | 15 | 7 | 1.3335e-13 | 5spot_SharedNeighbor | CO2 | Porous | Wet | R600a | MinimizeLCOE_Brownfield | IgnoreSilica | 2019 | 0.71826 | -0.0036404 | 0.000754 | 4 | 4413800.1612 | 13586593.2686 | 89981.2864 | 276981.081 | 42.5953 | 5.2698 | 47.8278 | 51127.1235 | 0 | 25613.4949 | 0 | 0 | 0 | 44999.0592 | 47478.4743 | 123529.2509 | 84311.252 | 377058.6548 | 961560.8286 | 11973452.0612 | 11973452.0612 | 10331217.8863 | 5360578.5121 | 0 | 13312071.5447 | 40977320.0043 | 133.3521 | 0.003016 | 4413800.1612 | 13586593.2686 | 89981.2864 | 276981.081
1 | 3100 | 707 | 0.03 | 15 | 15 | 7 | 1.7783e-13 | 5spot_SharedNeighbor | CO2 | Porous | Wet | R600a | MinimizeLCOE_Brownfield | IgnoreSilica | 2019 | 1.0498 | 0.02025 | 0.0018836 | 4 | 1790728.164 | 5462551.7202 | 36506.4158 | 111361.5055 | 47.0355 | 5.7218 | 37.8283 | 75232.6875 | 0 | 44007.8359 | 0 | 0 | 0 | 60653.2721 | 70158.5803 | 182538.2344 | 124586.0957 | 557176.706 | 961560.8286 | 11973452.0612 | 11973452.0612 | 10331217.8863 | 5360578.5121 | 0 | 13492189.5958 | 41157438.0555 | 177.8279 | 0.0075345 | 1790728.164 | 5462551.7202 | 36506.4158 | 111361.5055
1 | 3100 | 707 | 0.03 | 15 | 15 | 7 | 2.3714e-13 | 5spot_SharedNeighbor | CO2 | Porous | Wet | R600a | MinimizeLCOE_Brownfield | IgnoreSilica | 2019 | 1.4764 | 0.057151 | 0.0036991 | 4 | 926496.2706 | 2796226.9186 | 18887.8797 | 57004.8679 | 50.4537 | 6.0559 | 136.2449 | 104385.6745 | 0 | 66810.4132 | 0 | 0 | 0 | 78631.576 | 97432.7888 | 253500.1303 | 173019.0478 | 773779.6306 | 961560.8286 | 11973452.0612 | 11973452.0612 | 10331217.8863 | 5360578.5121 | 0 | 13708792.5204 | 41374040.9801 | 237.1374 | 0.014796 | 926496.2706 | 2796226.9186 | 18887.8797 | 57004.8679
1 | 3100 | 707 | 0.03 | 15 | 15 | 7 | 3.1623e-13 | 5spot_SharedNeighbor | CO2 | Porous | Wet | R600a | MinimizeLCOE_Brownfield | IgnoreSilica | 2019 | 2.0015 | 0.10767 | 0.006383 | 4 | 546488.5795 | 1630042.9845 | 11140.9089 | 33230.631 | 53.0181 | 6.2951 | 189.9304 | 137633.1618 | 0 | 93483.8929 | 0 | 0 | 0 | 97529.5716 | 128172.1842 | 333477.7317 | 227605.4041 | 1017901.9463 | 961560.8286 | 11973452.0612 | 11973452.0612 | 10331217.8863 | 5360578.5121 | 0 | 13952914.8361 | 41618163.2958 | 316.2278 | 0.025532 | 546488.5795 | 1630042.9845 | 11140.9089 | 33230.631
1 | 3100 | 707 | 0.03 | 15 | 15 | 7 | 4.217e-13 | 5spot_SharedNeighbor | CO2 | Porous | Wet | R600a | MinimizeLCOE_Brownfield | IgnoreSilica | 2019 | 2.6887 | 0.17736 | 0.010188 | 4 | 349631.225 | 1028497.963 | 7127.7054 | 20967.3221 | 55.0837 | 6.4792 | 43.4546 | 177710.3252 | 0 | 126489.5613 | 0 | 0 | 0 | 119787.1696 | 165354.9519 | 430219.666 | 293633.7622 | 1313195.4363 | 961560.8286 | 11973452.0612 | 11973452.0612 | 10331217.8863 | 5360578.5121 | 0 | 14248208.3261 | 41913456.7858 | 421.6965 | 0.040752 | 349631.225 | 1028497.963 | 7127.7054 | 20967.3221
1 | 3100 | 707 | 0.03 | 15 | 15 | 7 | 5.6234e-13 | 5spot_SharedNeighbor | CO2 | Porous | Wet | R600a | MinimizeLCOE_Brownfield | IgnoreSilica | 2019 | 3.5707 | 0.26993 | 0.015441 | 4 | 236324.1458 | 684240.4316 | 4817.7874 | 13949.1667 | 56.7091 | 6.6179 | 46.6393 | 224952.3715 | 0 | 166455.4796 | 0 | 0 | 0 | 144999.3716 | 209198.8168 | 544292.4088 | 371490.7531 | 1661389.2015 | 961560.8286 | 11973452.0612 | 11973452.0612 | 10331217.8863 | 5360578.5121 | 0 | 14596402.0913 | 42261650.5509 | 562.3413 | 0.061764 | 236324.1458 | 684240.4316 | 4817.7874 | 13949.1667
1 | 3100 | 707 | 0.03 | 15 | 15 | 7 | 7.4989e-13 | 5spot_SharedNeighbor | CO2 | Porous | Wet | R600a | MinimizeLCOE_Brownfield | IgnoreSilica | 2019 | 4.7085 | 0.39178 | 0.022579 | 4 | 166197.1141 | 472519.6087 | 3388.153 | 9632.9514 | 57.9926 | 6.7234 | 57.1379 | 280922.6059 | 0 | 215097.0051 | 0 | 0 | 0 | 173907.536 | 261271.5873 | 679775.076 | 463960.4574 | 2074934.2676 | 961560.8286 | 11973452.0612 | 11973452.0612 | 10331217.8863 | 5360578.5121 | 0 | 15009947.1574 | 42675195.6171 | 749.8942 | 0.090314 | 166197.1141 | 472519.6087 | 3388.153 | 9632.9514
1 | 3100 | 707 | 0.03 | 15 | 15 | 7 | 1e-12 | 5spot_SharedNeighbor | CO2 | Porous | Wet | R600a | MinimizeLCOE_Brownfield | IgnoreSilica | 2019 | 6.177 | 0.55101 | 0.032174 | 4 | 120457.2977 | 335426.4961 | 2455.6849 | 6838.1228 | 59.0025 | 6.8035 | 64.5574 | 347318.5982 | 0 | 274364.1632 | 0 | 0 | 0 | 207154.7465 | 323246.6281 | 841021.4193 | 574014.3999 | 2567119.9551 | 961560.8286 | 11973452.0612 | 11973452.0612 | 10331217.8863 | 5360578.5121 | 0 | 15502132.845 | 43167381.3046 | 1000 | 0.12869 | 120457.2977 | 335426.4961 | 2455.6849 | 6838.1228
1 | 3100 | 707 | 0.03 | 15 | 15 | 7 | 1.3335e-12 | 5spot_SharedNeighbor | CO2 | Porous | Wet | R600a | MinimizeLCOE_Brownfield | IgnoreSilica | 2019 | 8.0749 | 0.75835 | 0.044978 | 4 | 89431.8934 | 243202.5572 | 1823.1901 | 4958.0131 | 59.7937 | 6.8641 | 49.8173 | 426277.3548 | 0 | 346739.4838 | 0 | 0 | 0 | 245593.0938 | 397257.8736 | 1033583.4984 | 705441.9757 | 3154893.2801 | 961560.8286 | 11973452.0612 | 11973452.0612 | 10331217.8863 | 5360578.5121 | 0 | 16089906.1699 | 43755154.6296 | 1333.5214 | 0.17991 | 89431.8934 | 243202.5572 | 1823.1901 | 4958.0131
1 | 3100 | 707 | 0.03 | 15 | 15 | 7 | 1.7783e-12 | 5spot_SharedNeighbor | CO2 | Porous | Wet | R600a | MinimizeLCOE_Brownfield | IgnoreSilica | 2019 | 10.5233 | 1.0271 | 0.061963 | 4 | 67748.0323 | 179368.6369 | 1381.1353 | 3656.6723 | 60.4079 | 6.909 | 53.2068 | 520109.9397 | 0 | 435041.4922 | 0 | 0 | 0 | 289947.2783 | 485588.497 | 1263401.6612 | 862297.5941 | 3856386.4624 | 961560.8286 | 11973452.0612 | 11973452.0612 | 10331217.8863 | 5360578.5121 | 0 | 16791399.3523 | 44456647.8119 | 1778.2794 | 0.24785 | 67748.0323 | 179368.6369 | 1381.1353 | 3656.6723
1 | 3100 | 707 | 0.03 | 15 | 15 | 7 | 2.3714e-12 | 5spot_SharedNeighbor | CO2 | Porous | Wet | R600a | MinimizeLCOE_Brownfield | IgnoreSilica | 2019 | 13.6218 | 1.3689 | 0.084284 | 4 | 52236.1809 | 134296.0717 | 1064.9052 | 2737.8071 | 60.8718 | 6.9404 | 56.6916 | 629690.6531 | 0 | 540882.6581 | 0 | 0 | 0 | 339029.8326 | 588745.2261 | 1531794.3101 | 1045481.0918 | 4675623.7719 | 961560.8286 | 11973452.0612 | 11973452.0612 | 10331217.8863 | 5360578.5121 | 0 | 17610636.6617 | 45275885.1214 | 2371.3737 | 0.33713 | 52236.1809 | 134296.0717 | 1064.9052 | 2737.8071
1 | 3100 | 707 | 0.03 | 15 | 15 | 7 | 3.1623e-12 | 5spot_SharedNeighbor | CO2 | Porous | Wet | R600a | MinimizeLCOE_Brownfield | IgnoreSilica | 2019 | 17.5607 | 1.8046 | 0.11345 | 4 | 40934.7478 | 101899.8475 | 834.5102 | 2077.3662 | 61.2177 | 6.9603 | 54.6132 | 758443.1436 | 0 | 668515.8943 | 0 | 0 | 0 | 394233.9039 | 710265.2473 | 1847964.478 | 1261273.7281 | 5640696.3952 | 961560.8286 | 11973452.0612 | 11973452.0612 | 10331217.8863 | 5360578.5121 | 0 | 18575709.2851 | 46240957.7447 | 3162.2777 | 0.45379 | 40934.7478 | 101899.8475 | 834.5102 | 2077.3662
1 | 3100 | 707 | 0.03 | 15 | 15 | 7 | 4.217e-12 | 5spot_SharedNeighbor | CO2 | Porous | Wet | R600a | MinimizeLCOE_Brownfield | IgnoreSilica | 2019 | 22.4575 | 2.3482 | 0.15104 | 4 | 32582.1483 | 78373.9992 | 664.2312 | 1597.76 | 61.4595 | 6.9688 | 59.2645 | 906590.0595 | 0 | 819295.1146 | 0 | 0 | 0 | 453324.2797 | 849891.687 | 2211243.8328 | 1509219.3524 | 6749564.326 | 961560.8286 | 11973452.0612 | 11973452.0612 | 10331217.8863 | 5360578.5121 | 0 | 19684577.2158 | 47349825.6754 | 4216.965 | 0.60415 | 32582.1483 | 78373.9992 | 664.2312 | 1597.76
1 | 3100 | 707 | 0.03 | 15 | 15 | 7 | 5.6234e-12 | 5spot_SharedNeighbor | CO2 | Porous | Wet | R600a | MinimizeLCOE_Brownfield | IgnoreSilica | 2019 | 28.4692 | 3.0178 | 0.19878 | 4 | 26341.3208 | 61135.5421 | 537.0035 | 1246.3307 | 61.6092 | 6.9651 | 50.6982 | 1075164.8502 | 0 | 995592.6365 | 0 | 0 | 0 | 515161.2739 | 1008508.3166 | 2623931.7663 | 1790887.3469 | 8009246.1905 | 961560.8286 | 11973452.0612 | 11973452.0612 | 10331217.8863 | 5360578.5121 | 0 | 20944259.0803 | 48609507.54 | 5623.4133 | 0.79511 | 26341.3208 | 61135.5421 | 537.0035 | 1246.3307
1 | 3100 | 707 | 0.03 | 15 | 15 | 7 | 7.4989e-12 | 5spot_SharedNeighbor | CO2 | Porous | Wet | R600a | MinimizeLCOE_Brownfield | IgnoreSilica | 2019 | 35.6239 | 3.8181 | 0.25791 | 4 | 21642.6941 | 48459.0536 | 441.2156 | 987.9034 | 61.6705 | 6.9475 | 68.4307 | 1261350.2315 | 0 | 1195979.4843 | 0 | 0 | 0 | 575290.6801 | 1182721.9544 | 3077199.9157 | 2100252.1726 | 9392794.4387 | 961560.8286 | 11973452.0612 | 11973452.0612 | 10331217.8863 | 5360578.5121 | 0 | 22327807.3285 | 49993055.7882 | 7498.9421 | 1.0317 | 21642.6941 | 48459.0536 | 441.2156 | 987.9034
1 | 3100 | 707 | 0.03 | 15 | 15 | 7 | 1e-11 | 5spot_SharedNeighbor | CO2 | Porous | Wet | R600a | MinimizeLCOE_Brownfield | IgnoreSilica | 2019 | 43.8749 | 4.7452 | 0.32889 | 4 | 18090.3492 | 39119.7124 | 368.7962 | 797.5083 | 61.6442 | 6.9141 | 62.3999 | 1460844.1181 | 0 | 1417461.4673 | 0 | 0 | 0 | 629255.4163 | 1367948.7907 | 3559122.1484 | 2429173.9989 | 10863805.9397 | 961560.8286 | 11973452.0612 | 11973452.0612 | 10331217.8863 | 5360578.5121 | 0 | 23798818.8296 | 51464067.2892 | 10000 | 1.3156 | 18090.3492 | 39119.7124 | 368.7962 | 797.5083
1 | 3100 | 707 | 0.03 | 15 | 15 | 7 | 1.3335e-11 | 5spot_SharedNeighbor | CO2 | Porous | Wet | R600a | MinimizeLCOE_Brownfield | IgnoreSilica | 2019 | 52.8855 | 5.7635 | 0.41016 | 4 | 15403.1489 | 32265.6001 | 314.014 | 657.7779 | 61.5306 | 6.8638 | 72.112 | 1663485.3044 | 0 | 1650242.8052 | 0 | 0 | 0 | 669169.0527 | 1553329.8933 | 4041445.7506 | 2758369.7682 | 12336042.5744 | 961560.8286 | 11973452.0612 | 11973452.0612 | 10331217.8863 | 5360578.5121 | 0 | 25271055.4643 | 52936303.9239 | 13335.2143 | 1.6406 | 15403.1489 | 32265.6001 | 314.014 | 657.7779
1 | 3100 | 707 | 0.03 | 15 | 15 | 7 | 1.7783e-11 | 5spot_SharedNeighbor | CO2 | Porous | Wet | R600a | MinimizeLCOE_Brownfield | IgnoreSilica | 2019 | 62.1498 | 6.8167 | 0.4981 | 4 | 13375.4402 | 27260.7774 | 272.6764 | 555.7478 | 61.3373 | 6.7982 | 61.5374 | 1857568.9755 | 0 | 1881675.0917 | 0 | 0 | 0 | 688650.7636 | 1726878.9841 | 4492984.8849 | 3066554.5056 | 13714313.2054 | 961560.8286 | 11973452.0612 | 11973452.0612 | 10331217.8863 | 5360578.5121 | 0 | 26649326.0953 | 54314574.5549 | 17782.7941 | 1.9924 | 13375.4402 | 27260.7774 | 272.6764 | 555.7478
1 | 3100 | 707 | 0.03 | 15 | 15 | 7 | 2.3714e-11 | 5spot_SharedNeighbor | CO2 | Porous | Wet | R600a | MinimizeLCOE_Brownfield | IgnoreSilica | 2019 | 71.1144 | 7.842 | 0.58762 | 4 | 11851.1229 | 23621.2293 | 241.6012 | 481.5507 | 61.0822 | 6.7214 | 78.6518 | 2032910.5418 | 0 | 2099291.8756 | 0 | 0 | 0 | 685182.3771 | 1878780.0698 | 4888200.3509 | 3336297.1819 | 14920662.397 | 961560.8286 | 11973452.0612 | 11973452.0612 | 10331217.8863 | 5360578.5121 | 0 | 27855675.2868 | 55520923.7465 | 23713.7371 | 2.3505 | 11851.1229 | 23621.2293 | 241.6012 | 481.5507
1 | 3100 | 707 | 0.03 | 15 | 15 | 7 | 3.1623e-11 | 5spot_SharedNeighbor | CO2 | Porous | Wet | R600a | MinimizeLCOE_Brownfield | IgnoreSilica | 2019 | 79.2922 | 8.7824 | 0.67336 | 4 | 10708.7895 | 20980.0869 | 218.3132 | 427.7074 | 60.7933 | 6.6402 | 77.1287 | 2182800.157 | 0 | 2293146.4934 | 0 | 0 | 0 | 660410.1491 | 2003179.1518 | 5211861.2445 | 3557202.3924 | 15908599.5882 | 961560.8286 | 11973452.0612 | 11973452.0612 | 10331217.8863 | 5360578.5121 | 0 | 28843612.478 | 56508860.9377 | 31622.7766 | 2.6935 | 10708.7895 | 20980.0869 | 218.3132 | 427.7074
1 | 3100 | 707 | 0.03 | 15 | 15 | 7 | 4.217e-11 | 5spot_SharedNeighbor | CO2 | Porous | Wet | R600a | MinimizeLCOE_Brownfield | IgnoreSilica | 2019 | 86.3808 | 9.6018 | 0.75114 | 4 | 9853.9628 | 19061.7633 | 200.8864 | 388.5998 | 60.5003 | 6.5613 | 86.1605 | 2305216.3023 | 0 | 2457996.197 | 0 | 0 | 0 | 619510.8329 | 2099262.0996 | 5461849.3652 | 3727824.4215 | 16671659.2186 | 961560.8286 | 11973452.0612 | 11973452.0612 | 10331217.8863 | 5360578.5121 | 0 | 29606672.1084 | 57271920.5681 | 42169.6503 | 3.0045 | 9853.9628 | 19061.7633 | 200.8864 | 388.5998
1 | 3100 | 707 | 0.03 | 15 | 15 | 7 | 5.6234e-11 | 5spot_SharedNeighbor | CO2 | Porous | Wet | R600a | MinimizeLCOE_Brownfield | IgnoreSilica | 2019 | 92.3077 | 10.2898 | 0.81866 | 4 | 9214.1528 | 17662.5109 | 187.843 | 360.0742 | 60.2252 | 6.4892 | 80.6041 | 2402309.4365 | 0 | 2593772.8126 | 0 | 0 | 0 | 569471.0369 | 2170565.7815 | 5647366.9193 | 3854443.9642 | 17237929.951 | 961560.8286 | 11973452.0612 | 11973452.0612 | 10331217.8863 | 5360578.5121 | 0 | 30172942.8408 | 57838191.3005 | 56234.1325 | 3.2746 | 9214.1528 | 17662.5109 | 187.843 | 360.0742
1 | 3100 | 707 | 0.03 | 15 | 15 | 7 | 7.4989e-11 | 5spot_SharedNeighbor | CO2 | Porous | Wet | R600a | MinimizeLCOE_Brownfield | IgnoreSilica | 2019 | 97.0802 | 10.8462 | 0.87505 | 4 | 8734.6348 | 16638.5377 | 178.0673 | 339.1991 | 59.9838 | 6.4272 | 80.39 | 2477033.0542 | 0 | 2701843.597 | 0 | 0 | 0 | 515834.3372 | 2220937.2855 | 5778423.24 | 3943892.596 | 17637964.1099 | 961560.8286 | 11973452.0612 | 11973452.0612 | 10331217.8863 | 5360578.5121 | 0 | 30572976.9997 | 58238225.4593 | 74989.4209 | 3.5002 | 8734.6348 | 16638.5377 | 178.0673 | 339.1991
1 | 3100 | 707 | 0.03 | 15 | 15 | 7 | 1e-10 | 5spot_SharedNeighbor | CO2 | Porous | Wet | R600a | MinimizeLCOE_Brownfield | IgnoreSilica | 2019 | 100.8682 | 11.2894 | 0.92104 | 4 | 8373.7959 | 15883.0286 | 170.7112 | 323.797 | 59.778 | 6.3749 | 78.4377 | 2534069.7691 | 0 | 2786919.8276 | 0 | 0 | 0 | 463305.3883 | 2255875.0441 | 5869324.1212 | 4005934.3153 | 17915428.4656 | 961560.8286 | 11973452.0612 | 11973452.0612 | 10331217.8863 | 5360578.5121 | 0 | 30850441.3555 | 58515689.8151 | 100000 | 3.6842 | 8373.7959 | 15883.0286 | 170.7112 | 323.797
1 | 3100 | 707 | 0.03 | 15 | 15 | 7 | 1.3335e-10 | 5spot_SharedNeighbor | CO2 | Porous | Wet | R600a | MinimizeLCOE_Brownfield | IgnoreSilica | 2019 | 103.7498 | 11.6277 | 0.95732 | 4 | 8103.176 | 15327.8025 | 165.1942 | 312.478 | 59.6155 | 6.3342 | 68.9476 | 2576238.357 | 0 | 2851156.3884 | 0 | 0 | 0 | 414704.5691 | 2278418.7327 | 5927978.1744 | 4045966.9118 | 18094463.1334 | 961560.8286 | 11973452.0612 | 11973452.0612 | 10331217.8863 | 5360578.5121 | 0 | 31029476.0233 | 58694724.4829 | 133352.1432 | 3.8293 | 8103.176 | 15327.8025 | 165.1942 | 312.478
1 | 3100 | 707 | 0.03 | 15 | 15 | 7 | 1.7783e-10 | 5spot_SharedNeighbor | CO2 | Porous | Wet | R600a | MinimizeLCOE_Brownfield | IgnoreSilica | 2019 | 105.9398 | 11.8857 | 0.98565 | 4 | 7899.2405 | 14916.2219 | 161.0367 | 304.0874 | 59.4876 | 6.3024 | 74.6292 | 2607529.5822 | 0 | 2899737.3113 | 0 | 0 | 0 | 371697.1844 | 2292795.9904 | 5965384.8498 | 4071497.7364 | 18208642.6546 | 961560.8286 | 11973452.0612 | 11973452.0612 | 10331217.8863 | 5360578.5121 | 0 | 31143655.5444 | 58808904.004 | 177827.941 | 3.9426 | 7899.2405 | 14916.2219 | 161.0367 | 304.0874
1 | 3100 | 707 | 0.03 | 15 | 15 | 7 | 2.3714e-10 | 5spot_SharedNeighbor | CO2 | Porous | Wet | R600a | MinimizeLCOE_Brownfield | IgnoreSilica | 2019 | 107.5749 | 12.0789 | 1.0074 | 4 | 7745.3809 | 14610.6079 | 157.9001 | 297.857 | 59.3896 | 6.2781 | 65.8987 | 2630464.0278 | 0 | 2935877.2889 | 0 | 0 | 0 | 334708.8025 | 2301409.5465 | 5987795.556 | 4086793.5039 | 18277048.7256 | 961560.8286 | 11973452.0612 | 11973452.0612 | 10331217.8863 | 5360578.5121 | 0 | 31212061.6154 | 58877310.0751 | 237137.3706 | 4.0298 | 7745.3809 | 14610.6079 | 157.9001 | 297.857
1 | 3100 | 707 | 0.03 | 15 | 15 | 7 | 3.1623e-10 | 5spot_SharedNeighbor | CO2 | Porous | Wet | R600a | MinimizeLCOE_Brownfield | IgnoreSilica | 2019 | 108.7682 | 12.2207 | 1.024 | 4 | 7629.2241 | 14383.7131 | 155.5321 | 293.2314 | 59.3167 | 6.2601 | 75.5332 | 2646968.5054 | 0 | 2962181.1477 | 0 | 0 | 0 | 303508.9826 | 2305936.8679 | 5999574.7177 | 4094833.0237 | 18313003.2451 | 961560.8286 | 11973452.0612 | 11973452.0612 | 10331217.8863 | 5360578.5121 | 0 | 31248016.1349 | 58913264.5945 | 316227.766 | 4.0958 | 7629.2241 | 14383.7131 | 155.5321 | 293.2314
1 | 3100 | 707 | 0.03 | 15 | 15 | 7 | 4.217e-10 | 5spot_SharedNeighbor | CO2 | Porous | Wet | R600a | MinimizeLCOE_Brownfield | IgnoreSilica | 2019 | 109.6204 | 12.3225 | 1.0363 | 4 | 7541.5131 | 14215.3609 | 153.7439 | 289.7994 | 59.2639 | 6.2471 | 77.0825 | 2658633.9401 | 0 | 2980929.6168 | 0 | 0 | 0 | 277610.1217 | 2307697.7346 | 6004156.1316 | 4097959.9329 | 18326987.4775 | 961560.8286 | 11973452.0612 | 11973452.0612 | 10331217.8863 | 5360578.5121 | 0 | 31262000.3674 | 58927248.827 | 421696.5034 | 4.1453 | 7541.5131 | 14215.3609 | 153.7439 | 289.7994
1 | 3100 | 707 | 0.03 | 15 | 15 | 7 | 5.6234e-10 | 5spot_SharedNeighbor | CO2 | Porous | Wet | R600a | MinimizeLCOE_Brownfield | IgnoreSilica | 2019 | 110.2466 | 12.3976 | 1.0457 | 4 | 7475.2933 | 14089.6392 | 152.394 | 287.2364 | 59.2247 | 6.2375 | 74.377 | 2667141.5591 | 0 | 2994687.5546 | 0 | 0 | 0 | 256719.2577 | 2308233.8648 | 6005551.0325 | 4098911.9814 | 18331245.2501 | 961560.8286 | 11973452.0612 | 11973452.0612 | 10331217.8863 | 5360578.5121 | 0 | 31266258.14 | 58931506.5996 | 562341.3252 | 4.1826 | 7475.2933 | 14089.6392 | 152.394 | 287.2364
1 | 3100 | 707 | 0.03 | 15 | 15 | 7 | 7.4989e-10 | 5spot_SharedNeighbor | CO2 | Porous | Wet | R600a | MinimizeLCOE_Brownfield | IgnoreSilica | 2019 | 110.705 | 12.4527 | 1.0527 | 4 | 7425.3221 | 13995.7027 | 151.3752 | 285.3213 | 59.1958 | 6.2305 | 78.9306 | 2673334.557 | 0 | 3004748.5778 | 0 | 0 | 0 | 240080.1517 | 2308083.6818 | 6005160.2869 | 4098645.2895 | 18330052.5447 | 961560.8286 | 11973452.0612 | 11973452.0612 | 10331217.8863 | 5360578.5121 | 0 | 31265065.4345 | 58930313.8942 | 749894.2093 | 4.2106 | 7425.3221 | 13995.7027 | 151.3752 | 285.3213
1 | 3100 | 707 | 0.03 | 15 | 15 | 7 | 1e-09 | 5spot_SharedNeighbor | CO2 | Porous | Wet | R600a | MinimizeLCOE_Brownfield | IgnoreSilica | 2019 | 111.0165 | 12.4905 | 1.0578 | 4 | 7387.6379 | 13926.1877 | 150.607 | 283.9042 | 59.1761 | 6.2256 | 79.2043 | 2677524.9466 | 0 | 3011579.6812 | 0 | 0 | 0 | 226720.5171 | 2307171.8065 | 6002787.7746 | 4097026.0011 | 18322810.7271 | 961560.8286 | 11973452.0612 | 11973452.0612 | 10331217.8863 | 5360578.5121 | 0 | 31257823.6169 | 58923072.0766 | 1000000 | 4.2311 | 7387.6379 | 13926.1877 | 150.607 | 283.9042
1 | 3100 | 707 | 0.03 | 15 | 15 | 7 | 1.3335e-09 | 5spot_SharedNeighbor | CO2 | Porous | Wet | R600a | MinimizeLCOE_Brownfield | IgnoreSilica | 2019 | 111.2406 | 12.5179 | 1.0616 | 4 | 7359.2385 | 13874.2911 | 150.028 | 282.8462 | 59.1618 | 6.2221 | 79.1782 | 2680531.0589 | 0 | 3016491.1434 | 0 | 0 | 0 | 216265.3475 | 2306182.1444 | 6000212.8768 | 4095268.5805 | 18314951.1515 | 961560.8286 | 11973452.0612 | 11973452.0612 | 10331217.8863 | 5360578.5121 | 0 | 31249964.0414 | 58915212.501 | 1333521.4322 | 4.2464 | 7359.2385 | 13874.2911 | 150.028 | 282.8462
1 | 3100 | 707 | 0.03 | 15 | 15 | 7 | 1.7783e-09 | 5spot_SharedNeighbor | CO2 | Porous | Wet | R600a | MinimizeLCOE_Brownfield | IgnoreSilica | 2019 | 111.4038 | 12.5379 | 1.0644 | 4 | 7337.8544 | 13835.4826 | 149.5921 | 282.055 | 59.1514 | 6.2196 | 85.6292 | 2682714.9031 | 0 | 3020065.5807 | 0 | 0 | 0 | 208167.453 | 2305269.6954 | 5997838.8715 | 4093648.2731 | 18307704.7769 | 961560.8286 | 11973452.0612 | 11973452.0612 | 10331217.8863 | 5360578.5121 | 0 | 31242717.6667 | 58907966.1264 | 1778279.41 | 4.2577 | 7337.8544 | 13835.4826 | 149.5921 | 282.055
1 | 3100 | 707 | 0.03 | 15 | 15 | 7 | 2.3714e-09 | 5spot_SharedNeighbor | CO2 | Porous | Wet | R600a | MinimizeLCOE_Brownfield | IgnoreSilica | 2019 | 111.5159 | 12.5518 | 1.0665 | 4 | 7321.7638 | 13806.6587 | 149.2641 | 281.4674 | 59.1442 | 6.2178 | 84.6072 | 2684212.0039 | 0 | 3022519.2524 | 0 | 0 | 0 | 201860.3109 | 2304350.7112 | 5995447.8632 | 4092016.3608 | 18300406.5024 | 961560.8286 | 11973452.0612 | 11973452.0612 | 10331217.8863 | 5360578.5121 | 0 | 31235419.3922 | 58900667.8519 | 2371373.7057 | 4.2661 | 7321.7638 | 13806.6587 | 149.2641 | 281.4674
1 | 3100 | 707 | 0.03 | 15 | 15 | 7 | 3.1623e-09 | 5spot_SharedNeighbor | CO2 | Porous | Wet | R600a | MinimizeLCOE_Brownfield | IgnoreSilica | 2019 | 111.589 | 12.561 | 1.068 | 4 | 7309.6642 | 13785.3476 | 149.0174 | 281.033 | 59.1395 | 6.2167 | 81.9703 | 2685187.9133 | 0 | 3024120.4078 | 0 | 0 | 0 | 196939.2722 | 2303436.5614 | 5993069.4329 | 4090393.0332 | 18293146.6208 | 961560.8286 | 11973452.0612 | 11973452.0612 | 10331217.8863 | 5360578.5121 | 0 | 31228159.5107 | 58893407.9703 | 3162277.6602 | 4.2722 | 7309.6642 | 13785.3476 | 149.0174 | 281.033
1 | 3100 | 707 | 0.03 | 15 | 15 | 7 | 4.217e-09 | 5spot_SharedNeighbor | CO2 | Porous | Wet | R600a | MinimizeLCOE_Brownfield | IgnoreSilica | 2019 | 111.6427 | 12.5678 | 1.0692 | 4 | 7300.5708 | 13769.3887 | 148.832 | 280.7076 | 59.1361 | 6.2159 | 78.2746 | 2685903.8441 | 0 | 3025295.7361 | 0 | 0 | 0 | 193192.7481 | 2302713.008 | 5991186.8956 | 4089108.1628 | 18287400.3947 | 961560.8286 | 11973452.0612 | 11973452.0612 | 10331217.8863 | 5360578.5121 | 0 | 31222413.2846 | 58887661.7442 | 4216965.0343 | 4.2767 | 7300.5708 | 13769.3887 | 148.832 | 280.7076
1 | 3100 | 707 | 0.03 | 15 | 15 | 7 | 5.6234e-09 | 5spot_SharedNeighbor | CO2 | Porous | Wet | R600a | MinimizeLCOE_Brownfield | IgnoreSilica | 2019 | 111.6887 | 12.5735 | 1.0701 | 4 | 7293.74 | 13757.2459 | 148.6928 | 280.4601 | 59.1331 | 6.2151 | 70.8705 | 2686516.3783 | 0 | 3026301.5279 | 0 | 0 | 0 | 190419.3647 | 2302262.5357 | 5990014.8588 | 4088308.2236 | 18283822.8891 | 961560.8286 | 11973452.0612 | 11973452.0612 | 10331217.8863 | 5360578.5121 | 0 | 31218835.7789 | 58884084.2386 | 5623413.2519 | 4.2802 | 7293.74 | 13757.2459 | 148.6928 | 280.4601
1 | 3100 | 707 | 0.03 | 15 | 15 | 7 | 7.4989e-09 | 5spot_SharedNeighbor | CO2 | Porous | Wet | R600a | MinimizeLCOE_Brownfield | IgnoreSilica | 2019 | 111.7204 | 12.5775 | 1.0707 | 4 | 7288.6107 | 13748.2187 | 148.5882 | 280.276 | 59.1311 | 6.2146 | 74.6838 | 2686938.1022 | 0 | 3026994.3499 | 0 | 0 | 0 | 188294.6127 | 2301868.5553 | 5988989.8027 | 4087608.6018 | 18280694.0245 | 961560.8286 | 11973452.0612 | 11973452.0612 | 10331217.8863 | 5360578.5121 | 0 | 31215706.9144 | 58880955.374 | 7498942.0933 | 4.2828 | 7288.6107 | 13748.2187 | 148.5882 | 280.276
1 | 3100 | 707 | 0.03 | 15 | 15 | 7 | 1e-08 | 5spot_SharedNeighbor | CO2 | Porous | Wet | R600a | MinimizeLCOE_Brownfield | IgnoreSilica | 2019 | 111.7398 | 12.58 | 1.0712 | 4 | 7284.7604 | 13741.5738 | 148.5097 | 280.1406 | 59.1298 | 6.2143 | 77.2044 | 2687196.7976 | 0 | 3027419.618 | 0 | 0 | 0 | 186646.0482 | 2301492.3609 | 5988011.022 | 4086940.5638 | 18277706.4105 | 961560.8286 | 11973452.0612 | 11973452.0612 | 10331217.8863 | 5360578.5121 | 0 | 31212719.3004 | 58877967.76 | 10000000 | 4.2847 | 7284.7604 | 13741.5738 | 148.5097 | 280.1406
1 | 3200 | 707 | 0.03 | 15 | 15 | 7 | 1e-13 | 5spot_SharedNeighbor | CO2 | Porous | Wet | R600a | MinimizeLCOE_Brownfield | IgnoreSilica | 2019 | 0.42358 | -0.018054 | 0.00015823 | 4 | 21494379.1601 | 66608107.6055 | 438191.9925 | 1357896.3677 | 35.7679 | 4.7979 | 35.9695 | 30038.3246 | 0 | 8858.2902 | 0 | 0 | 0 | 30079.9155 | 26900.8468 | 69990.4852 | 47769.9443 | 213637.8066 | 961560.8286 | 12428672.291 | 12428672.291 | 10608277.457 | 5515693.4429 | 0 | 13603870.9261 | 42156514.1171 | 100 | 0.0006329 | 21494379.1601 | 66608107.6055 | 438191.9925 | 1357896.3677
1 | 3200 | 707 | 0.03 | 15 | 15 | 7 | 1.3335e-13 | 5spot_SharedNeighbor | CO2 | Porous | Wet | R600a | MinimizeLCOE_Brownfield | IgnoreSilica | 2019 | 0.75252 | -0.0038806 | 0.00079403 | 4 | 4344264.6823 | 13334004.1327 | 88563.7116 | 271831.7098 | 43.648 | 5.6152 | 40.0261 | 55192.0416 | 0 | 27094.0904 | 0 | 0 | 0 | 49361.5451 | 51342.5941 | 133582.898 | 91173.0727 | 407746.242 | 961560.8286 | 12428672.291 | 12428672.291 | 10608277.457 | 5515693.4429 | 0 | 13797979.3616 | 42350622.5525 | 133.3521 | 0.0031761 | 4344264.6823 | 13334004.1327 | 88563.7116 | 271831.7098
1 | 3200 | 707 | 0.03 | 15 | 15 | 7 | 1.7783e-13 | 5spot_SharedNeighbor | CO2 | Porous | Wet | R600a | MinimizeLCOE_Brownfield | IgnoreSilica | 2019 | 1.1069 | 0.02193 | 0.0020401 | 4 | 1715069.8308 | 5213939.8064 | 34964.0183 | 106293.2153 | 48.3857 | 6.0907 | 95.3575 | 81648.947 | 0 | 46881.7493 | 0 | 0 | 0 | 67013.6677 | 76262.3019 | 198418.8661 | 135424.9532 | 605650.4852 | 961560.8286 | 12428672.291 | 12428672.291 | 10608277.457 | 5515693.4429 | 0 | 13995883.6048 | 42548526.7958 | 177.8279 | 0.0081605 | 1715069.8308 | 5213939.8064 | 34964.0183 | 106293.2153
1 | 3200 | 707 | 0.03 | 15 | 15 | 7 | 2.3714e-13 | 5spot_SharedNeighbor | CO2 | Porous | Wet | R600a | MinimizeLCOE_Brownfield | IgnoreSilica | 2019 | 1.5542 | 0.061368 | 0.0040488 | 4 | 878568.0652 | 2641603.8757 | 17910.7984 | 53852.668 | 51.9668 | 6.4341 | 143.3163 | 113041.07 | 0 | 70946.7093 | 0 | 0 | 0 | 86676.3183 | 105558.9981 | 274642.8599 | 187449.3952 | 838315.3507 | 961560.8286 | 12428672.291 | 12428672.291 | 10608277.457 | 5515693.4429 | 0 | 14228548.4703 | 42781191.6613 | 237.1374 | 0.016195 | 878568.0652 | 2641603.8757 | 17910.7984 | 53852.668
1 | 3200 | 707 | 0.03 | 15 | 15 | 7 | 3.1623e-13 | 5spot_SharedNeighbor | CO2 | Porous | Wet | R600a | MinimizeLCOE_Brownfield | IgnoreSilica | 2019 | 2.0987 | 0.11494 | 0.0070208 | 4 | 515871.6946 | 1532581.1274 | 10516.7423 | 31243.7393 | 54.6418 | 6.6784 | 198.2891 | 148484.2674 | 0 | 98802.5508 | 0 | 0 | 0 | 106959.4969 | 138156.0629 | 359453.736 | 245334.5608 | 1097190.6749 | 961560.8286 | 12428672.291 | 12428672.291 | 10608277.457 | 5515693.4429 | 0 | 14487423.7945 | 43040066.9854 | 316.2278 | 0.028083 | 515871.6946 | 1532581.1274 | 10516.7423 | 31243.7393
1 | 3200 | 707 | 0.03 | 15 | 15 | 7 | 4.217e-13 | 5spot_SharedNeighbor | CO2 | Porous | Wet | R600a | MinimizeLCOE_Brownfield | IgnoreSilica | 2019 | 2.8324 | 0.19071 | 0.011245 | 4 | 329313.4512 | 964124.6863 | 6713.5001 | 19654.9858 | 56.8621 | 6.8718 | 48.6465 | 192474.6904 | 0 | 134287.1143 | 0 | 0 | 0 | 132251.613 | 179015.2329 | 465760.9149 | 317891.3949 | 1421680.9604 | 961560.8286 | 12428672.291 | 12428672.291 | 10608277.457 | 5515693.4429 | 0 | 14811914.08 | 43364557.2709 | 421.6965 | 0.044978 | 329313.4512 | 964124.6863 | 6713.5001 | 19654.9858
1 | 3200 | 707 | 0.03 | 15 | 15 | 7 | 5.6234e-13 | 5spot_SharedNeighbor | CO2 | Porous | Wet | R600a | MinimizeLCOE_Brownfield | IgnoreSilica | 2019 | 3.7487 | 0.28918 | 0.017068 | 4 | 222375.6835 | 640601.5657 | 4533.4291 | 13059.5294 | 58.5628 | 7.0134 | 44.4181 | 242942.0732 | 0 | 176097.6477 | 0 | 0 | 0 | 159391.2437 | 225588.0762 | 586933.8998 | 400594.4469 | 1791547.3875 | 961560.8286 | 12428672.291 | 12428672.291 | 10608277.457 | 5515693.4429 | 0 | 15181780.5071 | 43734423.6981 | 562.3413 | 0.068271 | 222375.6835 | 640601.5657 | 4533.4291 | 13059.5294
1 | 3200 | 707 | 0.03 | 15 | 15 | 7 | 7.4989e-13 | 5spot_SharedNeighbor | CO2 | Porous | Wet | R600a | MinimizeLCOE_Brownfield | IgnoreSilica | 2019 | 4.9519 | 0.42084 | 0.024993 | 4 | 156357.55 | 441969.2203 | 3187.5601 | 9010.1404 | 59.9329 | 7.1232 | 49.1131 | 303830.9877 | 0 | 227906.4457 | 0 | 0 | 0 | 191760.1596 | 282164.0613 | 734133.0077 | 501060.8627 | 2240855.5247 | 961560.8286 | 12428672.291 | 12428672.291 | 10608277.457 | 5515693.4429 | 0 | 15631088.6443 | 44183731.8352 | 749.8942 | 0.09997 | 156357.55 | 441969.2203 | 3187.5601 | 9010.1404
1 | 3200 | 707 | 0.03 | 15 | 15 | 7 | 1e-12 | 5spot_SharedNeighbor | CO2 | Porous | Wet | R600a | MinimizeLCOE_Brownfield | IgnoreSilica | 2019 | 6.4935 | 0.59187 | 0.035639 | 4 | 113364.3647 | 313653.6519 | 2311.0859 | 6394.2539 | 61.0026 | 7.2058 | 52.1787 | 375538.4777 | 0 | 290570.4394 | 0 | 0 | 0 | 228442.4613 | 348875.0376 | 907701.2837 | 619524.7775 | 2770652.4773 | 961560.8286 | 12428672.291 | 12428672.291 | 10608277.457 | 5515693.4429 | 0 | 16160885.5969 | 44713528.7878 | 1000 | 0.14256 | 113364.3647 | 313653.6519 | 2311.0859 | 6394.2539
1 | 3200 | 707 | 0.03 | 15 | 15 | 7 | 1.3335e-12 | 5spot_SharedNeighbor | CO2 | Porous | Wet | R600a | MinimizeLCOE_Brownfield | IgnoreSilica | 2019 | 8.4887 | 0.81489 | 0.049848 | 4 | 84228.9333 | 227426.3333 | 1717.1207 | 4636.3934 | 61.8425 | 7.2682 | 48.6263 | 460945.3461 | 0 | 367202.4865 | 0 | 0 | 0 | 271044.0402 | 428684.8304 | 1115349.9933 | 761249.2886 | 3404475.985 | 961560.8286 | 12428672.291 | 12428672.291 | 10608277.457 | 5515693.4429 | 0 | 16794709.1046 | 45347352.2956 | 1333.5214 | 0.19939 | 84228.9333 | 227426.3333 | 1717.1207 | 4636.3934
1 | 3200 | 707 | 0.03 | 15 | 15 | 7 | 1.7783e-12 | 5spot_SharedNeighbor | CO2 | Porous | Wet | R600a | MinimizeLCOE_Brownfield | IgnoreSilica | 2019 | 11.0445 | 1.1022 | 0.068667 | 4 | 63875.7274 | 167828.4012 | 1302.1931 | 3421.409 | 62.4909 | 7.3141 | 38.1149 | 561767.4565 | 0 | 460063.1333 | 0 | 0 | 0 | 319515.7476 | 523125.0716 | 1361064.1285 | 928954.2348 | 4154489.7723 | 961560.8286 | 12428672.291 | 12428672.291 | 10608277.457 | 5515693.4429 | 0 | 17544722.8919 | 46097366.0828 | 1778.2794 | 0.27467 | 63875.7274 | 167828.4012 | 1302.1931 | 3421.409
1 | 3200 | 707 | 0.03 | 15 | 15 | 7 | 2.3714e-12 | 5spot_SharedNeighbor | CO2 | Porous | Wet | R600a | MinimizeLCOE_Brownfield | IgnoreSilica | 2019 | 14.2823 | 1.4679 | 0.093385 | 4 | 49317.9802 | 125755.8723 | 1005.4137 | 2563.7036 | 62.9823 | 7.3461 | 46.8853 | 679684.553 | 0 | 571515.1069 | 0 | 0 | 0 | 373474.0501 | 633622.7469 | 1648556.4136 | 1125173.6267 | 5032026.4973 | 961560.8286 | 12428672.291 | 12428672.291 | 10608277.457 | 5515693.4429 | 0 | 18422259.6169 | 46974902.8079 | 2371.3737 | 0.37354 | 49317.9802 | 125755.8723 | 1005.4137 | 2563.7036
1 | 3200 | 707 | 0.03 | 15 | 15 | 7 | 3.1623e-12 | 5spot_SharedNeighbor | CO2 | Porous | Wet | R600a | MinimizeLCOE_Brownfield | IgnoreSilica | 2019 | 18.389 | 1.9331 | 0.12563 | 4 | 38710.9466 | 95528.1983 | 789.175 | 1947.4715 | 63.3483 | 7.3659 | 65.717 | 817969.7053 | 0 | 705648.1959 | 0 | 0 | 0 | 434039.891 | 763486.539 | 1986435.3618 | 1355782.9516 | 6063362.6446 | 961560.8286 | 12428672.291 | 12428672.291 | 10608277.457 | 5515693.4429 | 0 | 19453595.7642 | 48006238.9552 | 3162.2777 | 0.50253 | 38710.9466 | 95528.1983 | 789.175 | 1947.4715
1 | 3200 | 707 | 0.03 | 15 | 15 | 7 | 4.217e-12 | 5spot_SharedNeighbor | CO2 | Porous | Wet | R600a | MinimizeLCOE_Brownfield | IgnoreSilica | 2019 | 23.4929 | 2.5134 | 0.16714 | 4 | 30870.0156 | 73576.7867 | 629.327 | 1499.9623 | 63.6039 | 7.3735 | 42.7737 | 977083.3857 | 0 | 864102.2532 | 0 | 0 | 0 | 499165.5902 | 912736.9793 | 2374754.3921 | 1620818.6689 | 7248661.2694 | 961560.8286 | 12428672.291 | 12428672.291 | 10608277.457 | 5515693.4429 | 0 | 20638894.3889 | 49191537.5799 | 4216.965 | 0.66857 | 30870.0156 | 73576.7867 | 629.327 | 1499.9623
1 | 3200 | 707 | 0.03 | 15 | 15 | 7 | 5.6234e-12 | 5spot_SharedNeighbor | CO2 | Porous | Wet | R600a | MinimizeLCOE_Brownfield | IgnoreSilica | 2019 | 29.7339 | 3.2255 | 0.21971 | 4 | 25010.1927 | 57499.6727 | 509.8666 | 1172.2086 | 63.761 | 7.368 | 50.3326 | 1157462.6583 | 0 | 1048695.9585 | 0 | 0 | 0 | 567075.0513 | 1081561.1305 | 2814000.203 | 1920612.9604 | 8589407.962 | 961560.8286 | 12428672.291 | 12428672.291 | 10608277.457 | 5515693.4429 | 0 | 21979641.0816 | 50532284.2725 | 5623.4133 | 0.87883 | 25010.1927 | 57499.6727 | 509.8666 | 1172.2086
1 | 3200 | 707 | 0.03 | 15 | 15 | 7 | 7.4989e-12 | 5spot_SharedNeighbor | CO2 | Porous | Wet | R600a | MinimizeLCOE_Brownfield | IgnoreSilica | 2019 | 37.1586 | 4.0763 | 0.28465 | 4 | 20597.8878 | 45674.5364 | 419.9158 | 931.1372 | 63.8238 | 7.3475 | 60.4817 | 1356646.1493 | 0 | 1258511.4813 | 0 | 0 | 0 | 633793.8331 | 1267091.0708 | 3296711.0502 | 2250073.0324 | 10062826.617 | 961560.8286 | 12428672.291 | 12428672.291 | 10608277.457 | 5515693.4429 | 0 | 23453059.7366 | 52005702.9275 | 7498.9421 | 1.1386 | 20597.8878 | 45674.5364 | 419.9158 | 931.1372
1 | 3200 | 707 | 0.03 | 15 | 15 | 7 | 1e-11 | 5spot_SharedNeighbor | CO2 | Porous | Wet | R600a | MinimizeLCOE_Brownfield | IgnoreSilica | 2019 | 45.6239 | 5.0513 | 0.36205 | 4 | 17262.4374 | 36978.5909 | 351.9181 | 753.8586 | 63.7931 | 7.31 | 70.242 | 1567706.8731 | 0 | 1487905.338 | 0 | 0 | 0 | 692538.8818 | 1461778.9262 | 3803248.914 | 2595795.5327 | 11608974.4658 | 961560.8286 | 12428672.291 | 12428672.291 | 10608277.457 | 5515693.4429 | 0 | 24999207.5854 | 53551850.7764 | 10000 | 1.4482 | 17262.4374 | 36978.5909 | 351.9181 | 753.8586
1 | 3200 | 707 | 0.03 | 15 | 15 | 7 | 1.3335e-11 | 5spot_SharedNeighbor | CO2 | Porous | Wet | R600a | MinimizeLCOE_Brownfield | IgnoreSilica | 2019 | 54.8345 | 6.1182 | 0.45017 | 4 | 14740.5076 | 30597.1975 | 300.5052 | 623.7653 | 63.6703 | 7.2546 | 65.6067 | 1781392.598 | 0 | 1728271.7699 | 0 | 0 | 0 | 736851.206 | 1656141.0739 | 4308939.3529 | 2940939.6482 | 13152535.649 | 961560.8286 | 12428672.291 | 12428672.291 | 10608277.457 | 5515693.4429 | 0 | 26542768.7686 | 55095411.9596 | 13335.2143 | 1.8007 | 14740.5076 | 30597.1975 | 300.5052 | 623.7653
1 | 3200 | 707 | 0.03 | 15 | 15 | 7 | 1.7783e-11 | 5spot_SharedNeighbor | CO2 | Porous | Wet | R600a | MinimizeLCOE_Brownfield | IgnoreSilica | 2019 | 64.2233 | 7.2125 | 0.54474 | 4 | 12838.9348 | 25942.7152 | 261.7391 | 528.8773 | 63.4647 | 7.1832 | 69.7262 | 1984375.3217 | 0 | 1965347.0642 | 0 | 0 | 0 | 759391.9807 | 1836554.603 | 4778338.3478 | 3261314.1074 | 14585321.4248 | 961560.8286 | 12428672.291 | 12428672.291 | 10608277.457 | 5515693.4429 | 0 | 27975554.5444 | 56528197.7354 | 17782.7941 | 2.179 | 12838.9348 | 25942.7152 | 261.7391 | 528.8773
1 | 3200 | 707 | 0.03 | 15 | 15 | 7 | 2.3714e-11 | 5spot_SharedNeighbor | CO2 | Porous | Wet | R600a | MinimizeLCOE_Brownfield | IgnoreSilica | 2019 | 73.2339 | 8.2692 | 0.6402 | 4 | 11410.6279 | 22560.481 | 232.6211 | 459.9259 | 63.1971 | 7.1009 | 78.8497 | 2166364.1868 | 0 | 2186593.7122 | 0 | 0 | 0 | 758087.8115 | 1993307.8271 | 5186178.0824 | 3539673.1065 | 15830204.7264 | 961560.8286 | 12428672.291 | 12428672.291 | 10608277.457 | 5515693.4429 | 0 | 29220437.846 | 57773081.037 | 23713.7371 | 2.5608 | 11410.6279 | 22560.481 | 232.6211 | 459.9259
1 | 3200 | 707 | 0.03 | 15 | 15 | 7 | 3.1623e-11 | 5spot_SharedNeighbor | CO2 | Porous | Wet | R600a | MinimizeLCOE_Brownfield | IgnoreSilica | 2019 | 81.3922 | 9.2315 | 0.73093 | 4 | 10341.0989 | 20107.0077 | 210.8173 | 409.9085 | 62.8976 | 7.015 | 74.3899 | 2320912.9715 | 0 | 2382344.8921 | 0 | 0 | 0 | 735139.8598 | 2120975.1121 | 5518342.17 | 3766381.9216 | 16844096.9271 | 961560.8286 | 12428672.291 | 12428672.291 | 10608277.457 | 5515693.4429 | 0 | 30234330.0467 | 58786973.2377 | 31622.7766 | 2.9237 | 10341.0989 | 20107.0077 | 210.8173 | 409.9085
1 | 3200 | 707 | 0.03 | 15 | 15 | 7 | 4.217e-11 | 5spot_SharedNeighbor | CO2 | Porous | Wet | R600a | MinimizeLCOE_Brownfield | IgnoreSilica | 2019 | 88.4567 | 10.0688 | 0.81282 | 4 | 9541.389 | 18323.36 | 194.5141 | 373.5465 | 62.5951 | 6.9317 | 82.9072 | 2447133.1072 | 0 | 2548738.6547 | 0 | 0 | 0 | 696749.1762 | 2220122.1658 | 5776302.4658 | 3942445.1241 | 17631490.6937 | 961560.8286 | 12428672.291 | 12428672.291 | 10608277.457 | 5515693.4429 | 0 | 31021723.8133 | 59574367.0043 | 42169.6503 | 3.2513 | 9541.389 | 18323.36 | 194.5141 | 373.5465
1 | 3200 | 707 | 0.03 | 15 | 15 | 7 | 5.6234e-11 | 5spot_SharedNeighbor | CO2 | Porous | Wet | R600a | MinimizeLCOE_Brownfield | IgnoreSilica | 2019 | 94.3151 | 10.7663 | 0.88344 | 4 | 8943.3819 | 17023.3751 | 182.3229 | 347.0445 | 62.3142 | 6.8566 | 81.3521 | 2546532.8653 | 0 | 2684735.2699 | 0 | 0 | 0 | 649234.0833 | 2293395.8652 | 5966945.6011 | 4072562.9812 | 18213406.666 | 961560.8286 | 12428672.291 | 12428672.291 | 10608277.457 | 5515693.4429 | 0 | 31603639.7856 | 60156282.9765 | 56234.1325 | 3.5337 | 8943.3819 | 17023.3751 | 182.3229 | 347.0445
1 | 3200 | 707 | 0.03 | 15 | 15 | 7 | 7.4989e-11 | 5spot_SharedNeighbor | CO2 | Porous | Wet | R600a | MinimizeLCOE_Brownfield | IgnoreSilica | 2019 | 99.0487 | 11.3321 | 0.94231 | 4 | 8495.7272 | 16070.8628 | 173.1969 | 327.6263 | 62.0674 | 6.7919 | 75.9154 | 2623380.9358 | 0 | 2793402.3469 | 0 | 0 | 0 | 598984.1632 | 2346149.3039 | 6104199.2273 | 4166241.4014 | 18632357.3784 | 961560.8286 | 12428672.291 | 12428672.291 | 10608277.457 | 5515693.4429 | 0 | 32022590.498 | 60575233.689 | 74989.4209 | 3.7693 | 8495.7272 | 16070.8628 | 173.1969 | 327.6263
1 | 3200 | 707 | 0.03 | 15 | 15 | 7 | 1e-10 | 5spot_SharedNeighbor | CO2 | Porous | Wet | R600a | MinimizeLCOE_Brownfield | IgnoreSilica | 2019 | 102.7876 | 11.7804 | 0.99008 | 4 | 8160.132 | 15369.7875 | 166.3553 | 313.3339 | 61.8598 | 6.7382 | 89.1606 | 2681891.4889 | 0 | 2878508.1238 | 0 | 0 | 0 | 550373.6707 | 2383201.5805 | 6200601.6506 | 4232038.0362 | 18926614.5507 | 961560.8286 | 12428672.291 | 12428672.291 | 10608277.457 | 5515693.4429 | 0 | 32316847.6703 | 60869490.8612 | 100000 | 3.9603 | 8160.132 | 15369.7875 | 166.3553 | 313.3339
1 | 3200 | 707 | 0.03 | 15 | 15 | 7 | 1.3335e-10 | 5spot_SharedNeighbor | CO2 | Porous | Wet | R600a | MinimizeLCOE_Brownfield | IgnoreSilica | 2019 | 105.3358 | 12.0903 | 1.0264 | 4 | 7907.4411 | 14862.1078 | 161.2039 | 302.9842 | 61.7101 | 6.6998 | 78.2725 | 2720556.2408 | 0 | 2936212.9951 | 0 | 0 | 0 | 501609.3833 | 2401767.6614 | 6248906.7848 | 4265007.2828 | 19074060.348 | 961560.8286 | 12428672.291 | 12428672.291 | 10608277.457 | 5515693.4429 | 0 | 32464293.4676 | 61016936.6586 | 133352.1432 | 4.1055 | 7907.4411 | 14862.1078 | 161.2039 | 302.9842
1 | 3200 | 707 | 0.03 | 15 | 15 | 7 | 1.7783e-10 | 5spot_SharedNeighbor | CO2 | Porous | Wet | R600a | MinimizeLCOE_Brownfield | IgnoreSilica | 2019 | 107.9233 | 12.3989 | 1.0578 | 4 | 7718.2011 | 14466.2997 | 157.346 | 294.9151 | 61.5553 | 6.6604 | 72.9106 | 2759028.8191 | 0 | 2994467.8526 | 0 | 0 | 0 | 467214.619 | 2426077.4034 | 6312155.7467 | 4308175.999 | 19267120.4399 | 961560.8286 | 12428672.291 | 12428672.291 | 10608277.457 | 5515693.4429 | 0 | 32657353.5595 | 61209996.7504 | 177827.941 | 4.2312 | 7718.2011 | 14466.2997 | 157.346 | 294.9151
1 | 3200 | 707 | 0.03 | 15 | 15 | 7 | 2.3714e-10 | 5spot_SharedNeighbor | CO2 | Porous | Wet | R600a | MinimizeLCOE_Brownfield | IgnoreSilica | 2019 | 109.6035 | 12.602 | 1.0807 | 4 | 7575.9136 | 14181.1113 | 154.4452 | 289.1011 | 61.4517 | 6.6343 | 69.0225 | 2783508.1051 | 0 | 3032140.9382 | 0 | 0 | 0 | 434590.2065 | 2437593.3074 | 6342117.7668 | 4328625.6933 | 19358576.0173 | 961560.8286 | 12428672.291 | 12428672.291 | 10608277.457 | 5515693.4429 | 0 | 32748809.1368 | 61301452.3278 | 237137.3706 | 4.3228 | 7575.9136 | 14181.1113 | 154.4452 | 289.1011
1 | 3200 | 707 | 0.03 | 15 | 15 | 7 | 3.1623e-10 | 5spot_SharedNeighbor | CO2 | Porous | Wet | R600a | MinimizeLCOE_Brownfield | IgnoreSilica | 2019 | 110.8534 | 12.7534 | 1.0981 | 4 | 7468.8525 | 13969.1078 | 152.2627 | 284.7792 | 61.3732 | 6.6145 | 75.1297 | 2801460.3342 | 0 | 3060089.6605 | 0 | 0 | 0 | 407556.7222 | 2444951.6196 | 6361262.5856 | 4341692.4256 | 19417013.3477 | 961560.8286 | 12428672.291 | 12428672.291 | 10608277.457 | 5515693.4429 | 0 | 32807246.4673 | 61359889.6582 | 316227.766 | 4.3925 | 7468.8525 | 13969.1078 | 152.2627 | 284.7792
1 | 3200 | 707 | 0.03 | 15 | 15 | 7 | 4.217e-10 | 5spot_SharedNeighbor | CO2 | Porous | Wet | R600a | MinimizeLCOE_Brownfield | IgnoreSilica | 2019 | 111.7935 | 12.8676 | 1.1114 | 4 | 7388.2968 | 13810.8257 | 150.6204 | 281.5524 | 61.3133 | 6.5995 | 75.4962 | 2814819.9912 | 0 | 3081072.6241 | 0 | 0 | 0 | 385777.3303 | 2449851.2788 | 6374010.4939 | 4350393.1349 | 19455924.8532 | 961560.8286 | 12428672.291 | 12428672.291 | 10608277.457 | 5515693.4429 | 0 | 32846157.9728 | 61398801.1638 | 421696.5034 | 4.4457 | 7388.2968 | 13810.8257 | 150.6204 | 281.5524
1 | 3200 | 707 | 0.03 | 15 | 15 | 7 | 5.6234e-10 | 5spot_SharedNeighbor | CO2 | Porous | Wet | R600a | MinimizeLCOE_Brownfield | IgnoreSilica | 2019 | 112.4929 | 12.9527 | 1.1215 | 4 | 7327.6979 | 13692.6855 | 149.385 | 279.1439 | 61.2683 | 6.5883 | 69.415 | 2824677.1476 | 0 | 3096658.771 | 0 | 0 | 0 | 368437.7378 | 2453011.726 | 6382233.3292 | 4356005.3889 | 19481024.1005 | 961560.8286 | 12428672.291 | 12428672.291 | 10608277.457 | 5515693.4429 | 0 | 32871257.2201 | 61423900.411 | 562341.3252 | 4.4859 | 7327.6979 | 13692.6855 | 149.385 | 279.1439
1 | 3200 | 707 | 0.03 | 15 | 15 | 7 | 7.4989e-10 | 5spot_SharedNeighbor | CO2 | Porous | Wet | R600a | MinimizeLCOE_Brownfield | IgnoreSilica | 2019 | 113.0117 | 13.0159 | 1.129 | 4 | 7282.128 | 13604.4472 | 148.456 | 277.3451 | 61.2346 | 6.5799 | 77.3453 | 2831944.2671 | 0 | 3108207.7788 | 0 | 0 | 0 | 354800.911 | 2455031.6532 | 6387488.7654 | 4359592.3321 | 19497065.7077 | 961560.8286 | 12428672.291 | 12428672.291 | 10608277.457 | 5515693.4429 | 0 | 32887298.8272 | 61439942.0182 | 749894.2093 | 4.5162 | 7282.128 | 13604.4472 | 148.456 | 277.3451
1 | 3200 | 707 | 0.03 | 15 | 15 | 7 | 1e-09 | 5spot_SharedNeighbor | CO2 | Porous | Wet | R600a | MinimizeLCOE_Brownfield | IgnoreSilica | 2019 | 113.4092 | 13.0643 | 1.1348 | 4 | 7247.8735 | 13538.142 | 147.7577 | 275.9933 | 61.2087 | 6.5734 | 73.9546 | 2837486.4937 | 0 | 3117049.3004 | 0 | 0 | 0 | 344318.4726 | 2456553.164 | 6391447.4244 | 4362294.1983 | 19509149.0534 | 961560.8286 | 12428672.291 | 12428672.291 | 10608277.457 | 5515693.4429 | 0 | 32899382.173 | 61452025.364 | 1000000 | 4.5392 | 7247.8735 | 13538.142 | 147.7577 | 275.9933
1 | 3200 | 707 | 0.03 | 15 | 15 | 7 | 1.3335e-09 | 5spot_SharedNeighbor | CO2 | Porous | Wet | R600a | MinimizeLCOE_Brownfield | IgnoreSilica | 2019 | 113.689 | 13.0986 | 1.139 | 4 | 7222.1353 | 13488.9711 | 147.233 | 274.9909 | 61.1903 | 6.5688 | 81.1689 | 2841374.7367 | 0 | 3123270.1932 | 0 | 0 | 0 | 336065.5884 | 2457277.1021 | 6393330.9629 | 4363579.752 | 19514898.3354 | 961560.8286 | 12428672.291 | 12428672.291 | 10608277.457 | 5515693.4429 | 0 | 32905131.455 | 61457774.6459 | 1333521.4322 | 4.5561 | 7222.1353 | 13488.9711 | 147.233 | 274.9909
1 | 3200 | 707 | 0.03 | 15 | 15 | 7 | 1.7783e-09 | 5spot_SharedNeighbor | CO2 | Porous | Wet | R600a | MinimizeLCOE_Brownfield | IgnoreSilica | 2019 | 113.9083 | 13.1254 | 1.1423 | 4 | 7202.8034 | 13451.8626 | 146.8389 | 274.2344 | 61.1759 | 6.5652 | 72.5171 | 2844414.3242 | 0 | 3128143.4706 | 0 | 0 | 0 | 329855.804 | 2457941.3035 | 6395059.0787 | 4364759.2266 | 19520173.2077 | 961560.8286 | 12428672.291 | 12428672.291 | 10608277.457 | 5515693.4429 | 0 | 32910406.3272 | 61463049.5182 | 1778279.41 | 4.5691 | 7202.8034 | 13451.8626 | 146.8389 | 274.2344
1 | 3200 | 707 | 0.03 | 15 | 15 | 7 | 2.3714e-09 | 5spot_SharedNeighbor | CO2 | Porous | Wet | R600a | MinimizeLCOE_Brownfield | IgnoreSilica | 2019 | 114.0593 | 13.1439 | 1.1446 | 4 | 7188.288 | 13424.4162 | 146.543 | 273.6749 | 61.166 | 6.5628 | 66.7604 | 2846502.0766 | 0 | 3131496.1878 | 0 | 0 | 0 | 324990.6389 | 2458165.6723 | 6395642.8402 | 4365157.6558 | 19521955.0716 | 961560.8286 | 12428672.291 | 12428672.291 | 10608277.457 | 5515693.4429 | 0 | 32912188.1912 | 61464831.3821 | 2371373.7057 | 4.5786 | 7188.288 | 13424.4162 | 146.543 | 273.6749
1 | 3200 | 707 | 0.03 | 15 | 15 | 7 | 3.1623e-09 | 5spot_SharedNeighbor | CO2 | Porous | Wet | R600a | MinimizeLCOE_Brownfield | IgnoreSilica | 2019 | 114.1862 | 13.1594 | 1.1465 | 4 | 7177.392 | 13403.4677 | 146.3208 | 273.2478 | 61.1576 | 6.5607 | 67.1104 | 2848254.8204 | 0 | 3134314.025 | 0 | 0 | 0 | 321443.7447 | 2458564.9101 | 6396681.5751 | 4365866.6137 | 19525125.689 | 961560.8286 | 12428672.291 | 12428672.291 | 10608277.457 | 5515693.4429 | 0 | 32915358.8086 | 61468001.9996 | 3162277.6602 | 4.586 | 7177.392 | 13403.4677 | 146.3208 | 273.2478
1 | 3200 | 707 | 0.03 | 15 | 15 | 7 | 4.217e-09 | 5spot_SharedNeighbor | CO2 | Porous | Wet | R600a | MinimizeLCOE_Brownfield | IgnoreSilica | 2019 | 114.2808 | 13.171 | 1.1479 | 4 | 7169.2149 | 13387.7761 | 146.1541 | 272.9279 | 61.1513 | 6.5591 | 77.6131 | 2849560.7164 | 0 | 3136415.473 | 0 | 0 | 0 | 318755.9092 | 2458845.5185 | 6397411.6605 | 4366364.9119 | 19527354.1895 | 961560.8286 | 12428672.291 | 12428672.291 | 10608277.457 | 5515693.4429 | 0 | 32917587.3091 | 61470230.5001 | 4216965.0343 | 4.5915 | 7169.2149 | 13387.7761 | 146.1541 | 272.9279
1 | 3200 | 707 | 0.03 | 15 | 15 | 7 | 5.6234e-09 | 5spot_SharedNeighbor | CO2 | Porous | Wet | R600a | MinimizeLCOE_Brownfield | IgnoreSilica | 2019 | 114.3493 | 13.1793 | 1.1489 | 4 | 7163.0792 | 13376.0772 | 146.0291 | 272.6894 | 61.1468 | 6.558 | 74.8208 | 2850505.4883 | 0 | 3137936.9024 | 0 | 0 | 0 | 316702.1776 | 2459006.3817 | 6397830.1936 | 4366650.5694 | 19528631.713 | 961560.8286 | 12428672.291 | 12428672.291 | 10608277.457 | 5515693.4429 | 0 | 32918864.8326 | 61471508.0235 | 5623413.2519 | 4.5956 | 7163.0792 | 13376.0772 | 146.0291 | 272.6894
1 | 3200 | 707 | 0.03 | 15 | 15 | 7 | 7.4989e-09 | 5spot_SharedNeighbor | CO2 | Porous | Wet | R600a | MinimizeLCOE_Brownfield | IgnoreSilica | 2019 | 114.3882 | 13.1842 | 1.1496 | 4 | 7158.476 | 13367.6436 | 145.9352 | 272.5175 | 61.1442 | 6.5573 | 66.9716 | 2851040.9674 | 0 | 3138799.8338 | 0 | 0 | 0 | 315025.9923 | 2458898.0494 | 6397548.3353 | 4366458.1953 | 19527771.3734 | 961560.8286 | 12428672.291 | 12428672.291 | 10608277.457 | 5515693.4429 | 0 | 32918004.4929 | 61470647.6839 | 7498942.0933 | 4.5985 | 7158.476 | 13367.6436 | 145.9352 | 272.5175
1 | 3200 | 707 | 0.03 | 15 | 15 | 7 | 1e-08 | 5spot_SharedNeighbor | CO2 | Porous | Wet | R600a | MinimizeLCOE_Brownfield | IgnoreSilica | 2019 | 114.4271 | 13.189 | 1.1502 | 4 | 7155.0228 | 13361.0562 | 145.8648 | 272.3832 | 61.1416 | 6.5567 | 71.4082 | 2851576.6889 | 0 | 3139663.2236 | 0 | 0 | 0 | 313865.0792 | 2458990.9467 | 6397790.035 | 4366623.1603 | 19528509.1337 | 961560.8286 | 12428672.291 | 12428672.291 | 10608277.457 | 5515693.4429 | 0 | 32918742.2533 | 61471385.4443 | 10000000 | 4.6008 | 7155.0228 | 13361.0562 | 145.8648 | 272.3832
1 | 3300 | 707 | 0.03 | 15 | 15 | 7 | 1e-13 | 5spot_SharedNeighbor | CO2 | Porous | Wet | R600a | MinimizeLCOE_Brownfield | IgnoreSilica | 2019 | 0.441 | -0.019073 | 0.00014444 | 4 | 24373098.9485 | 75354009.8686 | 496878.5891 | 1536193.415 | 36.4337 | 5.1086 | 38.3687 | 32227.2026 | 0 | 9312.1147 | 0 | 0 | 0 | 32735.3357 | 28967.1147 | 75366.4904 | 51439.1783 | 230047.4363 | 961560.8286 | 12889752.6116 | 12889752.6116 | 10890904.1141 | 5673152.4101 | 0 | 14081360.8765 | 43535170.0123 | 100 | 0.00057774 | 24373098.9485 | 75354009.8686 | 496878.5891 | 1536193.415
1 | 3300 | 707 | 0.03 | 15 | 15 | 7 | 1.3335e-13 | 5spot_SharedNeighbor | CO2 | Porous | Wet | R600a | MinimizeLCOE_Brownfield | IgnoreSilica | 2019 | 0.77197 | -0.0047618 | 0.00083761 | 4 | 4262270.4566 | 13053336.8865 | 86892.1484 | 266109.9284 | 44.4373 | 5.9348 | 42.3422 | 58189.6293 | 0 | 27758.8154 | 0 | 0 | 0 | 52595.0199 | 54031.9512 | 140580.0535 | 95948.7752 | 429104.2444 | 961560.8286 | 12889752.6116 | 12889752.6116 | 10890904.1141 | 5673152.4101 | 0 | 14280417.6846 | 43734226.8204 | 133.3521 | 0.0033504 | 4262270.4566 | 13053336.8865 | 86892.1484 | 266109.9284
1 | 3300 | 707 | 0.03 | 15 | 15 | 7 | 1.7783e-13 | 5spot_SharedNeighbor | CO2 | Porous | Wet | R600a | MinimizeLCOE_Brownfield | IgnoreSilica | 2019 | 1.1652 | 0.023779 | 0.0022105 | 4 | 1640759.9051 | 4971946.8383 | 33449.11 | 101359.8614 | 49.747 | 6.4613 | 101.8667 | 88331.3976 | 0 | 49871.3986 | 0 | 0 | 0 | 73603.1874 | 82604.3336 | 214919.5315 | 146686.9964 | 656016.8449 | 961560.8286 | 12889752.6116 | 12889752.6116 | 10890904.1141 | 5673152.4101 | 0 | 14507330.2851 | 43961139.4209 | 177.8279 | 0.0088418 | 1640759.9051 | 4971946.8383 | 33449.11 | 101359.8614
1 | 3300 | 707 | 0.03 | 15 | 15 | 7 | 2.3714e-13 | 5spot_SharedNeighbor | CO2 | Porous | Wet | R600a | MinimizeLCOE_Brownfield | IgnoreSilica | 2019 | 1.632 | 0.065756 | 0.004428 | 4 | 833091.6108 | 2496039.1996 | 16983.6993 | 50885.1352 | 53.4792 | 6.813 | 151.9296 | 121931.063 | 0 | 75147.206 | 0 | 0 | 0 | 94872.5036 | 113860.8013 | 296242.449 | 202191.5586 | 904245.5815 | 961560.8286 | 12889752.6116 | 12889752.6116 | 10890904.1141 | 5673152.4101 | 0 | 14755559.0216 | 44209368.1574 | 237.1374 | 0.017712 | 833091.6108 | 2496039.1996 | 16983.6993 | 50885.1352
1 | 3300 | 707 | 0.03 | 15 | 15 | 7 | 3.1623e-13 | 5spot_SharedNeighbor | CO2 | Porous | Wet | R600a | MinimizeLCOE_Brownfield | IgnoreSilica | 2019 | 2.2154 | 0.1241 | 0.0077168 | 4 | 487271.5311 | 1441485.3649 | 9933.6892 | 29386.6289 | 56.3412 | 7.0692 | 208.9983 | 160874.8304 | 0 | 105180.0289 | 0 | 0 | 0 | 117944.4495 | 149759.7304 | 389644.0986 | 265940.1037 | 1189343.2414 | 961560.8286 | 12889752.6116 | 12889752.6116 | 10890904.1141 | 5673152.4101 | 0 | 15040656.6816 | 44494465.8174 | 316.2278 | 0.030867 | 487271.5311 | 1441485.3649 | 9933.6892 | 29386.6289
1 | 3300 | 707 | 0.03 | 15 | 15 | 7 | 4.217e-13 | 5spot_SharedNeighbor | CO2 | Porous | Wet | R600a | MinimizeLCOE_Brownfield | IgnoreSilica | 2019 | 2.9593 | 0.20302 | 0.012379 | 4 | 310505.5307 | 905345.4959 | 6330.0752 | 18456.6925 | 58.6025 | 7.2619 | 39.5066 | 206666.9851 | 0 | 141407.5745 | 0 | 0 | 0 | 143822.1402 | 191839.7129 | 499127.5813 | 340664.8303 | 1523528.8244 | 961560.8286 | 12889752.6116 | 12889752.6116 | 10890904.1141 | 5673152.4101 | 0 | 15374842.2646 | 44828651.4004 | 421.6965 | 0.049516 | 310505.5307 | 905345.4959 | 6330.0752 | 18456.6925
1 | 3300 | 707 | 0.03 | 15 | 15 | 7 | 5.6234e-13 | 5spot_SharedNeighbor | CO2 | Porous | Wet | R600a | MinimizeLCOE_Brownfield | IgnoreSilica | 2019 | 3.9339 | 0.30978 | 0.018827 | 4 | 209528.4502 | 600633.6232 | 4271.5209 | 12244.7288 | 60.4305 | 7.4107 | 40.7517 | 261832.6199 | 0 | 186213.5212 | 0 | 0 | 0 | 174473.737 | 242782.7524 | 631670.9202 | 431128.3826 | 1928101.9333 | 961560.8286 | 12889752.6116 | 12889752.6116 | 10890904.1141 | 5673152.4101 | 0 | 15779415.3735 | 45233224.5093 | 562.3413 | 0.075309 | 209528.4502 | 600633.6232 | 4271.5209 | 12244.7288
1 | 3300 | 707 | 0.03 | 15 | 15 | 7 | 7.4989e-13 | 5spot_SharedNeighbor | CO2 | Porous | Wet | R600a | MinimizeLCOE_Brownfield | IgnoreSilica | 2019 | 5.1977 | 0.45113 | 0.027598 | 4 | 147320.1712 | 414132.3719 | 3003.321 | 8442.6486 | 61.8805 | 7.5241 | 63.7763 | 327530.8208 | 0 | 241020.068 | 0 | 0 | 0 | 210070.1449 | 303662.2032 | 790066.7629 | 539236.7999 | 2411586.7998 | 961560.8286 | 12889752.6116 | 12889752.6116 | 10890904.1141 | 5673152.4101 | 0 | 16262900.24 | 45716709.3757 | 749.8942 | 0.11039 | 147320.1712 | 414132.3719 | 3003.321 | 8442.6486
1 | 3300 | 707 | 0.03 | 15 | 15 | 7 | 1e-12 | 5spot_SharedNeighbor | CO2 | Porous | Wet | R600a | MinimizeLCOE_Brownfield | IgnoreSilica | 2019 | 6.8102 | 0.63413 | 0.039374 | 4 | 106859.5102 | 293871.161 | 2178.4757 | 5990.9611 | 63.0091 | 7.6091 | 50.5025 | 404596.0037 | 0 | 307037.3057 | 0 | 0 | 0 | 250108.7113 | 375079.3881 | 975879.6284 | 666057.8987 | 2978758.936 | 961560.8286 | 12889752.6116 | 12889752.6116 | 10890904.1141 | 5673152.4101 | 0 | 16830072.3762 | 46283881.512 | 1000 | 0.1575 | 106859.5102 | 293871.161 | 2178.4757 | 5990.9611
1 | 3300 | 707 | 0.03 | 15 | 15 | 7 | 1.3335e-12 | 5spot_SharedNeighbor | CO2 | Porous | Wet | R600a | MinimizeLCOE_Brownfield | IgnoreSilica | 2019 | 8.8908 | 0.87214 | 0.055079 | 4 | 79460.0662 | 213149.2392 | 1619.9009 | 4345.3355 | 63.8947 | 7.6731 | 47.1787 | 496148.0699 | 0 | 387546.1777 | 0 | 0 | 0 | 296376.3809 | 460227.5451 | 1197417.6667 | 817262.162 | 3654978.0022 | 961560.8286 | 12889752.6116 | 12889752.6116 | 10890904.1141 | 5673152.4101 | 0 | 17506291.4424 | 46960100.5782 | 1333.5214 | 0.22032 | 79460.0662 | 213149.2392 | 1619.9009 | 4345.3355
1 | 3300 | 707 | 0.03 | 15 | 15 | 7 | 1.7783e-12 | 5spot_SharedNeighbor | CO2 | Porous | Wet | R600a | MinimizeLCOE_Brownfield | IgnoreSilica | 2019 | 11.5755 | 1.1808 | 0.075896 | 4 | 60325.8365 | 157345.9694 | 1229.8238 | 3207.7104 | 64.5839 | 7.7204 | 53.3157 | 605034.9035 | 0 | 485827.5322 | 0 | 0 | 0 | 349986.9142 | 561931.2465 | 1462029.8354 | 997865.4044 | 4462675.8362 | 961560.8286 | 12889752.6116 | 12889752.6116 | 10890904.1141 | 5673152.4101 | 0 | 18313989.2763 | 47767798.4121 | 1778.2794 | 0.30358 | 60325.8365 | 157345.9694 | 1229.8238 | 3207.7104
1 | 3300 | 707 | 0.03 | 15 | 15 | 7 | 2.3714e-12 | 5spot_SharedNeighbor | CO2 | Porous | Wet | R600a | MinimizeLCOE_Brownfield | IgnoreSilica | 2019 | 14.964 | 1.5724 | 0.10321 | 4 | 46640.8029 | 117987.2747 | 950.8359 | 2405.3302 | 65.1038 | 7.7529 | 60.6777 | 731912.7667 | 0 | 603348.2825 | 0 | 0 | 0 | 409287.0979 | 680373.7774 | 1770193.0048 | 1208193.0996 | 5403308.0289 | 961560.8286 | 12889752.6116 | 12889752.6116 | 10890904.1141 | 5673152.4101 | 0 | 19254621.4691 | 48708430.6048 | 2371.3737 | 0.41283 | 46640.8029 | 117987.2747 | 950.8359 | 2405.3302
1 | 3300 | 707 | 0.03 | 15 | 15 | 7 | 3.1623e-12 | 5spot_SharedNeighbor | CO2 | Porous | Wet | R600a | MinimizeLCOE_Brownfield | IgnoreSilica | 2019 | 19.2392 | 2.0683 | 0.13877 | 4 | 36668.3859 | 89732.4718 | 747.5346 | 1829.3178 | 65.4892 | 7.7725 | 53.0287 | 879961.9826 | 0 | 744070.0529 | 0 | 0 | 0 | 475208.6221 | 818703.8564 | 2130099.4952 | 1453836.6746 | 6501880.6838 | 961560.8286 | 12889752.6116 | 12889752.6116 | 10890904.1141 | 5673152.4101 | 0 | 20353194.124 | 49807003.2598 | 3162.2777 | 0.55506 | 36668.3859 | 89732.4718 | 747.5346 | 1829.3178
1 | 3300 | 707 | 0.03 | 15 | 15 | 7 | 4.217e-12 | 5spot_SharedNeighbor | CO2 | Porous | Wet | R600a | MinimizeLCOE_Brownfield | IgnoreSilica | 2019 | 24.5593 | 2.6874 | 0.18449 | 4 | 29294.8866 | 69207.147 | 597.2159 | 1410.8813 | 65.7585 | 7.7791 | 52.6139 | 1050575.1044 | 0 | 910567.1781 | 0 | 0 | 0 | 546646.1313 | 978037.4814 | 2544652.9035 | 1736777.894 | 7767256.6928 | 961560.8286 | 12889752.6116 | 12889752.6116 | 10890904.1141 | 5673152.4101 | 0 | 21618570.133 | 51072379.2688 | 4216.965 | 0.73796 | 29294.8866 | 69207.147 | 597.2159 | 1410.8813
1 | 3300 | 707 | 0.03 | 15 | 15 | 7 | 5.6234e-12 | 5spot_SharedNeighbor | CO2 | Porous | Wet | R600a | MinimizeLCOE_Brownfield | IgnoreSilica | 2019 | 31.0297 | 3.4435 | 0.2422 | 4 | 23783.1505 | 54185.4013 | 484.8517 | 1104.6427 | 65.9223 | 7.7716 | 52.8942 | 1242995.2656 | 0 | 1103550.5979 | 0 | 0 | 0 | 620562.707 | 1157172.3425 | 3010725.0664 | 2054881.722 | 9189887.7013 | 961560.8286 | 12889752.6116 | 12889752.6116 | 10890904.1141 | 5673152.4101 | 0 | 23041201.1415 | 52495010.2773 | 5623.4133 | 0.9688 | 23783.1505 | 54185.4013 | 484.8517 | 1104.6427
1 | 3300 | 707 | 0.03 | 15 | 15 | 7 | 7.4989e-12 | 5spot_SharedNeighbor | CO2 | Porous | Wet | R600a | MinimizeLCOE_Brownfield | IgnoreSilica | 2019 | 38.6861 | 4.3421 | 0.3132 | 4 | 19632.524 | 43142.7049 | 400.2356 | 879.5224 | 65.9858 | 7.7479 | 53.9061 | 1454414.8576 | 0 | 1321837.071 | 0 | 0 | 0 | 692797.2665 | 1352929.1861 | 3520044.2183 | 2402502.5086 | 10744525.1081 | 961560.8286 | 12889752.6116 | 12889752.6116 | 10890904.1141 | 5673152.4101 | 0 | 24595838.5483 | 54049647.684 | 7498.9421 | 1.2528 | 19632.524 | 43142.7049 | 400.2356 | 879.5224
1 | 3300 | 707 | 0.03 | 15 | 15 | 7 | 1e-11 | 5spot_SharedNeighbor | CO2 | Porous | Wet | R600a | MinimizeLCOE_Brownfield | IgnoreSilica | 2019 | 47.3903 | 5.369 | 0.39744 | 4 | 16495.4036 | 35022.6114 | 336.2811 | 713.9833 | 65.9503 | 7.7059 | 65.7071 | 1677860.9449 | 0 | 1559932.8733 | 0 | 0 | 0 | 756846.9138 | 1557909.8855 | 4053361.9507 | 2766502.8196 | 12372415.3878 | 961560.8286 | 12889752.6116 | 12889752.6116 | 10890904.1141 | 5673152.4101 | 0 | 26223728.828 | 55677537.9638 | 10000 | 1.5898 | 16495.4036 | 35022.6114 | 336.2811 | 713.9833
1 | 3300 | 707 | 0.03 | 15 | 15 | 7 | 1.3335e-11 | 5spot_SharedNeighbor | CO2 | Porous | Wet | R600a | MinimizeLCOE_Brownfield | IgnoreSilica | 2019 | 56.7714 | 6.4825 | 0.49262 | 4 | 14124.6296 | 29072.1819 | 287.9497 | 592.6758 | 65.818 | 7.6451 | 56.1528 | 1902016.2742 | 0 | 1807208.2096 | 0 | 0 | 0 | 804756.9715 | 1760452.7676 | 4580336.9827 | 3126174.1072 | 13980945.3128 | 961560.8286 | 12889752.6116 | 12889752.6116 | 10890904.1141 | 5673152.4101 | 0 | 27832258.753 | 57286067.8888 | 13335.2143 | 1.9705 | 14124.6296 | 29072.1819 | 287.9497 | 592.6758
1 | 3300 | 707 | 0.03 | 15 | 15 | 7 | 1.7783e-11 | 5spot_SharedNeighbor | CO2 | Porous | Wet | R600a | MinimizeLCOE_Brownfield | IgnoreSilica | 2019 | 66.2714 | 7.6174 | 0.59401 | 4 | 12338.3532 | 24734.4646 | 251.534 | 504.2455 | 65.6001 | 7.5679 | 68.4783 | 2113646.8827 | 0 | 2049666.1104 | 0 | 0 | 0 | 829903.9791 | 1947354.6191 | 5066617.2616 | 3458070.3896 | 15465259.2425 | 961560.8286 | 12889752.6116 | 12889752.6116 | 10890904.1141 | 5673152.4101 | 0 | 29316572.6827 | 58770381.8185 | 17782.7941 | 2.3761 | 12338.3532 | 24734.4646 | 251.534 | 504.2455
1 | 3300 | 707 | 0.03 | 15 | 15 | 7 | 2.3714e-11 | 5spot_SharedNeighbor | CO2 | Porous | Wet | R600a | MinimizeLCOE_Brownfield | IgnoreSilica | 2019 | 75.324 | 8.7055 | 0.69556 | 4 | 10997.6863 | 21584.0148 | 224.2027 | 440.0193 | 65.3198 | 7.48 | 82.6976 | 2302151.7252 | 0 | 2274478.458 | 0 | 0 | 0 | 830416.798 | 2108748.3227 | 5486530.5718 | 3744669.8522 | 16746995.7279 | 961560.8286 | 12889752.6116 | 12889752.6116 | 10890904.1141 | 5673152.4101 | 0 | 30598309.1681 | 60052118.3039 | 23713.7371 | 2.7822 | 10997.6863 | 21584.0148 | 224.2027 | 440.0193
1 | 3300 | 707 | 0.03 | 15 | 15 | 7 | 3.1623e-11 | 5spot_SharedNeighbor | CO2 | Porous | Wet | R600a | MinimizeLCOE_Brownfield | IgnoreSilica | 2019 | 83.4675 | 9.69 | 0.79137 | 4 | 9994.4823 | 19299.1476 | 203.751 | 393.4392 | 65.0094 | 7.3891 | 78.0656 | 2461329.9951 | 0 | 2472229.5107 | 0 | 0 | 0 | 808980.6421 | 2239590.6577 | 5826955.488 | 3977016.8526 | 17786103.1461 | 961560.8286 | 12889752.6116 | 12889752.6116 | 10890904.1141 | 5673152.4101 | 0 | 31637416.5863 | 61091225.7221 | 31622.7766 | 3.1655 | 9994.4823 | 19299.1476 | 203.751 | 393.4392
1 | 3300 | 707 | 0.03 | 15 | 15 | 7 | 4.217e-11 | 5spot_SharedNeighbor | CO2 | Porous | Wet | R600a | MinimizeLCOE_Brownfield | IgnoreSilica | 2019 | 90.4714 | 10.5411 | 0.87727 | 4 | 9244.8468 | 17638.4568 | 188.4687 | 359.5838 | 64.6992 | 7.302 | 67.4717 | 2590585.2824 | 0 | 2639285.5636 | 0 | 0 | 0 | 772075.4434 | 2340759.0529 | 6090174.8998 | 4156669.5097 | 18589549.7517 | 961560.8286 | 12889752.6116 | 12889752.6116 | 10890904.1141 | 5673152.4101 | 0 | 32440863.1919 | 61894672.3277 | 42169.6503 | 3.5091 | 9244.8468 | 17638.4568 | 188.4687 | 359.5838
1 | 3300 | 707 | 0.03 | 15 | 15 | 7 | 5.6234e-11 | 5spot_SharedNeighbor | CO2 | Porous | Wet | R600a | MinimizeLCOE_Brownfield | IgnoreSilica | 2019 | 96.2862 | 11.2507 | 0.95111 | 4 | 8684.667 | 16426.6169 | 177.0487 | 334.8788 | 64.4116 | 7.2235 | 76.406 | 2692604.4919 | 0 | 2776052.747 | 0 | 0 | 0 | 726834.6185 | 2416241.8244 | 6286565.5877 | 4290710.1896 | 19189009.4591 | 961560.8286 | 12889752.6116 | 12889752.6116 | 10890904.1141 | 5673152.4101 | 0 | 33040322.8993 | 62494132.035 | 56234.1325 | 3.8044 | 8684.667 | 16426.6169 | 177.0487 | 334.8788
1 | 3300 | 707 | 0.03 | 15 | 15 | 7 | 7.4989e-11 | 5spot_SharedNeighbor | CO2 | Porous | Wet | R600a | MinimizeLCOE_Brownfield | IgnoreSilica | 2019 | 100.9628 | 11.8237 | 1.0124 | 4 | 8265.6741 | 15538.9469 | 168.5069 | 316.7825 | 64.1605 | 7.1563 | 98.3456 | 2771190.4381 | 0 | 2884872.235 | 0 | 0 | 0 | 679007.4385 | 2470677.3435 | 6428195.6422 | 4387375.612 | 19621318.7092 | 961560.8286 | 12889752.6116 | 12889752.6116 | 10890904.1141 | 5673152.4101 | 0 | 33472632.1494 | 62926441.2852 | 74989.4209 | 4.0496 | 8265.6741 | 15538.9469 | 168.5069 | 316.7825
1 | 3300 | 707 | 0.03 | 15 | 15 | 7 | 1e-10 | 5spot_SharedNeighbor | CO2 | Porous | Wet | R600a | MinimizeLCOE_Brownfield | IgnoreSilica | 2019 | 104.6512 | 12.2771 | 1.062 | 4 | 7951.8888 | 14885.5514 | 162.11 | 303.4621 | 63.95 | 7.1008 | 83.7723 | 2830994.0654 | 0 | 2969999.6951 | 0 | 0 | 0 | 633049.4273 | 2509276.8432 | 6528623.6226 | 4455919.7722 | 19927863.4258 | 961560.8286 | 12889752.6116 | 12889752.6116 | 10890904.1141 | 5673152.4101 | 0 | 33779176.866 | 63232986.0018 | 100000 | 4.2479 | 7951.8888 | 14885.5514 | 162.11 | 303.4621
1 | 3300 | 707 | 0.03 | 15 | 15 | 7 | 1.3335e-10 | 5spot_SharedNeighbor | CO2 | Porous | Wet | R600a | MinimizeLCOE_Brownfield | IgnoreSilica | 2019 | 107.5212 | 12.6309 | 1.1013 | 4 | 7716.6126 | 14402.4632 | 157.3136 | 293.6137 | 63.7786 | 7.0561 | 84.5247 | 2876196.8402 | 0 | 3035829.8101 | 0 | 0 | 0 | 591609.1232 | 2536417.9516 | 6599239.2193 | 4504116.368 | 20143409.3123 | 961560.8286 | 12889752.6116 | 12889752.6116 | 10890904.1141 | 5673152.4101 | 0 | 33994722.7525 | 63448531.8883 | 133352.1432 | 4.4054 | 7716.6126 | 14402.4632 | 157.3136 | 293.6137
1 | 3300 | 707 | 0.03 | 15 | 15 | 7 | 1.7783e-10 | 5spot_SharedNeighbor | CO2 | Porous | Wet | R600a | MinimizeLCOE_Brownfield | IgnoreSilica | 2019 | 109.713 | 12.9017 | 1.1321 | 4 | 7540.0382 | 14044.5594 | 153.7139 | 286.3173 | 63.6431 | 7.021 | 90.1339 | 2909931.734 | 0 | 3085872.3755 | 0 | 0 | 0 | 555654.8266 | 2555068.9851 | 6647765.3824 | 4537236.4714 | 20291529.7749 | 961560.8286 | 12889752.6116 | 12889752.6116 | 10890904.1141 | 5673152.4101 | 0 | 34142843.2151 | 63596652.3509 | 177827.941 | 4.5282 | 7540.0382 | 14044.5594 | 153.7139 | 286.3173
1 | 3300 | 707 | 0.03 | 15 | 15 | 7 | 2.3714e-10 | 5spot_SharedNeighbor | CO2 | Porous | Wet | R600a | MinimizeLCOE_Brownfield | IgnoreSilica | 2019 | 110.264 | 12.981 | 1.15 | 4 | 7407.2835 | 13810.1107 | 151.0075 | 281.5378 | 63.6061 | 7.0114 | 146.2512 | 2918170.898 | 0 | 3098452.452 | 0 | 0 | 0 | 512748.539 | 2546455.0367 | 6625353.6558 | 4521940.0075 | 20223120.589 | 961560.8286 | 12889752.6116 | 12889752.6116 | 10890904.1141 | 5673152.4101 | 0 | 34074434.0292 | 63528243.165 | 237137.3706 | 4.6001 | 7407.2835 | 13810.1107 | 151.0075 | 281.5378
1 | 3300 | 707 | 0.03 | 15 | 15 | 7 | 3.1623e-10 | 5spot_SharedNeighbor | CO2 | Porous | Wet | R600a | MinimizeLCOE_Brownfield | IgnoreSilica | 2019 | 112.6903 | 13.2705 | 1.1743 | 4 | 7307.2043 | 13577.9543 | 148.9672 | 276.805 | 63.4514 | 6.9716 | 80.8061 | 2954577.1499 | 0 | 3153595.4359 | 0 | 0 | 0 | 501146.5325 | 2577634.4561 | 6706476.1093 | 4577307.7489 | 20470737.4326 | 961560.8286 | 12889752.6116 | 12889752.6116 | 10890904.1141 | 5673152.4101 | 0 | 34322050.8728 | 63775860.0086 | 316227.766 | 4.697 | 7307.2043 | 13577.9543 | 148.9672 | 276.805
1 | 3300 | 707 | 0.03 | 15 | 15 | 7 | 4.217e-10 | 5spot_SharedNeighbor | CO2 | Porous | Wet | R600a | MinimizeLCOE_Brownfield | IgnoreSilica | 2019 | 113.6501 | 13.3896 | 1.1881 | 4 | 7232.4575 | 13429.9013 | 147.4434 | 273.7867 | 63.3887 | 6.9556 | 82.3977 | 2968736.9129 | 0 | 3175328.1962 | 0 | 0 | 0 | 481635.4942 | 2584023.2353 | 6723098.4021 | 4588652.8053 | 20521475.046 | 961560.8286 | 12889752.6116 | 12889752.6116 | 10890904.1141 | 5673152.4101 | 0 | 34372788.4862 | 63826597.622 | 421696.5034 | 4.7526 | 7232.4575 | 13429.9013 | 147.4434 | 273.7867
1 | 3300 | 707 | 0.03 | 15 | 15 | 7 | 5.6234e-10 | 5spot_SharedNeighbor | CO2 | Porous | Wet | R600a | MinimizeLCOE_Brownfield | IgnoreSilica | 2019 | 114.354 | 13.4772 | 1.1986 | 4 | 7176.3123 | 13319.7588 | 146.2988 | 271.5413 | 63.3423 | 6.9438 | 77.406 | 2979036.3203 | 0 | 3191241.7495 | 0 | 0 | 0 | 466056.9443 | 2588170.6555 | 6733889.1388 | 4596017.7048 | 20554412.5132 | 961560.8286 | 12889752.6116 | 12889752.6116 | 10890904.1141 | 5673152.4101 | 0 | 34405725.9534 | 63859535.0892 | 562341.3252 | 4.7943 | 7176.3123 | 13319.7588 | 146.2988 | 271.5413
1 | 3300 | 707 | 0.03 | 15 | 15 | 7 | 7.4989e-10 | 5spot_SharedNeighbor | CO2 | Porous | Wet | R600a | MinimizeLCOE_Brownfield | IgnoreSilica | 2019 | 114.8876 | 13.5437 | 1.2065 | 4 | 7134.1466 | 13237.2481 | 145.4392 | 269.8592 | 63.3068 | 6.9347 | 77.9825 | 2986797.373 | 0 | 3203293.9719 | 0 | 0 | 0 | 453975.5314 | 2591186.0818 | 6741734.6594 | 4601372.4339 | 20578360.0514 | 961560.8286 | 12889752.6116 | 12889752.6116 | 10890904.1141 | 5673152.4101 | 0 | 34429673.4916 | 63883482.6274 | 749894.2093 | 4.826 | 7134.1466 | 13237.2481 | 145.4392 | 269.8592
1 | 3300 | 707 | 0.03 | 15 | 15 | 7 | 1e-09 | 5spot_SharedNeighbor | CO2 | Porous | Wet | R600a | MinimizeLCOE_Brownfield | IgnoreSilica | 2019 | 115.2897 | 13.5937 | 1.2125 | 4 | 7102.4867 | 13175.4523 | 144.7938 | 268.5994 | 63.2799 | 6.9279 | 74.9973 | 2992618.6829 | 0 | 3212368.8239 | 0 | 0 | 0 | 444664.8952 | 2593364.4368 | 6747402.2923 | 4605240.7097 | 20595659.8408 | 961560.8286 | 12889752.6116 | 12889752.6116 | 10890904.1141 | 5673152.4101 | 0 | 34446973.281 | 63900782.4168 | 1000000 | 4.85 | 7102.4867 | 13175.4523 | 144.7938 | 268.5994
1 | 3300 | 707 | 0.03 | 15 | 15 | 7 | 1.3335e-09 | 5spot_SharedNeighbor | CO2 | Porous | Wet | R600a | MinimizeLCOE_Brownfield | IgnoreSilica | 2019 | 115.6038 | 13.6328 | 1.2171 | 4 | 7078.7204 | 13128.8574 | 144.3093 | 267.6495 | 63.2588 | 6.9225 | 84.7294 | 2997150.4514 | 0 | 3219454.336 | 0 | 0 | 0 | 437656.6839 | 2595161.9738 | 6752079.115 | 4608432.7373 | 20609935.2975 | 961560.8286 | 12889752.6116 | 12889752.6116 | 10890904.1141 | 5673152.4101 | 0 | 34461248.7377 | 63915057.8735 | 1333521.4322 | 4.8683 | 7078.7204 | 13128.8574 | 144.3093 | 267.6495
1 | 3300 | 707 | 0.03 | 15 | 15 | 7 | 1.7783e-09 | 5spot_SharedNeighbor | CO2 | Porous | Wet | R600a | MinimizeLCOE_Brownfield | IgnoreSilica | 2019 | 115.8233 | 13.6602 | 1.2204 | 4 | 7060.8832 | 13094.3706 | 143.9457 | 266.9465 | 63.2439 | 6.9188 | 75.333 | 3000307.9797 | 0 | 3224402.279 | 0 | 0 | 0 | 432141.1087 | 2596172.0333 | 6754707.0824 | 4610226.3791 | 20617956.8621 | 961560.8286 | 12889752.6116 | 12889752.6116 | 10890904.1141 | 5673152.4101 | 0 | 34469270.3023 | 63923079.4381 | 1778279.41 | 4.8817 | 7060.8832 | 13094.3706 | 143.9457 | 266.9465
1 | 3300 | 707 | 0.03 | 15 | 15 | 7 | 2.3714e-09 | 5spot_SharedNeighbor | CO2 | Porous | Wet | R600a | MinimizeLCOE_Brownfield | IgnoreSilica | 2019 | 115.9935 | 13.6814 | 1.223 | 4 | 7047.4984 | 13068.3847 | 143.6728 | 266.4167 | 63.2324 | 6.9159 | 72.4378 | 3002752.2694 | 0 | 3228238.7704 | 0 | 0 | 0 | 428011.5696 | 2597011.0177 | 6756889.9477 | 4611716.2295 | 20624619.8042 | 961560.8286 | 12889752.6116 | 12889752.6116 | 10890904.1141 | 5673152.4101 | 0 | 34475933.2444 | 63929742.3802 | 2371373.7057 | 4.8919 | 7047.4984 | 13068.3847 | 143.6728 | 266.4167
1 | 3300 | 707 | 0.03 | 15 | 15 | 7 | 3.1623e-09 | 5spot_SharedNeighbor | CO2 | Porous | Wet | R600a | MinimizeLCOE_Brownfield | IgnoreSilica | 2019 | 116.123 | 13.6975 | 1.2249 | 4 | 7037.4561 | 13048.8631 | 143.4681 | 266.0187 | 63.2237 | 6.9136 | 73.4649 | 3004608.6764 | 0 | 3231156.1953 | 0 | 0 | 0 | 424903.8193 | 2597660.7895 | 6758580.5208 | 4612870.0804 | 20629780.0816 | 961560.8286 | 12889752.6116 | 12889752.6116 | 10890904.1141 | 5673152.4101 | 0 | 34481093.5218 | 63934902.6576 | 3162277.6602 | 4.8997 | 7037.4561 | 13048.8631 | 143.4681 | 266.0187
1 | 3300 | 707 | 0.03 | 15 | 15 | 7 | 4.217e-09 | 5spot_SharedNeighbor | CO2 | Porous | Wet | R600a | MinimizeLCOE_Brownfield | IgnoreSilica | 2019 | 116.2176 | 13.7094 | 1.2263 | 4 | 7029.9223 | 13034.2932 | 143.3145 | 265.7217 | 63.2172 | 6.912 | 71.7564 | 3005963.9658 | 0 | 3233288.1155 | 0 | 0 | 0 | 422530.6557 | 2598095.2674 | 6759710.9433 | 4613641.617 | 20633230.5647 | 961560.8286 | 12889752.6116 | 12889752.6116 | 10890904.1141 | 5673152.4101 | 0 | 34484544.0049 | 63938353.1407 | 4216965.0343 | 4.9054 | 7029.9223 | 13034.2932 | 143.3145 | 265.7217
1 | 3300 | 707 | 0.03 | 15 | 15 | 7 | 5.6234e-09 | 5spot_SharedNeighbor | CO2 | Porous | Wet | R600a | MinimizeLCOE_Brownfield | IgnoreSilica | 2019 | 116.2862 | 13.7179 | 1.2274 | 4 | 7024.2711 | 13023.433 | 143.1993 | 265.5003 | 63.2126 | 6.9108 | 68.3631 | 3006944.4944 | 0 | 3234831.6058 | 0 | 0 | 0 | 420716.0213 | 2598371.9274 | 6760430.7558 | 4614132.9038 | 20635427.7085 | 961560.8286 | 12889752.6116 | 12889752.6116 | 10890904.1141 | 5673152.4101 | 0 | 34486741.1487 | 63940550.2845 | 5623413.2519 | 4.9097 | 7024.2711 | 13023.433 | 143.1993 | 265.5003
1 | 3300 | 707 | 0.03 | 15 | 15 | 7 | 7.4989e-09 | 5spot_SharedNeighbor | CO2 | Porous | Wet | R600a | MinimizeLCOE_Brownfield | IgnoreSilica | 2019 | 116.3445 | 13.7252 | 1.2282 | 4 | 7020.0323 | 13015.1138 | 143.1129 | 265.3307 | 63.2086 | 6.9098 | 64.0188 | 3007778.9658 | 0 | 3236145.8218 | 0 | 0 | 0 | 419421.9731 | 2598705.2367 | 6761297.9581 | 4614724.7872 | 20638074.7426 | 961560.8286 | 12889752.6116 | 12889752.6116 | 10890904.1141 | 5673152.4101 | 0 | 34489388.1828 | 63943197.3186 | 7498942.0933 | 4.913 | 7020.0323 | 13015.1138 | 143.1129 | 265.3307
1 | 3300 | 707 | 0.03 | 15 | 15 | 7 | 1e-08 | 5spot_SharedNeighbor | CO2 | Porous | Wet | R600a | MinimizeLCOE_Brownfield | IgnoreSilica | 2019 | 116.3808 | 13.7297 | 1.2288 | 4 | 7016.8531 | 13009.0663 | 143.048 | 265.2074 | 63.2062 | 6.9092 | 77.7572 | 3008297.5972 | 0 | 3236963.006 | 0 | 0 | 0 | 418371.031 | 2598816.3374 | 6761587.0193 | 4614922.0774 | 20638957.0683 | 961560.8286 | 12889752.6116 | 12889752.6116 | 10890904.1141 | 5673152.4101 | 0 | 34490270.5085 | 63944079.6442 | 10000000 | 4.9153 | 7016.8531 | 13009.0663 | 143.048 | 265.2074
1 | 3400 | 707 | 0.03 | 15 | 15 | 7 | 1e-13 | 5spot_SharedNeighbor | CO2 | Porous | Wet | R600a | MinimizeLCOE_Brownfield | IgnoreSilica | 2019 | 0.46248 | -0.020041 | 0.00012992 | 4 | 28032776.2474 | 86471911.5373 | 571486.0609 | 1762846.8786 | 37.2278 | 5.4334 | 40.6977 | 34775.9609 | 0 | 9994.0904 | 0 | 0 | 0 | 35748.3445 | 31402.1743 | 81702.0161 | 55763.3048 | 249385.891 | 961560.8286 | 13356693.023 | 13356693.023 | 11179097.8575 | 5832955.4136 | 0 | 14567639.7427 | 44936386.0368 | 100 | 0.00051966 | 28032776.2474 | 86471911.5373 | 571486.0609 | 1762846.8786
1 | 3400 | 707 | 0.03 | 15 | 15 | 7 | 1.3335e-13 | 5spot_SharedNeighbor | CO2 | Porous | Wet | R600a | MinimizeLCOE_Brownfield | IgnoreSilica | 2019 | 0.80624 | -0.0049468 | 0.00088601 | 4 | 4170112.2325 | 12739092.9088 | 85013.3784 | 259703.6398 | 45.4842 | 6.2814 | 34.6443 | 62411.6288 | 0 | 29283.0373 | 0 | 0 | 0 | 57069.2477 | 58017.9264 | 150950.7434 | 103026.9841 | 460759.5677 | 961560.8286 | 13356693.023 | 13356693.023 | 11179097.8575 | 5832955.4136 | 0 | 14779013.4194 | 45147759.7135 | 133.3521 | 0.003544 | 4170112.2325 | 12739092.9088 | 85013.3784 | 259703.6398
1 | 3400 | 707 | 0.03 | 15 | 15 | 7 | 1.7783e-13 | 5spot_SharedNeighbor | CO2 | Porous | Wet | R600a | MinimizeLCOE_Brownfield | IgnoreSilica | 2019 | 1.2236 | 0.025722 | 0.0023956 | 4 | 1568068.8835 | 4737323.0669 | 31967.2052 | 96576.7384 | 51.1064 | 6.8322 | 108.0479 | 95186.1329 | 0 | 52906.4522 | 0 | 0 | 0 | 80320.6021 | 89081.143 | 231770.8611 | 158188.3751 | 707453.5664 | 961560.8286 | 13356693.023 | 13356693.023 | 11179097.8575 | 5832955.4136 | 0 | 15025707.4181 | 45394453.7122 | 177.8279 | 0.0095823 | 1568068.8835 | 4737323.0669 | 31967.2052 | 96576.7384
1 | 3400 | 707 | 0.03 | 15 | 15 | 7 | 2.3714e-13 | 5spot_SharedNeighbor | CO2 | Porous | Wet | R600a | MinimizeLCOE_Brownfield | IgnoreSilica | 2019 | 1.7098 | 0.070317 | 0.0048383 | 4 | 790036.9871 | 2359216.5186 | 16105.9726 | 48095.8198 | 54.991 | 7.1925 | 160.484 | 131051.6835 | 0 | 79411.1691 | 0 | 0 | 0 | 103215.3077 | 122334.4825 | 318289.2292 | 217238.9391 | 971540.8109 | 961560.8286 | 13356693.023 | 13356693.023 | 11179097.8575 | 5832955.4136 | 0 | 15289794.6626 | 45658540.9567 | 237.1374 | 0.019353 | 790036.9871 | 2359216.5186 | 16105.9726 | 48095.8198
1 | 3400 | 707 | 0.03 | 15 | 15 | 7 | 3.1623e-13 | 5spot_SharedNeighbor | CO2 | Porous | Wet | R600a | MinimizeLCOE_Brownfield | IgnoreSilica | 2019 | 2.3126 | 0.13194 | 0.0084618 | 4 | 460607.1351 | 1357832.5673 | 9390.0995 | 27681.2535 | 57.9662 | 7.4541 | 220.8831 | 172332.3723 | 0 | 110670.5437 | 0 | 0 | 0 | 127715.5251 | 160180.1921 | 416756.0022 | 284444.535 | 1272099.1705 | 961560.8286 | 13356693.023 | 13356693.023 | 11179097.8575 | 5832955.4136 | 0 | 15590353.0221 | 45959099.3163 | 316.2278 | 0.033847 | 460607.1351 | 1357832.5673 | 9390.0995 | 27681.2535
1 | 3400 | 707 | 0.03 | 15 | 15 | 7 | 4.217e-13 | 5spot_SharedNeighbor | CO2 | Porous | Wet | R600a | MinimizeLCOE_Brownfield | IgnoreSilica | 2019 | 3.1102 | 0.21796 | 0.013613 | 4 | 293089.4329 | 850821.858 | 5975.0245 | 17345.1544 | 60.4028 | 7.6576 | 43.8545 | 222685.2623 | 0 | 149784.6399 | 0 | 0 | 0 | 157218.446 | 206578.4558 | 537474.767 | 366837.5725 | 1640579.1435 | 961560.8286 | 13356693.023 | 13356693.023 | 11179097.8575 | 5832955.4136 | 0 | 15958832.9952 | 46327579.2893 | 421.6965 | 0.05445 | 293089.4329 | 850821.858 | 5975.0245 | 17345.1544
1 | 3400 | 707 | 0.03 | 15 | 15 | 7 | 5.6234e-13 | 5spot_SharedNeighbor | CO2 | Porous | Wet | R600a | MinimizeLCOE_Brownfield | IgnoreSilica | 2019 | 4.1313 | 0.33225 | 0.02073 | 4 | 197684.6195 | 563925.9689 | 4030.0684 | 11496.3936 | 62.3204 | 7.8103 | 52.7369 | 281925.4674 | 0 | 197032.0989 | 0 | 0 | 0 | 190591.1376 | 261123.9945 | 679391.0698 | 463698.3652 | 2073762.1334 | 961560.8286 | 13356693.023 | 13356693.023 | 11179097.8575 | 5832955.4136 | 0 | 16392015.985 | 46760762.2792 | 562.3413 | 0.08292 | 197684.6195 | 563925.9689 | 4030.0684 | 11496.3936
1 | 3400 | 707 | 0.03 | 15 | 15 | 7 | 7.4989e-13 | 5spot_SharedNeighbor | CO2 | Porous | Wet | R600a | MinimizeLCOE_Brownfield | IgnoreSilica | 2019 | 5.4413 | 0.48221 | 0.030399 | 4 | 139009.9765 | 388759.9303 | 2833.9064 | 7925.397 | 63.8316 | 7.9258 | 53.7198 | 351778.6452 | 0 | 254234.6501 | 0 | 0 | 0 | 228560.679 | 325483.85 | 846842.2117 | 577987.2104 | 2584887.2464 | 961560.8286 | 13356693.023 | 13356693.023 | 11179097.8575 | 5832955.4136 | 0 | 16903141.098 | 47271887.3921 | 749.8942 | 0.1216 | 139009.9765 | 388759.9303 | 2833.9064 | 7925.397
1 | 3400 | 707 | 0.03 | 15 | 15 | 7 | 1e-12 | 5spot_SharedNeighbor | CO2 | Porous | Wet | R600a | MinimizeLCOE_Brownfield | IgnoreSilica | 2019 | 7.1392 | 0.67906 | 0.043403 | 4 | 100885.4341 | 275809.0205 | 2056.686 | 5622.7399 | 65.0291 | 8.0138 | 53.1131 | 435048.6539 | 0 | 324244.3757 | 0 | 0 | 0 | 272788.34 | 402511.7341 | 1047252.9656 | 714771.6679 | 3196617.7372 | 961560.8286 | 13356693.023 | 13356693.023 | 11179097.8575 | 5832955.4136 | 0 | 17514871.5888 | 47883617.883 | 1000 | 0.17361 | 100885.4341 | 275809.0205 | 2056.686 | 5622.7399
1 | 3400 | 707 | 0.03 | 15 | 15 | 7 | 1.3335e-12 | 5spot_SharedNeighbor | CO2 | Porous | Wet | R600a | MinimizeLCOE_Brownfield | IgnoreSilica | 2019 | 9.3272 | 0.93489 | 0.060743 | 4 | 75082.0511 | 200070.8724 | 1530.6492 | 4078.7153 | 65.966 | 8.0797 | 46.5783 | 533828.4399 | 0 | 409499.7583 | 0 | 0 | 0 | 323781.3763 | 494172.7341 | 1285736.0853 | 877541.2975 | 3924559.6915 | 961560.8286 | 13356693.023 | 13356693.023 | 11179097.8575 | 5832955.4136 | 0 | 18242813.5432 | 48611559.8373 | 1333.5214 | 0.24297 | 75082.0511 | 200070.8724 | 1530.6492 | 4078.7153
1 | 3400 | 707 | 0.03 | 15 | 15 | 7 | 1.7783e-12 | 5spot_SharedNeighbor | CO2 | Porous | Wet | R600a | MinimizeLCOE_Brownfield | IgnoreSilica | 2019 | 12.1091 | 1.2623 | 0.08366 | 4 | 57066.2079 | 147816.6841 | 1163.3718 | 3013.443 | 66.6858 | 8.1276 | 52.4645 | 649640.8039 | 0 | 512078.3482 | 0 | 0 | 0 | 381062.5957 | 601684.8817 | 1565460.6396 | 1068459.0535 | 4778386.3226 | 961560.8286 | 13356693.023 | 13356693.023 | 11179097.8575 | 5832955.4136 | 0 | 19096640.1743 | 49465386.4684 | 1778.2794 | 0.33464 | 57066.2079 | 147816.6841 | 1163.3718 | 3013.443
1 | 3400 | 707 | 0.03 | 15 | 15 | 7 | 2.3714e-12 | 5spot_SharedNeighbor | CO2 | Porous | Wet | R600a | MinimizeLCOE_Brownfield | IgnoreSilica | 2019 | 15.6434 | 1.6801 | 0.11374 | 4 | 44180.7251 | 110932.9129 | 900.6838 | 2261.5175 | 67.234 | 8.1606 | 67.286 | 785548.1775 | 0 | 635588.1358 | 0 | 0 | 0 | 445569.1279 | 728015.1221 | 1894146.0112 | 1292793.5735 | 5781660.1479 | 961560.8286 | 13356693.023 | 13356693.023 | 11179097.8575 | 5832955.4136 | 0 | 20099913.9996 | 50468660.2937 | 2371.3737 | 0.45495 | 44180.7251 | 110932.9129 | 900.6838 | 2261.5175
1 | 3400 | 707 | 0.03 | 15 | 15 | 7 | 3.1623e-12 | 5spot_SharedNeighbor | CO2 | Porous | Wet | R600a | MinimizeLCOE_Brownfield | IgnoreSilica | 2019 | 20.1017 | 2.2091 | 0.15286 | 4 | 34789.2359 | 84456.2493 | 709.2256 | 1721.7549 | 67.6402 | 8.1799 | 54.9446 | 944135.4791 | 0 | 783481.4374 | 0 | 0 | 0 | 517443.024 | 875573.3768 | 2278062.3217 | 1554824.344 | 6953519.983 | 961560.8286 | 13356693.023 | 13356693.023 | 11179097.8575 | 5832955.4136 | 0 | 21271773.8347 | 51640520.1288 | 3162.2777 | 0.61145 | 34789.2359 | 84456.2493 | 709.2256 | 1721.7549
1 | 3400 | 707 | 0.03 | 15 | 15 | 7 | 4.217e-12 | 5spot_SharedNeighbor | CO2 | Porous | Wet | R600a | MinimizeLCOE_Brownfield | IgnoreSilica | 2019 | 25.6265 | 2.8672 | 0.20306 | 4 | 27843.5217 | 65233.3005 | 567.6279 | 1329.8691 | 67.9225 | 8.1853 | 52.2587 | 1126163.5115 | 0 | 957771.2907 | 0 | 0 | 0 | 594834.0129 | 1044719.8379 | 2718146.7166 | 1855190.9864 | 8296826.356 | 961560.8286 | 13356693.023 | 13356693.023 | 11179097.8575 | 5832955.4136 | 0 | 22615080.2077 | 52983826.5018 | 4216.965 | 0.81222 | 27843.5217 | 65233.3005 | 567.6279 | 1329.8691
1 | 3400 | 707 | 0.03 | 15 | 15 | 7 | 5.6234e-12 | 5spot_SharedNeighbor | CO2 | Porous | Wet | R600a | MinimizeLCOE_Brownfield | IgnoreSilica | 2019 | 32.3332 | 3.6692 | 0.26625 | 4 | 22650.3856 | 51165.359 | 461.7587 | 1043.0751 | 68.093 | 8.1756 | 56.0868 | 1331122.607 | 0 | 1159477.4997 | 0 | 0 | 0 | 674993.0297 | 1234581.3232 | 3212127.3554 | 2192342.9227 | 9804644.7376 | 961560.8286 | 13356693.023 | 13356693.023 | 11179097.8575 | 5832955.4136 | 0 | 24122898.5893 | 54491644.8834 | 5623.4133 | 1.065 | 22650.3856 | 51165.359 | 461.7587 | 1043.0751
1 | 3400 | 707 | 0.03 | 15 | 15 | 7 | 7.4989e-12 | 5spot_SharedNeighbor | CO2 | Porous | Wet | R600a | MinimizeLCOE_Brownfield | IgnoreSilica | 2019 | 40.2332 | 4.6184 | 0.3437 | 4 | 18739.3685 | 40829.009 | 382.0274 | 832.3546 | 68.157 | 8.1484 | 60.1102 | 1555345.6894 | 0 | 1386689.1844 | 0 | 0 | 0 | 753029.7761 | 1441075.2135 | 3749382.1002 | 2559030.3255 | 11444552.289 | 961560.8286 | 13356693.023 | 13356693.023 | 11179097.8575 | 5832955.4136 | 0 | 25762806.1407 | 56131552.4348 | 7498.9421 | 1.3748 | 18739.3685 | 40829.009 | 382.0274 | 832.3546
1 | 3400 | 707 | 0.03 | 15 | 15 | 7 | 1e-11 | 5spot_SharedNeighbor | CO2 | Porous | Wet | R600a | MinimizeLCOE_Brownfield | IgnoreSilica | 2019 | 49.1466 | 5.6954 | 0.43503 | 4 | 15783.9449 | 33236.0277 | 321.7771 | 677.5614 | 68.1162 | 8.1019 | 60.8113 | 1790608.4012 | 0 | 1632787.7775 | 0 | 0 | 0 | 821567.7124 | 1655535.9176 | 4307364.8604 | 2939865.0247 | 13147729.6938 | 961560.8286 | 13356693.023 | 13356693.023 | 11179097.8575 | 5832955.4136 | 0 | 27465983.5454 | 57834729.8396 | 10000 | 1.7401 | 15783.9449 | 33236.0277 | 321.7771 | 677.5614
1 | 3400 | 707 | 0.03 | 15 | 15 | 7 | 1.3335e-11 | 5spot_SharedNeighbor | CO2 | Porous | Wet | R600a | MinimizeLCOE_Brownfield | IgnoreSilica | 2019 | 58.7003 | 6.8569 | 0.53758 | 4 | 13551.6709 | 27674.6163 | 276.2691 | 564.1845 | 67.9739 | 8.0354 | 67.6305 | 2025402.0872 | 0 | 1887130.3413 | 0 | 0 | 0 | 873021.4468 | 1866366.0114 | 4855901.5173 | 3314252.5643 | 14822073.9683 | 961560.8286 | 13356693.023 | 13356693.023 | 11179097.8575 | 5832955.4136 | 0 | 29140327.8199 | 59509074.1141 | 13335.2143 | 2.1503 | 13551.6709 | 27674.6163 | 276.2691 | 564.1845
1 | 3400 | 707 | 0.03 | 15 | 15 | 7 | 1.7783e-11 | 5spot_SharedNeighbor | CO2 | Porous | Wet | R600a | MinimizeLCOE_Brownfield | IgnoreSilica | 2019 | 68.2936 | 8.0309 | 0.64595 | 4 | 11870.9744 | 23624.5512 | 242.0059 | 481.6184 | 67.7436 | 7.9522 | 71.2383 | 2245295.8236 | 0 | 2134572.5739 | 0 | 0 | 0 | 900236.212 | 2059240.7977 | 5357722.1473 | 3656755.4557 | 16353823.0103 | 961560.8286 | 13356693.023 | 13356693.023 | 11179097.8575 | 5832955.4136 | 0 | 30672076.862 | 61040823.1561 | 17782.7941 | 2.5838 | 11870.9744 | 23624.5512 | 242.0059 | 481.6184
1 | 3400 | 707 | 0.03 | 15 | 15 | 7 | 2.3714e-11 | 5spot_SharedNeighbor | CO2 | Porous | Wet | R600a | MinimizeLCOE_Brownfield | IgnoreSilica | 2019 | 77.3749 | 9.1492 | 0.75367 | 4 | 10610.4626 | 20684.0469 | 216.3086 | 421.6723 | 67.451 | 7.8585 | 90.4415 | 2439990.7778 | 0 | 2362647.7505 | 0 | 0 | 0 | 902097.5322 | 2224847.0636 | 5788595.6806 | 3950835.4957 | 17669014.3004 | 961560.8286 | 13356693.023 | 13356693.023 | 11179097.8575 | 5832955.4136 | 0 | 31987268.1521 | 62356014.4462 | 23713.7371 | 3.0147 | 10610.4626 | 20684.0469 | 216.3086 | 421.6723
1 | 3400 | 707 | 0.03 | 15 | 15 | 7 | 3.1623e-11 | 5spot_SharedNeighbor | CO2 | Porous | Wet | R600a | MinimizeLCOE_Brownfield | IgnoreSilica | 2019 | 85.4944 | 10.1551 | 0.8546 | 4 | 9667.82 | 18551.6783 | 197.0916 | 378.2011 | 67.1303 | 7.7627 | 81.8072 | 2603525.3207 | 0 | 2562170.565 | 0 | 0 | 0 | 881726.8225 | 2358494.8562 | 6136319.822 | 4188164.3673 | 18730401.7538 | 961560.8286 | 13356693.023 | 13356693.023 | 11179097.8575 | 5832955.4136 | 0 | 33048655.6055 | 63417401.8996 | 31622.7766 | 3.4184 | 9667.82 | 18551.6783 | 197.0916 | 378.2011
1 | 3400 | 707 | 0.03 | 15 | 15 | 7 | 4.217e-11 | 5spot_SharedNeighbor | CO2 | Porous | Wet | R600a | MinimizeLCOE_Brownfield | IgnoreSilica | 2019 | 92.4392 | 11.0199 | 0.94454 | 4 | 8963.8133 | 17001.7672 | 182.7395 | 346.604 | 66.8126 | 7.6718 | 85.4534 | 2735723.3802 | 0 | 2729897.5328 | 0 | 0 | 0 | 845953.1471 | 2461513.8835 | 6404354.1989 | 4371103.337 | 19548545.4796 | 961560.8286 | 13356693.023 | 13356693.023 | 11179097.8575 | 5832955.4136 | 0 | 33866799.3312 | 64235545.6254 | 42169.6503 | 3.7782 | 8963.8133 | 17001.7672 | 182.7395 | 346.604
1 | 3400 | 707 | 0.03 | 15 | 15 | 7 | 5.6234e-11 | 5spot_SharedNeighbor | CO2 | Porous | Wet | R600a | MinimizeLCOE_Brownfield | IgnoreSilica | 2019 | 98.1861 | 11.7386 | 1.0215 | 4 | 8438.0069 | 15870.356 | 172.0202 | 323.5387 | 66.5197 | 7.5903 | 75.5444 | 2839838.6279 | 0 | 2866833.5877 | 0 | 0 | 0 | 802201.6003 | 2538460.7882 | 6604554.261 | 4507743.9931 | 20159632.8581 | 961560.8286 | 13356693.023 | 13356693.023 | 11179097.8575 | 5832955.4136 | 0 | 34477886.7098 | 64846633.0039 | 56234.1325 | 4.086 | 8438.0069 | 15870.356 | 172.0202 | 323.5387
1 | 3400 | 707 | 0.03 | 15 | 15 | 7 | 7.4989e-11 | 5spot_SharedNeighbor | CO2 | Porous | Wet | R600a | MinimizeLCOE_Brownfield | IgnoreSilica | 2019 | 102.807 | 12.3188 | 1.0852 | 4 | 8044.958 | 15041.0179 | 164.0074 | 306.6315 | 66.2645 | 7.5208 | 90.8627 | 2920103.1414 | 0 | 2975804.4993 | 0 | 0 | 0 | 756304.2717 | 2594362.6459 | 6749999.4276 | 4607013.3079 | 20603587.2938 | 961560.8286 | 13356693.023 | 13356693.023 | 11179097.8575 | 5832955.4136 | 0 | 34921841.1455 | 65290587.4396 | 74989.4209 | 4.3408 | 8044.958 | 15041.0179 | 164.0074 | 306.6315
1 | 3400 | 707 | 0.03 | 15 | 15 | 7 | 1e-10 | 5spot_SharedNeighbor | CO2 | Porous | Wet | R600a | MinimizeLCOE_Brownfield | IgnoreSilica | 2019 | 106.4493 | 12.7775 | 1.1366 | 4 | 7750.8108 | 14430.357 | 158.0108 | 294.1823 | 66.0511 | 7.4634 | 84.9507 | 2981203.1226 | 0 | 3061026.1094 | 0 | 0 | 0 | 712473.432 | 2634334.039 | 6853996.7932 | 4677993.6469 | 20921027.143 | 961560.8286 | 13356693.023 | 13356693.023 | 11179097.8575 | 5832955.4136 | 0 | 35239280.9947 | 65608027.2888 | 100000 | 4.5465 | 7750.8108 | 14430.357 | 158.0108 | 294.1823
1 | 3400 | 707 | 0.03 | 15 | 15 | 7 | 1.3335e-10 | 5spot_SharedNeighbor | CO2 | Porous | Wet | R600a | MinimizeLCOE_Brownfield | IgnoreSilica | 2019 | 109.2797 | 13.1349 | 1.1774 | 4 | 7530.4403 | 13978.8831 | 153.5182 | 284.9784 | 65.8777 | 7.4173 | 103.5578 | 3027361.957 | 0 | 3126859.5545 | 0 | 0 | 0 | 673158.3831 | 2662678.1589 | 6927742.379 | 4728326.5246 | 21146126.9571 | 961560.8286 | 13356693.023 | 13356693.023 | 11179097.8575 | 5832955.4136 | 0 | 35464380.8088 | 65833127.1029 | 133352.1432 | 4.7095 | 7530.4403 | 13978.8831 | 153.5182 | 284.9784
1 | 3400 | 707 | 0.03 | 15 | 15 | 7 | 1.7783e-10 | 5spot_SharedNeighbor | CO2 | Porous | Wet | R600a | MinimizeLCOE_Brownfield | IgnoreSilica | 2019 | 111.4575 | 13.4105 | 1.2092 | 4 | 7365.2031 | 13643.9494 | 150.1496 | 278.1504 | 65.7398 | 7.3809 | 96.3676 | 3062089.4866 | 0 | 3177288.9767 | 0 | 0 | 0 | 639430.5801 | 2682735.5269 | 6979927.5364 | 4763943.9667 | 21305416.0735 | 961560.8286 | 13356693.023 | 13356693.023 | 11179097.8575 | 5832955.4136 | 0 | 35623669.9251 | 65992416.2193 | 177827.941 | 4.8368 | 7365.2031 | 13643.9494 | 150.1496 | 278.1504
1 | 3400 | 707 | 0.03 | 15 | 15 | 7 | 2.3714e-10 | 5spot_SharedNeighbor | CO2 | Porous | Wet | R600a | MinimizeLCOE_Brownfield | IgnoreSilica | 2019 | 113.0971 | 13.6185 | 1.2337 | 4 | 7241.2365 | 13395.4448 | 147.6224 | 273.0843 | 65.6334 | 7.3529 | 90.1513 | 3087779.472 | 0 | 3215128.3524 | 0 | 0 | 0 | 611145.0528 | 2696480.6221 | 7015689.4545 | 4788352.2107 | 21414575.1645 | 961560.8286 | 13356693.023 | 13356693.023 | 11179097.8575 | 5832955.4136 | 0 | 35732829.0161 | 66101575.3103 | 237137.3706 | 4.9346 | 7241.2365 | 13395.4448 | 147.6224 | 273.0843
1 | 3400 | 707 | 0.03 | 15 | 15 | 7 | 3.1623e-10 | 5spot_SharedNeighbor | CO2 | Porous | Wet | R600a | MinimizeLCOE_Brownfield | IgnoreSilica | 2019 | 114.354 | 13.7781 | 1.2525 | 4 | 7148.204 | 13209.9007 | 145.7258 | 269.3017 | 65.5503 | 7.3312 | 88.4388 | 3107209.4448 | 0 | 3244064.9372 | 0 | 0 | 0 | 588367.5428 | 2706460.3506 | 7041654.661 | 4806073.9977 | 21493830.9341 | 961560.8286 | 13356693.023 | 13356693.023 | 11179097.8575 | 5832955.4136 | 0 | 35812084.7857 | 66180831.0798 | 316227.766 | 5.0099 | 7148.204 | 13209.9007 | 145.7258 | 269.3017
1 | 3400 | 707 | 0.03 | 15 | 15 | 7 | 4.217e-10 | 5spot_SharedNeighbor | CO2 | Porous | Wet | R600a | MinimizeLCOE_Brownfield | IgnoreSilica | 2019 | 115.3091 | 13.8995 | 1.2669 | 4 | 7078.3785 | 13071.2828 | 144.3023 | 266.4758 | 65.4863 | 7.3145 | 87.5107 | 3121821.2378 | 0 | 3266013.9983 | 0 | 0 | 0 | 570290.1919 | 2713668.9169 | 7060409.8717 | 4818874.8144 | 21551079.0309 | 961560.8286 | 13356693.023 | 13356693.023 | 11179097.8575 | 5832955.4136 | 0 | 35869332.8826 | 66238079.1767 | 421696.5034 | 5.0675 | 7078.3785 | 13071.2828 | 144.3023 | 266.4758
1 | 3400 | 707 | 0.03 | 15 | 15 | 7 | 5.6234e-10 | 5spot_SharedNeighbor | CO2 | Porous | Wet | R600a | MinimizeLCOE_Brownfield | IgnoreSilica | 2019 | 116.0324 | 13.9914 | 1.2778 | 4 | 7025.9714 | 12967.6221 | 143.2339 | 264.3625 | 65.4373 | 7.3018 | 84.9866 | 3132797.3648 | 0 | 3282611.4465 | 0 | 0 | 0 | 556132.9765 | 2718901.2973 | 7074023.4521 | 4828166.3627 | 21592632.9 | 961560.8286 | 13356693.023 | 13356693.023 | 11179097.8575 | 5832955.4136 | 0 | 35910886.7517 | 66279633.0458 | 562341.3252 | 5.1112 | 7025.9714 | 12967.6221 | 143.2339 | 264.3625
1 | 3400 | 707 | 0.03 | 15 | 15 | 7 | 7.4989e-10 | 5spot_SharedNeighbor | CO2 | Porous | Wet | R600a | MinimizeLCOE_Brownfield | IgnoreSilica | 2019 | 116.5674 | 14.0596 | 1.286 | 4 | 6986.6407 | 12890.327 | 142.4321 | 262.7868 | 65.4008 | 7.2923 | 218.6248 | 3140866.9675 | 0 | 3294875.7165 | 0 | 0 | 0 | 545036.6158 | 2722503.9269 | 7083396.7555 | 4834563.8349 | 21621243.8172 | 961560.8286 | 13356693.023 | 13356693.023 | 11179097.8575 | 5832955.4136 | 0 | 35939497.6688 | 66308243.9629 | 749894.2093 | 5.144 | 6986.6407 | 12890.327 | 142.4321 | 262.7868
1 | 3400 | 707 | 0.03 | 15 | 15 | 7 | 1e-09 | 5spot_SharedNeighbor | CO2 | Porous | Wet | R600a | MinimizeLCOE_Brownfield | IgnoreSilica | 2019 | 116.505 | 14.0569 | 1.2897 | 4 | 6956.5687 | 12843.2082 | 141.8191 | 261.8262 | 65.403 | 7.2928 | 85.4604 | 3139806.969 | 0 | 3293489.8802 | 0 | 0 | 0 | 530995.5933 | 2716074.0526 | 7066667.5414 | 4823145.8025 | 21570179.839 | 961560.8286 | 13356693.023 | 13356693.023 | 11179097.8575 | 5832955.4136 | 0 | 35888433.6906 | 66257179.9848 | 1000000 | 5.1589 | 6956.5687 | 12843.2082 | 141.8191 | 261.8262
1 | 3400 | 707 | 0.03 | 15 | 15 | 7 | 1.3335e-09 | 5spot_SharedNeighbor | CO2 | Porous | Wet | R600a | MinimizeLCOE_Brownfield | IgnoreSilica | 2019 | 117.2964 | 14.1526 | 1.2971 | 4 | 6934.3555 | 12787.6547 | 141.3662 | 260.6936 | 65.349 | 7.2788 | 95.386 | 3151696.3603 | 0 | 3311628.5696 | 0 | 0 | 0 | 529757.9082 | 2727302.3069 | 7095881.1559 | 4843084.6947 | 21659350.9955 | 961560.8286 | 13356693.023 | 13356693.023 | 11179097.8575 | 5832955.4136 | 0 | 35977604.8472 | 66346351.1413 | 1333521.4322 | 5.1883 | 6934.3555 | 12787.6547 | 141.3662 | 260.6936
1 | 3400 | 707 | 0.03 | 15 | 15 | 7 | 1.7783e-09 | 5spot_SharedNeighbor | CO2 | Porous | Wet | R600a | MinimizeLCOE_Brownfield | IgnoreSilica | 2019 | 117.5398 | 14.1835 | 1.3007 | 4 | 6917.7602 | 12754.8323 | 141.0279 | 260.0245 | 65.3322 | 7.2744 | 86.6766 | 3155330.7626 | 0 | 3317196.4211 | 0 | 0 | 0 | 524971.5113 | 2729024.491 | 7100361.9258 | 4846142.9122 | 21673028.0241 | 961560.8286 | 13356693.023 | 13356693.023 | 11179097.8575 | 5832955.4136 | 0 | 35991281.8757 | 66360028.1699 | 1778279.41 | 5.2027 | 6917.7602 | 12754.8323 | 141.0279 | 260.0245
1 | 3400 | 707 | 0.03 | 15 | 15 | 7 | 2.3714e-09 | 5spot_SharedNeighbor | CO2 | Porous | Wet | R600a | MinimizeLCOE_Brownfield | IgnoreSilica | 2019 | 117.701 | 14.2042 | 1.3033 | 4 | 6905.3109 | 12730.7644 | 140.7741 | 259.5339 | 65.3211 | 7.2716 | 84.0076 | 3157731.6276 | 0 | 3320880.6347 | 0 | 0 | 0 | 521108.5095 | 2729891.101 | 7102616.6671 | 4847681.8195 | 21679910.3594 | 961560.8286 | 13356693.023 | 13356693.023 | 11179097.8575 | 5832955.4136 | 0 | 35998164.211 | 66366910.5052 | 2371373.7057 | 5.2131 | 6905.3109 | 12730.7644 | 140.7741 | 259.5339
1 | 3400 | 707 | 0.03 | 15 | 15 | 7 | 3.1623e-09 | 5spot_SharedNeighbor | CO2 | Porous | Wet | R600a | MinimizeLCOE_Brownfield | IgnoreSilica | 2019 | 117.8371 | 14.2214 | 1.3053 | 4 | 6895.9725 | 12712.3569 | 140.5837 | 259.1586 | 65.3116 | 7.2691 | 84.2888 | 3159757.43 | 0 | 3323993.1144 | 0 | 0 | 0 | 518350.4103 | 2730819.3723 | 7105031.8387 | 4849330.2237 | 21687282.3894 | 961560.8286 | 13356693.023 | 13356693.023 | 11179097.8575 | 5832955.4136 | 0 | 36005536.241 | 66374282.5352 | 3162277.6602 | 5.2212 | 6895.9725 | 12712.3569 | 140.5837 | 259.1586
1 | 3400 | 707 | 0.03 | 15 | 15 | 7 | 4.217e-09 | 5spot_SharedNeighbor | CO2 | Porous | Wet | R600a | MinimizeLCOE_Brownfield | IgnoreSilica | 2019 | 117.9297 | 14.2333 | 1.3068 | 4 | 6888.9681 | 12698.7905 | 140.4409 | 258.882 | 65.3052 | 7.2675 | 82.8705 | 3161133.7065 | 0 | 3326109.6588 | 0 | 0 | 0 | 516166.5226 | 2731329.8563 | 7106360.0133 | 4850236.7302 | 21691336.4877 | 961560.8286 | 13356693.023 | 13356693.023 | 11179097.8575 | 5832955.4136 | 0 | 36009590.3394 | 66378336.6335 | 4216965.0343 | 5.2271 | 6888.9681 | 12698.7905 | 140.4409 | 258.882
1 | 3400 | 707 | 0.03 | 15 | 15 | 7 | 5.6234e-09 | 5spot_SharedNeighbor | CO2 | Porous | Wet | R600a | MinimizeLCOE_Brownfield | IgnoreSilica | 2019 | 118.0003 | 14.2423 | 1.3079 | 4 | 6883.7147 | 12688.5941 | 140.3338 | 258.6742 | 65.3003 | 7.2662 | 89.7505 | 3162181.4825 | 0 | 3327722.0996 | 0 | 0 | 0 | 514532.6989 | 2731730.1496 | 7107401.4943 | 4850947.5623 | 21694515.4871 | 961560.8286 | 13356693.023 | 13356693.023 | 11179097.8575 | 5832955.4136 | 0 | 36012769.3388 | 66381515.6329 | 5623413.2519 | 5.2316 | 6883.7147 | 12688.5941 | 140.3338 | 258.6742
1 | 3400 | 707 | 0.03 | 15 | 15 | 7 | 7.4989e-09 | 5spot_SharedNeighbor | CO2 | Porous | Wet | R600a | MinimizeLCOE_Brownfield | IgnoreSilica | 2019 | 118.054 | 14.2492 | 1.3087 | 4 | 6879.7746 | 12680.9307 | 140.2535 | 258.5179 | 65.2966 | 7.2652 | 85.8548 | 3162978.6337 | 0 | 3328949.4817 | 0 | 0 | 0 | 513311.4998 | 2732043.4499 | 7108216.6375 | 4851503.9144 | 21697003.617 | 961560.8286 | 13356693.023 | 13356693.023 | 11179097.8575 | 5832955.4136 | 0 | 36015257.4687 | 66384003.7628 | 7498942.0933 | 5.2349 | 6879.7746 | 12680.9307 | 140.2535 | 258.5179
1 | 3400 | 707 | 0.03 | 15 | 15 | 7 | 1e-08 | 5spot_SharedNeighbor | CO2 | Porous | Wet | R600a | MinimizeLCOE_Brownfield | IgnoreSilica | 2019 | 118.0929 | 14.2541 | 1.3094 | 4 | 6876.8197 | 12675.2186 | 140.1933 | 258.4015 | 65.2939 | 7.2645 | 88.6052 | 3163555.5739 | 0 | 3329838.1468 | 0 | 0 | 0 | 512378.4326 | 2732251.1398 | 7108757.004 | 4851872.7256 | 21698653.0227 | 961560.8286 | 13356693.023 | 13356693.023 | 11179097.8575 | 5832955.4136 | 0 | 36016906.8743 | 66385653.1684 | 10000000 | 5.2374 | 6876.8197 | 12675.2186 | 140.1933 | 258.4015
1 | 3500 | 707 | 0.03 | 15 | 15 | 7 | 1e-13 | 5spot_SharedNeighbor | CO2 | Porous | Wet | R600a | MinimizeLCOE_Brownfield | IgnoreSilica | 2019 | 0.47729 | -0.021085 | 0.00011501 | 4 | 32727179.2931 | 100759698.362 | 667187.8167 | 2054122.7387 | 37.8036 | 5.7358 | 31.4898 | 36840.8611 | 0 | 10329.5946 | 0 | 0 | 0 | 38275.8171 | 33324.0464 | 86702.3329 | 59176.1238 | 264648.7758 | 961560.8286 | 13829493.5254 | 13829493.5254 | 11472858.6872 | 5995102.4534 | 0 | 15055703.1298 | 46353157.7958 | 100 | 0.00046004 | 32727179.2931 | 100759698.362 | 667187.8167 | 2054122.7387
1 | 3500 | 707 | 0.03 | 15 | 15 | 7 | 1.3335e-13 | 5spot_SharedNeighbor | CO2 | Porous | Wet | R600a | MinimizeLCOE_Brownfield | IgnoreSilica | 2019 | 0.85995 | -0.0042025 | 0.00094053 | 4 | 4066199.606 | 12385257.764 | 82894.9789 | 252490.2318 | 46.8688 | 6.6622 | 38.6658 | 68323.1788 | 0 | 31949.7014 | 0 | 0 | 0 | 63276.6954 | 63784.3345 | 165953.7543 | 113266.8473 | 506554.5115 | 961560.8286 | 13829493.5254 | 13829493.5254 | 11472858.6872 | 5995102.4534 | 0 | 15297608.8655 | 46595063.5315 | 133.3521 | 0.0037621 | 4066199.606 | 12385257.764 | 82894.9789 | 252490.2318
1 | 3500 | 707 | 0.03 | 15 | 15 | 7 | 1.7783e-13 | 5spot_SharedNeighbor | CO2 | Porous | Wet | R600a | MinimizeLCOE_Brownfield | IgnoreSilica | 2019 | 1.2625 | 0.026499 | 0.0025944 | 4 | 1497234.8257 | 4513082.2345 | 30523.1571 | 92005.2857 | 52.2636 | 7.1847 | 109.7939 | 100687.5623 | 0 | 54893.9499 | 0 | 0 | 0 | 85518.3368 | 94028.9411 | 244644.0167 | 166974.5684 | 746747.3752 | 961560.8286 | 13829493.5254 | 13829493.5254 | 11472858.6872 | 5995102.4534 | 0 | 15537801.7292 | 46835256.3952 | 177.8279 | 0.010378 | 1497234.8257 | 4513082.2345 | 30523.1571 | 92005.2857
1 | 3500 | 707 | 0.03 | 15 | 15 | 7 | 2.3714e-13 | 5spot_SharedNeighbor | CO2 | Porous | Wet | R600a | MinimizeLCOE_Brownfield | IgnoreSilica | 2019 | 1.7875 | 0.075056 | 0.0052816 | 4 | 749361.6362 | 2230807.8797 | 15276.7505 | 45478.036 | 56.5024 | 7.5726 | 164.6996 | 140399.2534 | 0 | 83737.8478 | 0 | 0 | 0 | 111700.0076 | 130976.4724 | 340773.9142 | 232585.1987 | 1040172.694 | 961560.8286 | 13829493.5254 | 13829493.5254 | 11472858.6872 | 5995102.4534 | 0 | 15831227.048 | 47128681.714 | 237.1374 | 0.021126 | 749361.6362 | 2230807.8797 | 15276.7505 | 45478.036
1 | 3500 | 707 | 0.03 | 15 | 15 | 7 | 3.1623e-13 | 5spot_SharedNeighbor | CO2 | Porous | Wet | R600a | MinimizeLCOE_Brownfield | IgnoreSilica | 2019 | 2.4293 | 0.14173 | 0.0092714 | 4 | 435725.966 | 1279650.1158 | 8882.8632 | 26087.3985 | 59.668 | 7.8461 | 229.3928 | 185383.1175 | 0 | 117230.9217 | 0 | 0 | 0 | 139104.872 | 172270.3754 | 448212.1792 | 305914.0221 | 1368115.4878 | 961560.8286 | 13829493.5254 | 13829493.5254 | 11472858.6872 | 5995102.4534 | 0 | 16159169.8418 | 47456624.5078 | 316.2278 | 0.037086 | 435725.966 | 1279650.1158 | 8882.8632 | 26087.3985
1 | 3500 | 707 | 0.03 | 15 | 15 | 7 | 4.217e-13 | 5spot_SharedNeighbor | CO2 | Porous | Wet | R600a | MinimizeLCOE_Brownfield | IgnoreSilica | 2019 | 3.254 | 0.23272 | 0.014936 | 4 | 276962.2569 | 800812.4462 | 5646.2502 | 16325.6449 | 62.1889 | 8.0525 | 48.8665 | 238687.5861 | 0 | 157936.7986 | 0 | 0 | 0 | 170351.7759 | 221120.7026 | 575310.7101 | 392661.3811 | 1756068.9544 | 961560.8286 | 13829493.5254 | 13829493.5254 | 11472858.6872 | 5995102.4534 | 0 | 16547123.3084 | 47844577.9744 | 421.6965 | 0.059745 | 276962.2569 | 800812.4462 | 5646.2502 | 16325.6449
1 | 3500 | 707 | 0.03 | 15 | 15 | 7 | 5.6234e-13 | 5spot_SharedNeighbor | CO2 | Porous | Wet | R600a | MinimizeLCOE_Brownfield | IgnoreSilica | 2019 | 4.3212 | 0.35472 | 0.02277 | 4 | 186757.5857 | 530388.6941 | 3807.306 | 10812.6909 | 64.2038 | 8.2098 | 47.7719 | 302134.0085 | 0 | 207665.5278 | 0 | 0 | 0 | 206503.746 | 279358.2801 | 726832.9405 | 496078.4168 | 2218572.9196 | 961560.8286 | 13829493.5254 | 13829493.5254 | 11472858.6872 | 5995102.4534 | 0 | 17009627.2736 | 48307081.9397 | 562.3413 | 0.091079 | 186757.5857 | 530388.6941 | 3807.306 | 10812.6909
1 | 3500 | 707 | 0.03 | 15 | 15 | 7 | 7.4989e-13 | 5spot_SharedNeighbor | CO2 | Porous | Wet | R600a | MinimizeLCOE_Brownfield | IgnoreSilica | 2019 | 5.6971 | 0.51554 | 0.033417 | 4 | 131358.6036 | 365498.9566 | 2677.9228 | 7451.1906 | 65.7998 | 8.3291 | 58.4682 | 377319.2102 | 0 | 268166.2619 | 0 | 0 | 0 | 248080.9362 | 348490.8992 | 906701.8345 | 618842.6329 | 2767601.7749 | 961560.8286 | 13829493.5254 | 13829493.5254 | 11472858.6872 | 5995102.4534 | 0 | 17558656.1289 | 48856110.795 | 749.8942 | 0.13367 | 131358.6036 | 365498.9566 | 2677.9228 | 7451.1906
1 | 3500 | 707 | 0.03 | 15 | 15 | 7 | 1e-12 | 5spot_SharedNeighbor | CO2 | Porous | Wet | R600a | MinimizeLCOE_Brownfield | IgnoreSilica | 2019 | 7.4681 | 0.72544 | 0.047725 | 4 | 95390.9765 | 259338.2015 | 1944.6741 | 5286.96 | 67.0563 | 8.4193 | 54.4825 | 466340.2592 | 0 | 341705.0403 | 0 | 0 | 0 | 295849.4471 | 430518.9512 | 1120121.9994 | 764506.2808 | 3419041.978 | 961560.8286 | 13829493.5254 | 13829493.5254 | 11472858.6872 | 5995102.4534 | 0 | 18210096.3319 | 49507550.998 | 1000 | 0.1909 | 95390.9765 | 259338.2015 | 1944.6741 | 5286.96
1 | 3500 | 707 | 0.03 | 15 | 15 | 7 | 1.3335e-12 | 5spot_SharedNeighbor | CO2 | Porous | Wet | R600a | MinimizeLCOE_Brownfield | IgnoreSilica | 2019 | 9.7534 | 0.99857 | 0.066801 | 4 | 71056.6155 | 188185.3207 | 1448.5852 | 3836.4123 | 68.042 | 8.4869 | 47.8899 | 572110.0495 | 0 | 431388.1933 | 0 | 0 | 0 | 351145.9184 | 528311.2229 | 1374557.4304 | 938163.6905 | 4195676.505 | 961560.8286 | 13829493.5254 | 13829493.5254 | 11472858.6872 | 5995102.4534 | 0 | 18986730.8589 | 50284185.525 | 1333.5214 | 0.26721 | 71056.6155 | 188185.3207 | 1448.5852 | 3836.4123
1 | 3500 | 707 | 0.03 | 15 | 15 | 7 | 1.7783e-12 | 5spot_SharedNeighbor | CO2 | Porous | Wet | R600a | MinimizeLCOE_Brownfield | IgnoreSilica | 2019 | 12.6498 | 1.3472 | 0.091987 | 4 | 54068.1889 | 139127.4385 | 1102.2532 | 2836.301 | 68.7979 | 8.5357 | 40.3645 | 695762.4115 | 0 | 538973.0642 | 0 | 0 | 0 | 412941.8633 | 642594.1622 | 1671898.1959 | 1141104.8728 | 5103274.57 | 961560.8286 | 13829493.5254 | 13829493.5254 | 11472858.6872 | 5995102.4534 | 0 | 19894328.924 | 51191783.59 | 1778.2794 | 0.36795 | 54068.1889 | 139127.4385 | 1102.2532 | 2836.301
1 | 3500 | 707 | 0.03 | 15 | 15 | 7 | 2.3714e-12 | 5spot_SharedNeighbor | CO2 | Porous | Wet | R600a | MinimizeLCOE_Brownfield | IgnoreSilica | 2019 | 16.3452 | 1.7938 | 0.12505 | 4 | 41916.3203 | 104485.709 | 854.5209 | 2130.0825 | 69.3761 | 8.5691 | 48.7331 | 841509.0937 | 0 | 669076.5367 | 0 | 0 | 0 | 483327.3428 | 777626.0595 | 2023223.4939 | 1380891.6077 | 6175654.1343 | 961560.8286 | 13829493.5254 | 13829493.5254 | 11472858.6872 | 5995102.4534 | 0 | 20966708.4883 | 52264163.1543 | 2371.3737 | 0.5002 | 41916.3203 | 104485.709 | 854.5209 | 2130.0825
1 | 3500 | 707 | 0.03 | 15 | 15 | 7 | 3.1623e-12 | 5spot_SharedNeighbor | CO2 | Porous | Wet | R600a | MinimizeLCOE_Brownfield | IgnoreSilica | 2019 | 20.9714 | 2.3553 | 0.16795 | 4 | 33057.5445 | 79645.7454 | 673.9228 | 1623.6862 | 69.8012 | 8.588 | 43.8018 | 1010316.9816 | 0 | 823708.5252 | 0 | 0 | 0 | 560563.7423 | 933889.8071 | 2429789.711 | 1658381.4049 | 7416650.1721 | 961560.8286 | 13829493.5254 | 13829493.5254 | 11472858.6872 | 5995102.4534 | 0 | 22207704.5261 | 53505159.1921 | 3162.2777 | 0.67179 | 33057.5445 | 79645.7454 | 673.9228 | 1623.6862
1 | 3500 | 707 | 0.03 | 15 | 15 | 7 | 4.217e-12 | 5spot_SharedNeighbor | CO2 | Porous | Wet | R600a | MinimizeLCOE_Brownfield | IgnoreSilica | 2019 | 26.6982 | 3.0531 | 0.22288 | 4 | 26504.0364 | 61608.9822 | 540.3206 | 1255.9824 | 70.0963 | 8.5921 | 54.9718 | 1203946.4852 | 0 | 1005816.2765 | 0 | 0 | 0 | 643845.2319 | 1112907.1175 | 2895556.0311 | 1976276.4889 | 8838347.6311 | 961560.8286 | 13829493.5254 | 13829493.5254 | 11472858.6872 | 5995102.4534 | 0 | 23629401.9851 | 54926856.6511 | 4216.965 | 0.89154 | 26504.0364 | 61608.9822 | 540.3206 | 1255.9824
1 | 3500 | 707 | 0.03 | 15 | 15 | 7 | 5.6234e-12 | 5spot_SharedNeighbor | CO2 | Porous | Wet | R600a | MinimizeLCOE_Brownfield | IgnoreSilica | 2019 | 33.636 | 3.9019 | 0.29188 | 4 | 21603.0516 | 48409.4961 | 440.4074 | 986.8931 | 70.2733 | 8.5799 | 69.8058 | 1421577.6933 | 0 | 1216213.5259 | 0 | 0 | 0 | 730114.5786 | 1313483.2611 | 3417414.013 | 2332455.2847 | 10431258.3567 | 961560.8286 | 13829493.5254 | 13829493.5254 | 11472858.6872 | 5995102.4534 | 0 | 25222312.7107 | 56519767.3767 | 5623.4133 | 1.1675 | 21603.0516 | 48409.4961 | 440.4074 | 986.8931
1 | 3500 | 707 | 0.03 | 15 | 15 | 7 | 7.4989e-12 | 5spot_SharedNeighbor | CO2 | Porous | Wet | R600a | MinimizeLCOE_Brownfield | IgnoreSilica | 2019 | 41.7749 | 4.9027 | 0.37611 | 4 | 17911.8515 | 38715.025 | 365.1573 | 789.2582 | 70.3374 | 8.5491 | 63.7871 | 1658748.7085 | 0 | 1452352.5214 | 0 | 0 | 0 | 813838.6359 | 1530726.5476 | 3982636.4817 | 2718231.2338 | 12156534.1289 | 961560.8286 | 13829493.5254 | 13829493.5254 | 11472858.6872 | 5995102.4534 | 0 | 26947588.4828 | 58245043.1489 | 7498.9421 | 1.5045 | 17911.8515 | 38715.025 | 365.1573 | 789.2582
1 | 3500 | 707 | 0.03 | 15 | 15 | 7 | 1e-11 | 5spot_SharedNeighbor | CO2 | Porous | Wet | R600a | MinimizeLCOE_Brownfield | IgnoreSilica | 2019 | 50.9124 | 6.0327 | 0.47494 | 4 | 15123.2004 | 31597.5785 | 308.3069 | 644.1594 | 70.2908 | 8.4975 | 63.7463 | 1906413.1 | 0 | 1706980.9272 | 0 | 0 | 0 | 887199.4469 | 1755231.4549 | 4566752.1981 | 3116902.2126 | 13939479.3397 | 961560.8286 | 13829493.5254 | 13829493.5254 | 11472858.6872 | 5995102.4534 | 0 | 28730533.6937 | 60027988.3597 | 10000 | 1.8998 | 15123.2004 | 31597.5785 | 308.3069 | 644.1594
1 | 3500 | 707 | 0.03 | 15 | 15 | 7 | 1.3335e-11 | 5spot_SharedNeighbor | CO2 | Porous | Wet | R600a | MinimizeLCOE_Brownfield | IgnoreSilica | 2019 | 60.6151 | 7.2405 | 0.58506 | 4 | 13018.0603 | 26391.6604 | 265.3908 | 538.0297 | 70.1383 | 8.4252 | 69.0979 | 2151350.5695 | 0 | 1967842.2298 | 0 | 0 | 0 | 941533.0148 | 1973683.0675 | 5135118.4835 | 3504823.8812 | 15674351.2463 | 961560.8286 | 13829493.5254 | 13829493.5254 | 11472858.6872 | 5995102.4534 | 0 | 30465405.6002 | 61762860.2663 | 13335.2143 | 2.3402 | 13018.0603 | 26391.6604 | 265.3908 | 538.0297
1 | 3500 | 707 | 0.03 | 15 | 15 | 7 | 1.7783e-11 | 5spot_SharedNeighbor | CO2 | Porous | Wet | R600a | MinimizeLCOE_Brownfield | IgnoreSilica | 2019 | 70.301 | 8.4542 | 0.70062 | 4 | 11434.2182 | 22601.9975 | 233.102 | 460.7723 | 69.8953 | 8.3358 | 71.784 | 2379496.2842 | 0 | 2220302.7464 | 0 | 0 | 0 | 970648.8273 | 2172474.6646 | 5652333.4414 | 3857833.7176 | 17253089.6815 | 961560.8286 | 13829493.5254 | 13829493.5254 | 11472858.6872 | 5995102.4534 | 0 | 32044144.0355 | 63341598.7015 | 17782.7941 | 2.8025 | 11434.2182 | 22601.9975 | 233.102 | 460.7723
1 | 3500 | 707 | 0.03 | 15 | 15 | 7 | 2.3714e-11 | 5spot_SharedNeighbor | CO2 | Porous | Wet | R600a | MinimizeLCOE_Brownfield | IgnoreSilica | 2019 | 79.3971 | 9.6015 | 0.81459 | 4 | 10247.1534 | 19852.3737 | 208.9021 | 404.7175 | 69.5907 | 8.2365 | 78.1065 | 2580010.1648 | 0 | 2451303.3145 | 0 | 0 | 0 | 973381.229 | 2341830.9362 | 6092963.7205 | 4158572.9371 | 18598062.3021 | 961560.8286 | 13829493.5254 | 13829493.5254 | 11472858.6872 | 5995102.4534 | 0 | 33389116.6561 | 64686571.3221 | 23713.7371 | 3.2584 | 10247.1534 | 19852.3737 | 208.9021 | 404.7175
1 | 3500 | 707 | 0.03 | 15 | 15 | 7 | 3.1623e-11 | 5spot_SharedNeighbor | CO2 | Porous | Wet | R600a | MinimizeLCOE_Brownfield | IgnoreSilica | 2019 | 87.4823 | 10.6273 | 0.92067 | 4 | 9359.927 | 17858.4747 | 190.8148 | 364.0692 | 69.2601 | 8.1358 | 78.1715 | 2747588.197 | 0 | 2652332.0615 | 0 | 0 | 0 | 953639.88 | 2477888.454 | 6446957.4725 | 4400180.9467 | 19678587.0116 | 961560.8286 | 13829493.5254 | 13829493.5254 | 11472858.6872 | 5995102.4534 | 0 | 34469641.3656 | 65767096.0316 | 31622.7766 | 3.6827 | 9359.927 | 17858.4747 | 190.8148 | 364.0692
1 | 3500 | 707 | 0.03 | 15 | 15 | 7 | 4.217e-11 | 5spot_SharedNeighbor | CO2 | Porous | Wet | R600a | MinimizeLCOE_Brownfield | IgnoreSilica | 2019 | 94.3734 | 11.5063 | 1.0147 | 4 | 8697.6049 | 16408.585 | 177.3124 | 334.5112 | 68.9348 | 8.0409 | 87.7301 | 2882707.4319 | 0 | 2820823.615 | 0 | 0 | 0 | 918764.766 | 2582695.3671 | 6719643.5614 | 4586294.8055 | 20510929.5469 | 961560.8286 | 13829493.5254 | 13829493.5254 | 11472858.6872 | 5995102.4534 | 0 | 35301983.9009 | 66599438.567 | 42169.6503 | 4.0588 | 8697.6049 | 16408.585 | 177.3124 | 334.5112
1 | 3500 | 707 | 0.03 | 15 | 15 | 7 | 5.6234e-11 | 5spot_SharedNeighbor | CO2 | Porous | Wet | R600a | MinimizeLCOE_Brownfield | IgnoreSilica | 2019 | 100.0567 | 12.2344 | 1.0948 | 4 | 8203.137 | 15349.8637 | 167.232 | 312.9277 | 68.6367 | 7.9565 | 93.5232 | 2988872.4311 | 0 | 2957986.2275 | 0 | 0 | 0 | 876188.5063 | 2660988.3943 | 6923345.9582 | 4725325.877 | 21132707.3944 | 961560.8286 | 13829493.5254 | 13829493.5254 | 11472858.6872 | 5995102.4534 | 0 | 35923761.7484 | 67221216.4144 | 56234.1325 | 4.3793 | 8203.137 | 15349.8637 | 167.232 | 312.9277
1 | 3500 | 707 | 0.03 | 15 | 15 | 7 | 7.4989e-11 | 5spot_SharedNeighbor | CO2 | Porous | Wet | R600a | MinimizeLCOE_Brownfield | IgnoreSilica | 2019 | 104.6124 | 12.8203 | 1.1609 | 4 | 7833.6785 | 14573.6745 | 159.7001 | 297.1041 | 68.3783 | 7.8847 | 78.4781 | 3070546.5639 | 0 | 3066842.8923 | 0 | 0 | 0 | 831675.3592 | 2717935.278 | 7071510.0682 | 4826450.9265 | 21584961.0881 | 961560.8286 | 13829493.5254 | 13829493.5254 | 11472858.6872 | 5995102.4534 | 0 | 36376015.4421 | 67673470.1081 | 74989.4209 | 4.6435 | 7833.6785 | 14573.6745 | 159.7001 | 297.1041
1 | 3500 | 707 | 0.03 | 15 | 15 | 7 | 1e-10 | 5spot_SharedNeighbor | CO2 | Porous | Wet | R600a | MinimizeLCOE_Brownfield | IgnoreSilica | 2019 | 108.2003 | 13.2831 | 1.2141 | 4 | 7557.326 | 14001.9228 | 154.0663 | 285.4481 | 68.1627 | 7.8256 | 87.0454 | 3132726.7085 | 0 | 3151932.3795 | 0 | 0 | 0 | 789428.8113 | 2758894.2807 | 7178076.9914 | 4899185.0413 | 21910244.2127 | 961560.8286 | 13829493.5254 | 13829493.5254 | 11472858.6872 | 5995102.4534 | 0 | 36701298.5667 | 67998753.2327 | 100000 | 4.8564 | 7557.326 | 14001.9228 | 154.0663 | 285.4481
1 | 3500 | 707 | 0.03 | 15 | 15 | 7 | 1.3335e-10 | 5spot_SharedNeighbor | CO2 | Porous | Wet | R600a | MinimizeLCOE_Brownfield | IgnoreSilica | 2019 | 110.9823 | 13.643 | 1.2562 | 4 | 7350.4053 | 13579.248 | 149.848 | 276.8313 | 67.988 | 7.7783 | 102.1568 | 3179635.3176 | 0 | 3217533.8155 | 0 | 0 | 0 | 751682.2048 | 2788052.0218 | 7253939.4525 | 4950962.7299 | 22141805.5419 | 961560.8286 | 13829493.5254 | 13829493.5254 | 11472858.6872 | 5995102.4534 | 0 | 36932859.8959 | 68230314.5619 | 133352.1432 | 5.0246 | 7350.4053 | 13579.248 | 149.848 | 276.8313
1 | 3500 | 707 | 0.03 | 15 | 15 | 7 | 1.7783e-10 | 5spot_SharedNeighbor | CO2 | Porous | Wet | R600a | MinimizeLCOE_Brownfield | IgnoreSilica | 2019 | 113.1165 | 13.9197 | 1.2889 | 4 | 7195.3501 | 13265.7932 | 146.6869 | 270.4411 | 67.8497 | 7.7411 | 92.0564 | 3214848.5831 | 0 | 3267647.8681 | 0 | 0 | 0 | 719398.8023 | 2808739.1489 | 7307763.1138 | 4987698.4847 | 22306096.0008 | 961560.8286 | 13829493.5254 | 13829493.5254 | 11472858.6872 | 5995102.4534 | 0 | 37097150.3548 | 68394605.0208 | 177827.941 | 5.1557 | 7195.3501 | 13265.7932 | 146.6869 | 270.4411
1 | 3500 | 707 | 0.03 | 15 | 15 | 7 | 2.3714e-10 | 5spot_SharedNeighbor | CO2 | Porous | Wet | R600a | MinimizeLCOE_Brownfield | IgnoreSilica | 2019 | 114.7561 | 14.1325 | 1.3143 | 4 | 7079.0898 | 13032.3634 | 144.3168 | 265.6824 | 67.7408 | 7.712 | 85.0591 | 3241442.3672 | 0 | 3306023.0414 | 0 | 0 | 0 | 692827.3022 | 2823714.1573 | 7346725.0138 | 5014290.782 | 22425022.6639 | 961560.8286 | 13829493.5254 | 13829493.5254 | 11472858.6872 | 5995102.4534 | 0 | 37216077.0179 | 68513531.6839 | 237137.3706 | 5.2572 | 7079.0898 | 13032.3634 | 144.3168 | 265.6824
1 | 3500 | 707 | 0.03 | 15 | 15 | 7 | 3.1623e-10 | 5spot_SharedNeighbor | CO2 | Porous | Wet | R600a | MinimizeLCOE_Brownfield | IgnoreSilica | 2019 | 115.9935 | 14.2934 | 1.3337 | 4 | 6991.8939 | 12858.5848 | 142.5392 | 262.1396 | 67.6571 | 7.6897 | 81.8548 | 3261249.6756 | 0 | 3334917.0316 | 0 | 0 | 0 | 671272.2189 | 2834301.1812 | 7374270.2783 | 5033090.991 | 22509101.3766 | 961560.8286 | 13829493.5254 | 13829493.5254 | 11472858.6872 | 5995102.4534 | 0 | 37300155.7306 | 68597610.3966 | 316227.766 | 5.3348 | 6991.8939 | 12858.5848 | 142.5392 | 262.1396
1 | 3500 | 707 | 0.03 | 15 | 15 | 7 | 4.217e-10 | 5spot_SharedNeighbor | CO2 | Porous | Wet | R600a | MinimizeLCOE_Brownfield | IgnoreSilica | 2019 | 116.9286 | 14.4152 | 1.3485 | 4 | 6926.4843 | 12728.8973 | 141.2058 | 259.4958 | 67.593 | 7.6727 | 99.883 | 3276065.7377 | 0 | 3356711.2647 | 0 | 0 | 0 | 654160.4978 | 2841905.6251 | 7394055.4814 | 5046594.7987 | 22569493.4053 | 961560.8286 | 13829493.5254 | 13829493.5254 | 11472858.6872 | 5995102.4534 | 0 | 37360547.7593 | 68658002.4253 | 421696.5034 | 5.3939 | 6926.4843 | 12728.8973 | 141.2058 | 259.4958
1 | 3500 | 707 | 0.03 | 15 | 15 | 7 | 5.6234e-10 | 5spot_SharedNeighbor | CO2 | Porous | Wet | R600a | MinimizeLCOE_Brownfield | IgnoreSilica | 2019 | 117.6324 | 14.5069 | 1.3597 | 4 | 6877.4147 | 12632.0237 | 140.2054 | 257.5209 | 67.5443 | 7.6598 | 95.4187 | 3287132.1404 | 0 | 3373094.2704 | 0 | 0 | 0 | 640750.3985 | 2847380.9556 | 7408301.1684 | 5056317.7728 | 22612976.7062 | 961560.8286 | 13829493.5254 | 13829493.5254 | 11472858.6872 | 5995102.4534 | 0 | 37404031.0602 | 68701485.7262 | 562341.3252 | 5.4387 | 6877.4147 | 12632.0237 | 140.2054 | 257.5209
1 | 3500 | 707 | 0.03 | 15 | 15 | 7 | 7.4989e-10 | 5spot_SharedNeighbor | CO2 | Porous | Wet | R600a | MinimizeLCOE_Brownfield | IgnoreSilica | 2019 | 118.166 | 14.5764 | 1.3682 | 4 | 6840.6033 | 12559.4844 | 139.455 | 256.0421 | 67.507 | 7.6499 | 96.4033 | 3295472.9762 | 0 | 3385502.6012 | 0 | 0 | 0 | 630404.3455 | 2851438.1699 | 7418857.2077 | 5063522.4865 | 22645197.787 | 961560.8286 | 13829493.5254 | 13829493.5254 | 11472858.6872 | 5995102.4534 | 0 | 37436252.141 | 68733706.807 | 749894.2093 | 5.4727 | 6840.6033 | 12559.4844 | 139.455 | 256.0421
1 | 3500 | 707 | 0.03 | 15 | 15 | 7 | 1e-09 | 5spot_SharedNeighbor | CO2 | Porous | Wet | R600a | MinimizeLCOE_Brownfield | IgnoreSilica | 2019 | 118.5681 | 14.6289 | 1.3746 | 4 | 6812.9891 | 12505.1779 | 138.892 | 254.935 | 67.4788 | 7.6425 | 93.8471 | 3301730.1897 | 0 | 3394845.9201 | 0 | 0 | 0 | 622461.3395 | 2854424.6052 | 7426627.2999 | 5068825.7341 | 22668915.0885 | 961560.8286 | 13829493.5254 | 13829493.5254 | 11472858.6872 | 5995102.4534 | 0 | 37459969.4425 | 68757424.1085 | 1000000 | 5.4983 | 6812.9891 | 12505.1779 | 138.892 | 254.935
1 | 3500 | 707 | 0.03 | 15 | 15 | 7 | 1.3335e-09 | 5spot_SharedNeighbor | CO2 | Porous | Wet | R600a | MinimizeLCOE_Brownfield | IgnoreSilica | 2019 | 118.8628 | 14.6674 | 1.3794 | 4 | 6792.2757 | 12464.6912 | 138.4697 | 254.1096 | 67.458 | 7.637 | 105.3479 | 3306299.9062 | 0 | 3401689.0194 | 0 | 0 | 0 | 616309.6034 | 2856476.4263 | 7431965.7173 | 5072469.3137 | 22685209.9863 | 961560.8286 | 13829493.5254 | 13829493.5254 | 11472858.6872 | 5995102.4534 | 0 | 37476264.3403 | 68773719.0063 | 1333521.4322 | 5.5175 | 6792.2757 | 12464.6912 | 138.4697 | 254.1096
1 | 3500 | 707 | 0.03 | 15 | 15 | 7 | 1.7783e-09 | 5spot_SharedNeighbor | CO2 | Porous | Wet | R600a | MinimizeLCOE_Brownfield | IgnoreSilica | 2019 | 119.1017 | 14.6984 | 1.3831 | 4 | 6776.7382 | 12433.9513 | 138.153 | 253.4829 | 67.4412 | 7.6326 | 94.3417 | 3309996.6895 | 0 | 3407235.7772 | 0 | 0 | 0 | 611828.2975 | 2858333.6981 | 7436797.9575 | 5075767.4169 | 22699959.8368 | 961560.8286 | 13829493.5254 | 13829493.5254 | 11472858.6872 | 5995102.4534 | 0 | 37491014.1908 | 68788468.8568 | 1778279.41 | 5.5323 | 6776.7382 | 12433.9513 | 138.153 | 253.4829
1 | 3500 | 707 | 0.03 | 15 | 15 | 7 | 2.3714e-09 | 5spot_SharedNeighbor | CO2 | Porous | Wet | R600a | MinimizeLCOE_Brownfield | IgnoreSilica | 2019 | 119.2675 | 14.7201 | 1.3858 | 4 | 6765.0848 | 12411.2368 | 137.9154 | 253.0198 | 67.4294 | 7.6295 | 87.5278 | 3312555.8193 | 0 | 3411082.4652 | 0 | 0 | 0 | 608279.9152 | 2859448.0979 | 7439697.3972 | 5077746.3441 | 22708810.0388 | 961560.8286 | 13829493.5254 | 13829493.5254 | 11472858.6872 | 5995102.4534 | 0 | 37499864.3928 | 68797319.0588 | 2371373.7057 | 5.5431 | 6765.0848 | 12411.2368 | 137.9154 | 253.0198
1 | 3500 | 707 | 0.03 | 15 | 15 | 7 | 3.1623e-09 | 5spot_SharedNeighbor | CO2 | Porous | Wet | R600a | MinimizeLCOE_Brownfield | IgnoreSilica | 2019 | 119.3964 | 14.7369 | 1.3878 | 4 | 6756.3446 | 12394.1096 | 137.7372 | 252.6707 | 67.4203 | 7.627 | 104.6493 | 3314543.1716 | 0 | 3414073.108 | 0 | 0 | 0 | 605647.9093 | 2860363.0337 | 7442077.8725 | 5079371.0674 | 22716076.1625 | 961560.8286 | 13829493.5254 | 13829493.5254 | 11472858.6872 | 5995102.4534 | 0 | 37507130.5165 | 68804585.1825 | 3162277.6602 | 5.5514 | 6756.3446 | 12394.1096 | 137.7372 | 252.6707
1 | 3500 | 707 | 0.03 | 15 | 15 | 7 | 4.217e-09 | 5spot_SharedNeighbor | CO2 | Porous | Wet | R600a | MinimizeLCOE_Brownfield | IgnoreSilica | 2019 | 119.487 | 14.7488 | 1.3894 | 4 | 6749.7896 | 12381.4142 | 137.6036 | 252.4119 | 67.4138 | 7.6254 | 101.317 | 3315937.9144 | 0 | 3416174.0604 | 0 | 0 | 0 | 603594.5123 | 2860925.53 | 7443541.3724 | 5080369.9362 | 22720543.3256 | 961560.8286 | 13829493.5254 | 13829493.5254 | 11472858.6872 | 5995102.4534 | 0 | 37511597.6796 | 68809052.3456 | 4216965.0343 | 5.5574 | 6749.7896 | 12381.4142 | 137.6036 | 252.4119
1 | 3500 | 707 | 0.03 | 15 | 15 | 7 | 5.6234e-09 | 5spot_SharedNeighbor | CO2 | Porous | Wet | R600a | MinimizeLCOE_Brownfield | IgnoreSilica | 2019 | 119.5498 | 14.7571 | 1.3905 | 4 | 6744.8736 | 12372.0161 | 137.5034 | 252.2203 | 67.4093 | 7.6242 | 84.0192 | 3316903.916 | 0 | 3417630.2903 | 0 | 0 | 0 | 601991.2255 | 2861244.9184 | 7444372.3556 | 5080937.0993 | 22723079.805 | 961560.8286 | 13829493.5254 | 13829493.5254 | 11472858.6872 | 5995102.4534 | 0 | 37514134.159 | 68811588.825 | 5623413.2519 | 5.5619 | 6744.8736 | 12372.0161 | 137.5034 | 252.2203
1 | 3500 | 707 | 0.03 | 15 | 15 | 7 | 7.4989e-09 | 5spot_SharedNeighbor | CO2 | Porous | Wet | R600a | MinimizeLCOE_Brownfield | IgnoreSilica | 2019 | 119.6157 | 14.7656 | 1.3914 | 4 | 6741.1869 | 12364.5361 | 137.4282 | 252.0678 | 67.4047 | 7.6229 | 94.0858 | 3317918.4306 | 0 | 3419159.6757 | 0 | 0 | 0 | 600992.5575 | 2861847.5589 | 7445940.3026 | 5082007.2553 | 22727865.7805 | 961560.8286 | 13829493.5254 | 13829493.5254 | 11472858.6872 | 5995102.4534 | 0 | 37518920.1345 | 68816374.8005 | 7498942.0933 | 5.5656 | 6741.1869 | 12364.5361 | 137.4282 | 252.0678
1 | 3500 | 707 | 0.03 | 15 | 15 | 7 | 1e-08 | 5spot_SharedNeighbor | CO2 | Porous | Wet | R600a | MinimizeLCOE_Brownfield | IgnoreSilica | 2019 | 119.6593 | 14.7712 | 1.3921 | 4 | 6738.4221 | 12359.0649 | 137.3718 | 251.9563 | 67.4016 | 7.6221 | 98.3255 | 3318587.6285 | 0 | 3420169.1194 | 0 | 0 | 0 | 600176.1699 | 2862183.838 | 7446815.2317 | 5082604.4124 | 22730536.3999 | 961560.8286 | 13829493.5254 | 13829493.5254 | 11472858.6872 | 5995102.4534 | 0 | 37521590.7539 | 68819045.4199 | 10000000 | 5.5683 | 6738.4221 | 12359.0649 | 137.3718 | 251.9563
1 | 3600 | 707 | 0.03 | 15 | 15 | 7 | 1e-13 | 5spot_SharedNeighbor | CO2 | Porous | Wet | R600a | MinimizeLCOE_Brownfield | IgnoreSilica | 2019 | 0.49674 | -0.022076 | 9.9233e-05 | 4 | 39182958.9123 | 120405645.2484 | 798797.6163 | 2454631.9391 | 38.5259 | 6.0547 | 37.4213 | 39318.7314 | 0 | 10923.6057 | 0 | 0 | 0 | 41219.2932 | 35670.0358 | 92806.1162 | 63342.0813 | 283279.8636 | 961560.8286 | 14308154.1186 | 14308154.1186 | 11772186.6032 | 6159593.5296 | 0 | 15552994.8108 | 47792929.0622 | 100 | 0.00039693 | 39182958.9123 | 120405645.2484 | 798797.6163 | 2454631.9391
1 | 3600 | 707 | 0.03 | 15 | 15 | 7 | 1.3335e-13 | 5spot_SharedNeighbor | CO2 | Porous | Wet | R600a | MinimizeLCOE_Brownfield | IgnoreSilica | 2019 | 0.88403 | -0.0047881 | 0.0009989 | 4 | 3954873.9988 | 12023744.3233 | 80625.4558 | 245120.2913 | 47.7332 | 6.9918 | 42.7926 | 71905.2452 | 0 | 32939.6741 | 0 | 0 | 0 | 67035.7519 | 67033.4618 | 174407.317 | 119036.5776 | 532358.0276 | 961560.8286 | 14308154.1186 | 14308154.1186 | 11772186.6032 | 6159593.5296 | 0 | 15802072.9747 | 48042007.2262 | 133.3521 | 0.0039956 | 3954873.9988 | 12023744.3233 | 80625.4558 | 245120.2913
1 | 3600 | 707 | 0.03 | 15 | 15 | 7 | 1.7783e-13 | 5spot_SharedNeighbor | CO2 | Porous | Wet | R600a | MinimizeLCOE_Brownfield | IgnoreSilica | 2019 | 1.3402 | 0.029897 | 0.0028145 | 4 | 1428617.5042 | 4292392.1801 | 29124.3002 | 87506.2205 | 53.8198 | 7.5752 | 118.9404 | 109400.4835 | 0 | 59111.1298 | 0 | 0 | 0 | 94121.3506 | 102426.8559 | 266493.6685 | 181887.4046 | 813440.8929 | 961560.8286 | 14308154.1186 | 14308154.1186 | 11772186.6032 | 6159593.5296 | 0 | 16083155.8401 | 48323090.0915 | 177.8279 | 0.011258 | 1428617.5042 | 4292392.1801 | 29124.3002 | 87506.2205
1 | 3600 | 707 | 0.03 | 15 | 15 | 7 | 2.3714e-13 | 5spot_SharedNeighbor | CO2 | Porous | Wet | R600a | MinimizeLCOE_Brownfield | IgnoreSilica | 2019 | 1.8653 | 0.079973 | 0.0057594 | 4 | 711008.1885 | 2110464.6195 | 14494.8636 | 43024.6759 | 58.0137 | 7.9532 | 175.9452 | 149970.358 | 0 | 88126.487 | 0 | 0 | 0 | 120322.0477 | 139783.3682 | 363687.6504 | 248224.2945 | 1110114.2058 | 961560.8286 | 14308154.1186 | 14308154.1186 | 11772186.6032 | 6159593.5296 | 0 | 16379829.153 | 48619763.4044 | 237.1374 | 0.023037 | 711008.1885 | 2110464.6195 | 14494.8636 | 43024.6759
1 | 3600 | 707 | 0.03 | 15 | 15 | 7 | 3.1623e-13 | 5spot_SharedNeighbor | CO2 | Porous | Wet | R600a | MinimizeLCOE_Brownfield | IgnoreSilica | 2019 | 2.546 | 0.15187 | 0.010142 | 4 | 412535.2819 | 1207243.8195 | 8410.0897 | 24611.2982 | 61.3715 | 8.2386 | 241.0001 | 198771.7007 | 0 | 123884.3498 | 0 | 0 | 0 | 150705.0287 | 184610.8209 | 480319.4872 | 327827.9196 | 1466119.3069 | 961560.8286 | 14308154.1186 | 14308154.1186 | 11772186.6032 | 6159593.5296 | 0 | 16735834.2541 | 48975768.5055 | 316.2278 | 0.040568 | 412535.2819 | 1207243.8195 | 8410.0897 | 24611.2982
1 | 3600 | 707 | 0.03 | 15 | 15 | 7 | 4.217e-13 | 5spot_SharedNeighbor | CO2 | Porous | Wet | R600a | MinimizeLCOE_Brownfield | IgnoreSilica | 2019 | 3.4197 | 0.25007 | 0.016369 | 4 | 262016.3522 | 754399.6093 | 5341.5577 | 15379.4564 | 64.0314 | 8.4523 | 42.2719 | 256496.6723 | 0 | 167270.8409 | 0 | 0 | 0 | 185292.2715 | 237533.316 | 618012.9635 | 421806.5465 | 1886412.6108 | 961560.8286 | 14308154.1186 | 14308154.1186 | 11772186.6032 | 6159593.5296 | 0 | 17156127.558 | 49396061.8094 | 421.6965 | 0.065477 | 262016.3522 | 754399.6093 | 5341.5577 | 15379.4564
1 | 3600 | 707 | 0.03 | 15 | 15 | 7 | 5.6234e-13 | 5spot_SharedNeighbor | CO2 | Porous | Wet | R600a | MinimizeLCOE_Brownfield | IgnoreSilica | 2019 | 4.5233 | 0.37914 | 0.024966 | 4 | 176664.4608 | 499502.5647 | 3601.544 | 10183.0354 | 66.1104 | 8.6113 | 60.2909 | 323577.402 | 0 | 219008.1095 | 0 | 0 | 0 | 223487.0818 | 298768.3114 | 777333.8604 | 530546.3323 | 2372721.0974 | 961560.8286 | 14308154.1186 | 14308154.1186 | 11772186.6032 | 6159593.5296 | 0 | 17642436.0446 | 49882370.296 | 562.3413 | 0.099864 | 176664.4608 | 499502.5647 | 3601.544 | 10183.0354
1 | 3600 | 707 | 0.03 | 15 | 15 | 7 | 7.4989e-13 | 5spot_SharedNeighbor | CO2 | Porous | Wet | R600a | MinimizeLCOE_Brownfield | IgnoreSilica | 2019 | 5.9601 | 0.55069 | 0.036658 | 4 | 124304.6811 | 344171.5242 | 2534.1191 | 7016.402 | 67.7811 | 8.7336 | 62.6184 | 403923.1749 | 0 | 282608.5388 | 0 | 0 | 0 | 268367.8495 | 372410.8297 | 968936.5868 | 661319.1302 | 2957566.1099 | 961560.8286 | 14308154.1186 | 14308154.1186 | 11772186.6032 | 6159593.5296 | 0 | 18227281.0571 | 50467215.3085 | 749.8942 | 0.14663 | 124304.6811 | 344171.5242 | 2534.1191 | 7016.402
1 | 3600 | 707 | 0.03 | 15 | 15 | 7 | 1e-12 | 5spot_SharedNeighbor | CO2 | Porous | Wet | R600a | MinimizeLCOE_Brownfield | IgnoreSilica | 2019 | 7.8165 | 0.77537 | 0.052376 | 4 | 90329.9595 | 244217.0043 | 1841.4984 | 4978.694 | 69.1018 | 8.8263 | 57.0685 | 499422.8937 | 0 | 360207.1097 | 0 | 0 | 0 | 320371.1404 | 460200.4461 | 1197347.1606 | 817214.0401 | 3654762.7906 | 961560.8286 | 14308154.1186 | 14308154.1186 | 11772186.6032 | 6159593.5296 | 0 | 18924477.7378 | 51164411.9893 | 1000 | 0.2095 | 90329.9595 | 244217.0043 | 1841.4984 | 4978.694
1 | 3600 | 707 | 0.03 | 15 | 15 | 7 | 1.3335e-12 | 5spot_SharedNeighbor | CO2 | Porous | Wet | R600a | MinimizeLCOE_Brownfield | IgnoreSilica | 2019 | 10.1749 | 1.0637 | 0.073275 | 4 | 67349.4153 | 177346.1895 | 1373.0089 | 3615.442 | 70.1248 | 8.8948 | 47.7496 | 611201.2596 | 0 | 453412.5713 | 0 | 0 | 0 | 378705.1907 | 562894.4184 | 1464535.8112 | 999575.7844 | 4470325.0357 | 961560.8286 | 14308154.1186 | 14308154.1186 | 11772186.6032 | 6159593.5296 | 0 | 19740039.9829 | 51979974.2343 | 1333.5214 | 0.2931 | 67349.4153 | 177346.1895 | 1373.0089 | 3615.442
1 | 3600 | 707 | 0.03 | 15 | 15 | 7 | 1.7783e-12 | 5spot_SharedNeighbor | CO2 | Porous | Wet | R600a | MinimizeLCOE_Brownfield | IgnoreSilica | 2019 | 13.2151 | 1.4374 | 0.10093 | 4 | 51306.147 | 131161.0208 | 1045.9452 | 2673.8948 | 70.9238 | 8.9449 | 45.8352 | 744146.596 | 0 | 567151.2857 | 0 | 0 | 0 | 446451.8719 | 685522.4039 | 1783588.6749 | 1217335.9197 | 5444196.7521 | 961560.8286 | 14308154.1186 | 14308154.1186 | 11772186.6032 | 6159593.5296 | 0 | 20713911.6993 | 52953845.9507 | 1778.2794 | 0.40373 | 51306.147 | 131161.0208 | 1045.9452 | 2673.8948
1 | 3600 | 707 | 0.03 | 15 | 15 | 7 | 2.3714e-12 | 5spot_SharedNeighbor | CO2 | Porous | Wet | R600a | MinimizeLCOE_Brownfield | IgnoreSilica | 2019 | 17.0466 | 1.9109 | 0.13713 | 4 | 39828.5054 | 98603.6282 | 811.958 | 2010.1683 | 71.5273 | 8.9783 | 55.774 | 898954.3876 | 0 | 703033.497 | 0 | 0 | 0 | 521643.8664 | 828216.3829 | 2154849.1378 | 1470728.8143 | 6577426.086 | 961560.8286 | 14308154.1186 | 14308154.1186 | 11772186.6032 | 6159593.5296 | 0 | 21847141.0332 | 54087075.2846 | 2371.3737 | 0.54853 | 39828.5054 | 98603.6282 | 811.958 | 2010.1683
1 | 3600 | 707 | 0.03 | 15 | 15 | 7 | 3.1623e-12 | 5spot_SharedNeighbor | CO2 | Porous | Wet | R600a | MinimizeLCOE_Brownfield | IgnoreSilica | 2019 | 21.8534 | 2.5074 | 0.18407 | 4 | 31459.0627 | 75246.5046 | 641.3355 | 1534.0018 | 71.9725 | 8.9966 | 47.6245 | 1078698.9654 | 0 | 864922.9078 | 0 | 0 | 0 | 604780.1792 | 993876.8004 | 2585863.5626 | 1764905.0156 | 7893047.431 | 961560.8286 | 14308154.1186 | 14308154.1186 | 11772186.6032 | 6159593.5296 | 0 | 23162762.3782 | 55402696.6297 | 3162.2777 | 0.73628 | 31459.0627 | 75246.5046 | 641.3355 | 1534.0018
1 | 3600 | 707 | 0.03 | 15 | 15 | 7 | 4.217e-12 | 5spot_SharedNeighbor | CO2 | Porous | Wet | R600a | MinimizeLCOE_Brownfield | IgnoreSilica | 2019 | 27.7971 | 3.2478 | 0.24409 | 4 | 25265.7886 | 58286.3488 | 515.0773 | 1188.2461 | 72.2805 | 8.9993 | 59.3945 | 1284674.115 | 0 | 1055406.6566 | 0 | 0 | 0 | 694470.6214 | 1183475.0432 | 3079159.2984 | 2101589.4915 | 9398775.2261 | 961560.8286 | 14308154.1186 | 14308154.1186 | 11772186.6032 | 6159593.5296 | 0 | 24668490.1733 | 56908424.4247 | 4216.965 | 0.97636 | 25265.7886 | 58286.3488 | 515.0773 | 1188.2461
1 | 3600 | 707 | 0.03 | 15 | 15 | 7 | 5.6234e-12 | 5spot_SharedNeighbor | CO2 | Porous | Wet | R600a | MinimizeLCOE_Brownfield | IgnoreSilica | 2019 | 34.964 | 4.1446 | 0.31923 | 4 | 20633.1999 | 45881.5687 | 420.6357 | 935.3578 | 72.4633 | 8.9845 | 63.2157 | 1515145.1093 | 0 | 1274526.2013 | 0 | 0 | 0 | 786741.2509 | 1394800.899 | 3628985.8262 | 2476857.3946 | 11077056.6813 | 961560.8286 | 14308154.1186 | 14308154.1186 | 11772186.6032 | 6159593.5296 | 0 | 26346771.6285 | 58586705.88 | 5623.4133 | 1.2769 | 20633.1999 | 45881.5687 | 420.6357 | 935.3578
1 | 3600 | 707 | 0.03 | 15 | 15 | 7 | 7.4989e-12 | 5spot_SharedNeighbor | CO2 | Porous | Wet | R600a | MinimizeLCOE_Brownfield | IgnoreSilica | 2019 | 43.3265 | 5.1966 | 0.41055 | 4 | 17144.0358 | 36776.1071 | 349.5044 | 749.7307 | 72.527 | 8.9497 | 71.1345 | 1765028.119 | 0 | 1519247.4337 | 0 | 0 | 0 | 875651.442 | 1622371.528 | 4221077.9216 | 2880972.416 | 12884348.8603 | 961560.8286 | 14308154.1186 | 14308154.1186 | 11772186.6032 | 6159593.5296 | 0 | 28154063.8075 | 60393998.0589 | 7498.9421 | 1.6422 | 17144.0358 | 36776.1071 | 349.5044 | 749.7307
1 | 3600 | 707 | 0.03 | 15 | 15 | 7 | 1e-11 | 5spot_SharedNeighbor | CO2 | Porous | Wet | R600a | MinimizeLCOE_Brownfield | IgnoreSilica | 2019 | 52.6808 | 6.3802 | 0.5172 | 4 | 14508.7409 | 30092.6106 | 295.7803 | 613.4786 | 72.474 | 8.8928 | 73.0971 | 2025081.2841 | 0 | 1782311.1272 | 0 | 0 | 0 | 953596.8899 | 1856785.8275 | 4830975.8439 | 3297240.2801 | 14745991.2528 | 961560.8286 | 14308154.1186 | 14308154.1186 | 11772186.6032 | 6159593.5296 | 0 | 30015706.2 | 62255640.4514 | 10000 | 2.0688 | 14508.7409 | 30092.6106 | 295.7803 | 613.4786
1 | 3600 | 707 | 0.03 | 15 | 15 | 7 | 1.3335e-11 | 5spot_SharedNeighbor | CO2 | Porous | Wet | R600a | MinimizeLCOE_Brownfield | IgnoreSilica | 2019 | 62.5176 | 7.6335 | 0.63511 | 4 | 12520.5086 | 25211.1612 | 255.2475 | 513.9636 | 72.311 | 8.8145 | 66.4537 | 2279853.319 | 0 | 2049362.3628 | 0 | 0 | 0 | 1010346.3002 | 2082429.173 | 5418053.5432 | 3697932.8731 | 16537977.5715 | 961560.8286 | 14308154.1186 | 14308154.1186 | 11772186.6032 | 6159593.5296 | 0 | 31807692.5187 | 64047626.7701 | 13335.2143 | 2.5404 | 12520.5086 | 25211.1612 | 255.2475 | 513.9636
1 | 3600 | 707 | 0.03 | 15 | 15 | 7 | 1.7783e-11 | 5spot_SharedNeighbor | CO2 | Porous | Wet | R600a | MinimizeLCOE_Brownfield | IgnoreSilica | 2019 | 72.2741 | 8.8849 | 0.75797 | 4 | 11025.6721 | 21659.3655 | 224.7732 | 441.5555 | 72.0557 | 8.7189 | 66.734 | 2515739.039 | 0 | 2306315.082 | 0 | 0 | 0 | 1040767.7117 | 2286500.5148 | 5949005.3137 | 4060318.3665 | 18158646.0278 | 961560.8286 | 14308154.1186 | 14308154.1186 | 11772186.6032 | 6159593.5296 | 0 | 33428360.975 | 65668295.2264 | 17782.7941 | 3.0319 | 11025.6721 | 21659.3655 | 224.7732 | 441.5555
1 | 3600 | 707 | 0.03 | 15 | 15 | 7 | 2.3714e-11 | 5spot_SharedNeighbor | CO2 | Porous | Wet | R600a | MinimizeLCOE_Brownfield | IgnoreSilica | 2019 | 81.3728 | 10.0598 | 0.87825 | 4 | 9906.0302 | 19083.332 | 201.9478 | 389.0395 | 71.7395 | 8.6138 | 71.9368 | 2721746.4289 | 0 | 2539944.2565 | 0 | 0 | 0 | 1043975.6289 | 2459209.8626 | 6398359.6091 | 4367011.9063 | 19530247.6922 | 961560.8286 | 14308154.1186 | 14308154.1186 | 11772186.6032 | 6159593.5296 | 0 | 34799962.6394 | 67039896.8908 | 23713.7371 | 3.513 | 9906.0302 | 19083.332 | 201.9478 | 389.0395
1 | 3600 | 707 | 0.03 | 15 | 15 | 7 | 3.1623e-11 | 5spot_SharedNeighbor | CO2 | Porous | Wet | R600a | MinimizeLCOE_Brownfield | IgnoreSilica | 2019 | 89.436 | 11.1071 | 0.9896 | 4 | 9069.6134 | 17214.3223 | 184.8963 | 350.9372 | 71.3987 | 8.5082 | 83.9388 | 2893530.35 | 0 | 2742769.7202 | 0 | 0 | 0 | 1024876.3086 | 2597858.7877 | 6759095.6715 | 4613221.6813 | 20631352.5192 | 961560.8286 | 14308154.1186 | 14308154.1186 | 11772186.6032 | 6159593.5296 | 0 | 35901067.4664 | 68141001.7178 | 31622.7766 | 3.9584 | 9069.6134 | 17214.3223 | 184.8963 | 350.9372
1 | 3600 | 707 | 0.03 | 15 | 15 | 7 | 4.217e-11 | 5spot_SharedNeighbor | CO2 | Porous | Wet | R600a | MinimizeLCOE_Brownfield | IgnoreSilica | 2019 | 96.2714 | 11.9997 | 1.0877 | 4 | 8445.4609 | 15855.2863 | 172.1721 | 323.2315 | 71.0663 | 8.4094 | 75.0846 | 3031416.3894 | 0 | 2911941.8697 | 0 | 0 | 0 | 990603.8648 | 2704245.2283 | 7035891.3671 | 4802140.4312 | 21476239.1505 | 961560.8286 | 14308154.1186 | 14308154.1186 | 11772186.6032 | 6159593.5296 | 0 | 36745954.0977 | 68985888.3491 | 42169.6503 | 4.351 | 8445.4609 | 15855.2863 | 172.1721 | 323.2315
1 | 3600 | 707 | 0.03 | 15 | 15 | 7 | 5.6234e-11 | 5spot_SharedNeighbor | CO2 | Porous | Wet | R600a | MinimizeLCOE_Brownfield | IgnoreSilica | 2019 | 101.8861 | 12.7362 | 1.171 | 4 | 7979.6449 | 14862.7328 | 162.6759 | 302.9969 | 70.7635 | 8.322 | 83.1723 | 3139427.7667 | 0 | 3049170.3474 | 0 | 0 | 0 | 948828.4118 | 2783596.3451 | 7242346.6959 | 4943050.4353 | 22106420.0021 | 961560.8286 | 14308154.1186 | 14308154.1186 | 11772186.6032 | 6159593.5296 | 0 | 37376134.9493 | 69616069.2008 | 56234.1325 | 4.6839 | 7979.6449 | 14862.7328 | 162.6759 | 302.9969
1 | 3600 | 707 | 0.03 | 15 | 15 | 7 | 7.4989e-11 | 5spot_SharedNeighbor | CO2 | Porous | Wet | R600a | MinimizeLCOE_Brownfield | IgnoreSilica | 2019 | 106.3614 | 13.3257 | 1.2393 | 4 | 7631.713 | 14135.2572 | 155.5828 | 288.1663 | 70.5031 | 8.2483 | 86.1891 | 3222137.6934 | 0 | 3157505.2314 | 0 | 0 | 0 | 905157.7878 | 2841072.2779 | 7391887.283 | 5045114.9587 | 22562875.2322 | 961560.8286 | 14308154.1186 | 14308154.1186 | 11772186.6032 | 6159593.5296 | 0 | 37832590.1794 | 70072524.4308 | 74989.4209 | 4.9573 | 7631.713 | 14135.2572 | 155.5828 | 288.1663
1 | 3600 | 707 | 0.03 | 15 | 15 | 7 | 1e-10 | 5spot_SharedNeighbor | CO2 | Porous | Wet | R600a | MinimizeLCOE_Brownfield | IgnoreSilica | 2019 | 109.8982 | 13.7929 | 1.2943 | 4 | 7371.5597 | 13598.7058 | 150.2792 | 277.228 | 70.2853 | 8.1876 | 86.0078 | 3285383.9925 | 0 | 3242506.4396 | 0 | 0 | 0 | 864211.883 | 2882919.9029 | 7500766.2191 | 5119427.0699 | 22895215.507 | 961560.8286 | 14308154.1186 | 14308154.1186 | 11772186.6032 | 6159593.5296 | 0 | 38164930.4542 | 70404864.7056 | 100000 | 5.1773 | 7371.5597 | 13598.7058 | 150.2792 | 277.228
1 | 3600 | 707 | 0.03 | 15 | 15 | 7 | 1.3335e-10 | 5spot_SharedNeighbor | CO2 | Porous | Wet | R600a | MinimizeLCOE_Brownfield | IgnoreSilica | 2019 | 112.6413 | 14.1562 | 1.3377 | 4 | 7176.8482 | 13201.8918 | 146.3098 | 269.1384 | 70.1091 | 8.1389 | 97.1616 | 3333144.1336 | 0 | 3308071.7494 | 0 | 0 | 0 | 827824.2564 | 2912925.6544 | 7578835.0294 | 5172710.6371 | 23133511.4602 | 961560.8286 | 14308154.1186 | 14308154.1186 | 11772186.6032 | 6159593.5296 | 0 | 38403226.4074 | 70643160.6588 | 133352.1432 | 5.351 | 7176.8482 | 13201.8918 | 146.3098 | 269.1384
1 | 3600 | 707 | 0.03 | 15 | 15 | 7 | 1.7783e-10 | 5spot_SharedNeighbor | CO2 | Porous | Wet | R600a | MinimizeLCOE_Brownfield | IgnoreSilica | 2019 | 114.7413 | 14.4349 | 1.3715 | 4 | 7031.0023 | 12907.6636 | 143.3365 | 263.1402 | 69.9698 | 8.1008 | 95.8947 | 3368942.5804 | 0 | 3358061.1051 | 0 | 0 | 0 | 796773.4166 | 2934273.0698 | 7634376.6256 | 5210618.9177 | 23303045.7153 | 961560.8286 | 14308154.1186 | 14308154.1186 | 11772186.6032 | 6159593.5296 | 0 | 38572760.6625 | 70812694.9139 | 177827.941 | 5.4861 | 7031.0023 | 12907.6636 | 143.3365 | 263.1402
1 | 3600 | 707 | 0.03 | 15 | 15 | 7 | 2.3714e-10 | 5spot_SharedNeighbor | CO2 | Porous | Wet | R600a | MinimizeLCOE_Brownfield | IgnoreSilica | 2019 | 116.3419 | 14.6478 | 1.3976 | 4 | 6921.6977 | 12688.839 | 141.1082 | 258.6791 | 69.8611 | 8.0712 | 84.9607 | 3395781.9829 | 0 | 3396047.3742 | 0 | 0 | 0 | 771165.2312 | 2949567.8894 | 7674170.6087 | 5237779.1289 | 23424512.2152 | 961560.8286 | 14308154.1186 | 14308154.1186 | 11772186.6032 | 6159593.5296 | 0 | 38694227.1624 | 70934161.4138 | 237137.3706 | 5.5903 | 6921.6977 | 12688.839 | 141.1082 | 258.6791
1 | 3600 | 707 | 0.03 | 15 | 15 | 7 | 3.1623e-10 | 5spot_SharedNeighbor | CO2 | Porous | Wet | R600a | MinimizeLCOE_Brownfield | IgnoreSilica | 2019 | 117.5546 | 14.8092 | 1.4175 | 4 | 6839.7497 | 12525.8037 | 139.4375 | 255.3555 | 69.7773 | 8.0485 | 88.3347 | 3415858.4062 | 0 | 3424761.2662 | 0 | 0 | 0 | 750517.0885 | 2960543.3368 | 7702726.4713 | 5257269.0919 | 23511675.6609 | 961560.8286 | 14308154.1186 | 14308154.1186 | 11772186.6032 | 6159593.5296 | 0 | 38781390.608 | 71021324.8595 | 316227.766 | 5.67 | 6839.7497 | 12525.8037 | 139.4375 | 255.3555
1 | 3600 | 707 | 0.03 | 15 | 15 | 7 | 4.217e-10 | 5spot_SharedNeighbor | CO2 | Porous | Wet | R600a | MinimizeLCOE_Brownfield | IgnoreSilica | 2019 | 118.4903 | 14.9338 | 1.4328 | 4 | 6778.2987 | 12403.6805 | 138.1848 | 252.8658 | 69.7118 | 8.0308 | 97.02 | 3431197.6153 | 0 | 3446878.9284 | 0 | 0 | 0 | 734398.3832 | 2968865.2215 | 7724378.3084 | 5272046.9156 | 23577765.3724 | 961560.8286 | 14308154.1186 | 14308154.1186 | 11772186.6032 | 6159593.5296 | 0 | 38847480.3195 | 71087414.571 | 421696.5034 | 5.7312 | 6778.2987 | 12403.6805 | 138.1848 | 252.8658
1 | 3600 | 707 | 0.03 | 15 | 15 | 7 | 5.6234e-10 | 5spot_SharedNeighbor | CO2 | Porous | Wet | R600a | MinimizeLCOE_Brownfield | IgnoreSilica | 2019 | 119.1749 | 15.0252 | 1.4443 | 4 | 6732.2131 | 12312.9201 | 137.2453 | 251.0155 | 69.6634 | 8.0177 | 88.0371 | 3442334.5635 | 0 | 3463038.5681 | 0 | 0 | 0 | 721548.2002 | 2974499.3194 | 7739037.0754 | 5282051.8253 | 23622509.5519 | 961560.8286 | 14308154.1186 | 14308154.1186 | 11772186.6032 | 6159593.5296 | 0 | 38892224.4991 | 71132158.7505 | 562341.3252 | 5.777 | 6732.2131 | 12312.9201 | 137.2453 | 251.0155
1 | 3600 | 707 | 0.03 | 15 | 15 | 7 | 7.4989e-10 | 5spot_SharedNeighbor | CO2 | Porous | Wet | R600a | MinimizeLCOE_Brownfield | IgnoreSilica | 2019 | 119.7083 | 15.0963 | 1.453 | 4 | 6697.6493 | 12244.6308 | 136.5406 | 249.6234 | 69.6254 | 8.0075 | 90.6816 | 3450964.3043 | 0 | 3475619.2078 | 0 | 0 | 0 | 711823.3115 | 2978978.6612 | 7750691.4039 | 5290006.1439 | 23658083.0326 | 961560.8286 | 14308154.1186 | 14308154.1186 | 11772186.6032 | 6159593.5296 | 0 | 38927797.9798 | 71167732.2312 | 749894.2093 | 5.8122 | 6697.6493 | 12244.6308 | 136.5406 | 249.6234
1 | 3600 | 707 | 0.03 | 15 | 15 | 7 | 1e-09 | 5spot_SharedNeighbor | CO2 | Porous | Wet | R600a | MinimizeLCOE_Brownfield | IgnoreSilica | 2019 | 120.1003 | 15.1486 | 1.4596 | 4 | 6671.7266 | 12193.736 | 136.0122 | 248.5858 | 69.5973 | 7.9999 | 98.6074 | 3457276.5678 | 0 | 3484855.2024 | 0 | 0 | 0 | 704247.8435 | 2982088.0494 | 7758781.3941 | 5295527.7285 | 23682776.7856 | 961560.8286 | 14308154.1186 | 14308154.1186 | 11772186.6032 | 6159593.5296 | 0 | 38952491.7328 | 71192425.9843 | 1000000 | 5.8384 | 6671.7266 | 12193.736 | 136.0122 | 248.5858
1 | 3600 | 707 | 0.03 | 15 | 15 | 7 | 1.3335e-09 | 5spot_SharedNeighbor | CO2 | Porous | Wet | R600a | MinimizeLCOE_Brownfield | IgnoreSilica | 2019 | 120.3929 | 15.1877 | 1.4646 | 4 | 6652.2848 | 12155.6698 | 135.6158 | 247.8098 | 69.5763 | 7.9943 | 82.4274 | 3461974.6347 | 0 | 3491748.0338 | 0 | 0 | 0 | 698445.1619 | 2984345.4539 | 7764654.6975 | 5299536.3788 | 23700704.3606 | 961560.8286 | 14308154.1186 | 14308154.1186 | 11772186.6032 | 6159593.5296 | 0 | 38970419.3077 | 71210353.5592 | 1333521.4322 | 5.8582 | 6652.2848 | 12155.6698 | 135.6158 | 247.8098
1 | 3600 | 707 | 0.03 | 15 | 15 | 7 | 1.7783e-09 | 5spot_SharedNeighbor | CO2 | Porous | Wet | R600a | MinimizeLCOE_Brownfield | IgnoreSilica | 2019 | 120.6144 | 15.2174 | 1.4683 | 4 | 6637.7038 | 12127.1179 | 135.3186 | 247.2277 | 69.5603 | 7.99 | 95.7486 | 3465522.1516 | 0 | 3496963.4028 | 0 | 0 | 0 | 694056.1961 | 2986051.2827 | 7769092.9143 | 5302565.5529 | 23714251.5006 | 961560.8286 | 14308154.1186 | 14308154.1186 | 11772186.6032 | 6159593.5296 | 0 | 38983966.4478 | 71223900.6992 | 1778279.41 | 5.8731 | 6637.7038 | 12127.1179 | 135.3186 | 247.2277
1 | 3600 | 707 | 0.03 | 15 | 15 | 7 | 2.3714e-09 | 5spot_SharedNeighbor | CO2 | Porous | Wet | R600a | MinimizeLCOE_Brownfield | IgnoreSilica | 2019 | 120.7802 | 15.2395 | 1.4711 | 4 | 6626.7687 | 12105.737 | 135.0956 | 246.7918 | 69.5483 | 7.9868 | 90.1745 | 3468172.0391 | 0 | 3500865.1662 | 0 | 0 | 0 | 690726.0835 | 2987307.6826 | 7772361.8091 | 5304796.6408 | 23724229.4212 | 961560.8286 | 14308154.1186 | 14308154.1186 | 11772186.6032 | 6159593.5296 | 0 | 38993944.3684 | 71233878.6198 | 2371373.7057 | 5.8843 | 6626.7687 | 12105.737 | 135.0956 | 246.7918
1 | 3600 | 707 | 0.03 | 15 | 15 | 7 | 3.1623e-09 | 5spot_SharedNeighbor | CO2 | Porous | Wet | R600a | MinimizeLCOE_Brownfield | IgnoreSilica | 2019 | 120.9117 | 15.257 | 1.4732 | 4 | 6618.5678 | 12089.5566 | 134.9285 | 246.462 | 69.5388 | 7.9842 | 91.8606 | 3470271.5535 | 0 | 3503959.9609 | 0 | 0 | 0 | 688291.3734 | 2988383.9262 | 7775161.9743 | 5306707.811 | 23732776.5993 | 961560.8286 | 14308154.1186 | 14308154.1186 | 11772186.6032 | 6159593.5296 | 0 | 39002491.5465 | 71242425.798 | 3162277.6602 | 5.8929 | 6618.5678 | 12089.5566 | 134.9285 | 246.462
1 | 3600 | 707 | 0.03 | 15 | 15 | 7 | 4.217e-09 | 5spot_SharedNeighbor | CO2 | Porous | Wet | R600a | MinimizeLCOE_Brownfield | IgnoreSilica | 2019 | 121.0165 | 15.2709 | 1.4749 | 4 | 6612.4178 | 12077.2932 | 134.8031 | 246.212 | 69.5312 | 7.9822 | 94.1955 | 3471943.5114 | 0 | 3506426.6316 | 0 | 0 | 0 | 686525.1259 | 2989309.1549 | 7777569.2293 | 5308350.8121 | 23740124.4652 | 961560.8286 | 14308154.1186 | 14308154.1186 | 11772186.6032 | 6159593.5296 | 0 | 39009839.4124 | 71249773.6638 | 4216965.0343 | 5.8995 | 6612.4178 | 12077.2932 | 134.8031 | 246.212
1 | 3600 | 707 | 0.03 | 15 | 15 | 7 | 5.6234e-09 | 5spot_SharedNeighbor | CO2 | Porous | Wet | R600a | MinimizeLCOE_Brownfield | IgnoreSilica | 2019 | 121.0702 | 15.2783 | 1.476 | 4 | 6607.8056 | 12068.6514 | 134.7091 | 246.0358 | 69.5273 | 7.9811 | 88.4579 | 3472798.4826 | 0 | 3507689.6144 | 0 | 0 | 0 | 684909.9081 | 2989505.222 | 7778079.3557 | 5308698.9838 | 23741681.5665 | 961560.8286 | 14308154.1186 | 14308154.1186 | 11772186.6032 | 6159593.5296 | 0 | 39011396.5137 | 71251330.7651 | 5623413.2519 | 5.9038 | 6607.8056 | 12068.6514 | 134.7091 | 246.0358
1 | 3600 | 707 | 0.03 | 15 | 15 | 7 | 7.4989e-09 | 5spot_SharedNeighbor | CO2 | Porous | Wet | R600a | MinimizeLCOE_Brownfield | IgnoreSilica | 2019 | 121.1286 | 15.286 | 1.4769 | 4 | 6604.3469 | 12061.7738 | 134.6385 | 245.8956 | 69.523 | 7.98 | 94.9909 | 3473727.8335 | 0 | 3509062.2145 | 0 | 0 | 0 | 683901.3535 | 2990009.6466 | 7779391.7652 | 5309594.7302 | 23745687.5436 | 961560.8286 | 14308154.1186 | 14308154.1186 | 11772186.6032 | 6159593.5296 | 0 | 39015402.4908 | 71255336.7422 | 7498942.0933 | 5.9075 | 6604.3469 | 12061.7738 | 134.6385 | 245.8956
1 | 3600 | 707 | 0.03 | 15 | 15 | 7 | 1e-08 | 5spot_SharedNeighbor | CO2 | Porous | Wet | R600a | MinimizeLCOE_Brownfield | IgnoreSilica | 2019 | 121.1628 | 15.2907 | 1.4775 | 4 | 6601.7531 | 12056.827 | 134.5857 | 245.7947 | 69.5205 | 7.9793 | 86.2585 | 3474272.9724 | 0 | 3509867.9739 | 0 | 0 | 0 | 683034.856 | 2990198.5629 | 7779883.2866 | 5309930.2037 | 23747187.8554 | 961560.8286 | 14308154.1186 | 14308154.1186 | 11772186.6032 | 6159593.5296 | 0 | 39016902.8026 | 71256837.054 | 10000000 | 5.9101 | 6601.7531 | 12056.827 | 134.5857 | 245.7947
1 | 3700 | 707 | 0.03 | 15 | 15 | 7 | 1e-13 | 5spot_SharedNeighbor | CO2 | Porous | Wet | R600a | MinimizeLCOE_Brownfield | IgnoreSilica | 2019 | 0.51156 | -0.023112 | 8.3447e-05 | 4 | 48094228.0839 | 147547432.5422 | 980465.8917 | 3007953.985 | 39.0971 | 6.3577 | 38.9436 | 41449.0443 | 0 | 11277.6841 | 0 | 0 | 0 | 43807.7153 | 37648.433 | 97953.5 | 66855.2765 | 298991.6531 | 961560.8286 | 14792674.8026 | 14792674.8026 | 12077081.6056 | 6326428.6422 | 0 | 16053227.2844 | 49249412.3347 | 100 | 0.00033379 | 48094228.0839 | 147547432.5422 | 980465.8917 | 3007953.985
1 | 3700 | 707 | 0.03 | 15 | 15 | 7 | 1.3335e-13 | 5spot_SharedNeighbor | CO2 | Porous | Wet | R600a | MinimizeLCOE_Brownfield | IgnoreSilica | 2019 | 0.93774 | -0.0039567 | 0.0010642 | 4 | 3837087.438 | 11635253.3639 | 78224.2175 | 237200.3777 | 49.1092 | 7.3728 | 39.268 | 78084.7163 | 0 | 35670.8544 | 0 | 0 | 0 | 73489.9207 | 73025.7417 | 189998.0002 | 129677.5392 | 579946.7724 | 961560.8286 | 14792674.8026 | 14792674.8026 | 12077081.6056 | 6326428.6422 | 0 | 16334182.4037 | 49530367.454 | 133.3521 | 0.0042569 | 3837087.438 | 11635253.3639 | 78224.2175 | 237200.3777
1 | 3700 | 707 | 0.03 | 15 | 15 | 7 | 1.7783e-13 | 5spot_SharedNeighbor | CO2 | Porous | Wet | R600a | MinimizeLCOE_Brownfield | IgnoreSilica | 2019 | 1.3986 | 0.032135 | 0.0030503 | 4 | 1362336.38 | 4083060.4836 | 27773.0698 | 83238.7107 | 55.1743 | 7.9473 | 122.7569 | 116754.6346 | 0 | 62279.8772 | 0 | 0 | 0 | 101196.3774 | 109290.0468 | 284350.2832 | 194074.9111 | 867946.1303 | 961560.8286 | 14792674.8026 | 14792674.8026 | 12077081.6056 | 6326428.6422 | 0 | 16622181.7616 | 49818366.8119 | 177.8279 | 0.012201 | 1362336.38 | 4083060.4836 | 27773.0698 | 83238.7107
1 | 3700 | 707 | 0.03 | 15 | 15 | 7 | 2.3714e-13 | 5spot_SharedNeighbor | CO2 | Porous | Wet | R600a | MinimizeLCOE_Brownfield | IgnoreSilica | 2019 | 1.9431 | 0.085071 | 0.0062733 | 4 | 674904.9896 | 1997816.7003 | 13758.8511 | 40728.1957 | 59.525 | 8.3344 | 179.2164 | 159761.822 | 0 | 92576.3364 | 0 | 0 | 0 | 129077.0718 | 148751.9398 | 387022.0341 | 264150.4908 | 1181339.6949 | 961560.8286 | 14792674.8026 | 14792674.8026 | 12077081.6056 | 6326428.6422 | 0 | 16935575.3261 | 50131760.3765 | 237.1374 | 0.025093 | 674904.9896 | 1997816.7003 | 13758.8511 | 40728.1957
1 | 3700 | 707 | 0.03 | 15 | 15 | 7 | 3.1623e-13 | 5spot_SharedNeighbor | CO2 | Porous | Wet | R600a | MinimizeLCOE_Brownfield | IgnoreSilica | 2019 | 2.6498 | 0.16118 | 0.011071 | 4 | 390921.563 | 1140512.5777 | 7969.4648 | 23250.8916 | 63.0268 | 8.6275 | 38.3526 | 211583.1021 | 0 | 129964.8574 | 0 | 0 | 0 | 161481.8972 | 196181.6441 | 510424.3957 | 348375.1382 | 1558011.0348 | 961560.8286 | 14792674.8026 | 14792674.8026 | 12077081.6056 | 6326428.6422 | 0 | 17312246.666 | 50508431.7164 | 316.2278 | 0.044286 | 390921.563 | 1140512.5777 | 7969.4648 | 23250.8916
1 | 3700 | 707 | 0.03 | 15 | 15 | 7 | 4.217e-13 | 5spot_SharedNeighbor | CO2 | Porous | Wet | R600a | MinimizeLCOE_Brownfield | IgnoreSilica | 2019 | 3.5707 | 0.26654 | 0.017897 | 4 | 248153.5812 | 711858.0124 | 5058.9464 | 14512.1884 | 65.8424 | 8.8499 | 46.0444 | 273808.1554 | 0 | 176013.3196 | 0 | 0 | 0 | 199417.2749 | 253203.1125 | 658782.5596 | 449632.6335 | 2010857.0555 | 961560.8286 | 14792674.8026 | 14792674.8026 | 12077081.6056 | 6326428.6422 | 0 | 17765092.6867 | 50961277.7371 | 421.6965 | 0.071589 | 248153.5812 | 711858.0124 | 5058.9464 | 14512.1884
1 | 3700 | 707 | 0.03 | 15 | 15 | 7 | 5.6234e-13 | 5spot_SharedNeighbor | CO2 | Porous | Wet | R600a | MinimizeLCOE_Brownfield | IgnoreSilica | 2019 | 4.7233 | 0.40412 | 0.027315 | 4 | 167332.6566 | 471154.8804 | 3411.3025 | 9605.1295 | 68.0196 | 9.0133 | 45.4495 | 345447.3536 | 0 | 230415.088 | 0 | 0 | 0 | 240616.9533 | 318426.964 | 828481.642 | 565455.7443 | 2528843.7453 | 961560.8286 | 14792674.8026 | 14792674.8026 | 12077081.6056 | 6326428.6422 | 0 | 18283079.3766 | 51479264.4269 | 562.3413 | 0.10926 | 167332.6566 | 471154.8804 | 3411.3025 | 9605.1295
1 | 3700 | 707 | 0.03 | 15 | 15 | 7 | 7.4989e-13 | 5spot_SharedNeighbor | CO2 | Porous | Wet | R600a | MinimizeLCOE_Brownfield | IgnoreSilica | 2019 | 6.2307 | 0.58774 | 0.040133 | 4 | 117792.9858 | 324583.9805 | 2401.3693 | 6617.0835 | 69.776 | 9.1392 | 59.7925 | 431628.8303 | 0 | 297580.5473 | 0 | 0 | 0 | 289463.286 | 397282.3388 | 1033647.1518 | 705485.4204 | 3155087.5747 | 961560.8286 | 14792674.8026 | 14792674.8026 | 12077081.6056 | 6326428.6422 | 0 | 18909323.2059 | 52105508.2563 | 749.8942 | 0.16053 | 117792.9858 | 324583.9805 | 2401.3693 | 6617.0835
1 | 3700 | 707 | 0.03 | 15 | 15 | 7 | 1e-12 | 5spot_SharedNeighbor | CO2 | Porous | Wet | R600a | MinimizeLCOE_Brownfield | IgnoreSilica | 2019 | 8.1527 | 0.82552 | 0.05733 | 4 | 85661.1071 | 230420.1866 | 1746.3175 | 4697.4272 | 71.1483 | 9.2334 | 57.4771 | 532752.7369 | 0 | 378466.7084 | 0 | 0 | 0 | 344599.2369 | 489769.2861 | 1274279.2169 | 869721.7493 | 3889588.9345 | 961560.8286 | 14792674.8026 | 14792674.8026 | 12077081.6056 | 6326428.6422 | 0 | 19643824.5658 | 52840009.6161 | 1000 | 0.22932 | 85661.1071 | 230420.1866 | 1746.3175 | 4697.4272
1 | 3700 | 707 | 0.03 | 15 | 15 | 7 | 1.3335e-12 | 5spot_SharedNeighbor | CO2 | Porous | Wet | R600a | MinimizeLCOE_Brownfield | IgnoreSilica | 2019 | 10.6204 | 1.1336 | 0.080224 | 4 | 63929.7002 | 167378.4467 | 1303.2934 | 3412.236 | 72.2239 | 9.3038 | 51.4803 | 652407.6215 | 0 | 476670.6887 | 0 | 0 | 0 | 407923.7733 | 599430.8126 | 1559596.0141 | 1064456.3261 | 4760485.2363 | 961560.8286 | 14792674.8026 | 14792674.8026 | 12077081.6056 | 6326428.6422 | 0 | 20514720.8675 | 53710905.9179 | 1333.5214 | 0.32089 | 63929.7002 | 167378.4467 | 1303.2934 | 3412.236
1 | 3700 | 707 | 0.03 | 15 | 15 | 7 | 1.7783e-12 | 5spot_SharedNeighbor | CO2 | Porous | Wet | R600a | MinimizeLCOE_Brownfield | IgnoreSilica | 2019 | 13.7681 | 1.529 | 0.11045 | 4 | 48757.267 | 123894.6485 | 993.9828 | 2525.76 | 73.0561 | 9.3545 | 47.5987 | 793268.227 | 0 | 595275.0913 | 0 | 0 | 0 | 479900.0113 | 728692.8985 | 1895909.4465 | 1293997.1543 | 5787042.8289 | 961560.8286 | 14792674.8026 | 14792674.8026 | 12077081.6056 | 6326428.6422 | 0 | 21541278.4601 | 54737463.5105 | 1778.2794 | 0.44181 | 48757.267 | 123894.6485 | 993.9828 | 2525.76
1 | 3700 | 707 | 0.03 | 15 | 15 | 7 | 2.3714e-12 | 5spot_SharedNeighbor | CO2 | Porous | Wet | R600a | MinimizeLCOE_Brownfield | IgnoreSilica | 2019 | 17.7628 | 2.0333 | 0.15004 | 4 | 37900.2566 | 93211.4377 | 772.648 | 1900.2412 | 73.6896 | 9.3882 | 65.6486 | 958473.8243 | 0 | 737981.834 | 0 | 0 | 0 | 561161.1318 | 880470.5481 | 2290803.7569 | 1563520.6354 | 6992411.7306 | 961560.8286 | 14792674.8026 | 14792674.8026 | 12077081.6056 | 6326428.6422 | 0 | 22746647.3619 | 55942832.4122 | 2371.3737 | 0.60017 | 37900.2566 | 93211.4377 | 772.648 | 1900.2412
1 | 3700 | 707 | 0.03 | 15 | 15 | 7 | 3.1623e-12 | 5spot_SharedNeighbor | CO2 | Porous | Wet | R600a | MinimizeLCOE_Brownfield | IgnoreSilica | 2019 | 22.7593 | 2.6668 | 0.2013 | 4 | 29981.0732 | 71208.0144 | 611.2047 | 1451.6717 | 74.1547 | 9.4059 | 55.465 | 1149720.825 | 0 | 907506.5188 | 0 | 0 | 0 | 650561.1713 | 1056037.5209 | 2747593.0062 | 1875288.6842 | 8386707.7264 | 961560.8286 | 14792674.8026 | 14792674.8026 | 12077081.6056 | 6326428.6422 | 0 | 24140943.3576 | 57337128.408 | 3162.2777 | 0.80521 | 29981.0732 | 71208.0144 | 611.2047 | 1451.6717
1 | 3700 | 707 | 0.03 | 15 | 15 | 7 | 4.217e-12 | 5spot_SharedNeighbor | CO2 | Porous | Wet | R600a | MinimizeLCOE_Brownfield | IgnoreSilica | 2019 | 28.8908 | 3.4477 | 0.26662 | 4 | 24119.2557 | 55246.3624 | 491.7037 | 1126.2718 | 74.4739 | 9.4068 | 49.5693 | 1367284.934 | 0 | 1105530.652 | 0 | 0 | 0 | 745607.7057 | 1255185.0838 | 3265734.1142 | 2228930.637 | 9968273.1268 | 961560.8286 | 14792674.8026 | 14792674.8026 | 12077081.6056 | 6326428.6422 | 0 | 25722508.758 | 58918693.8084 | 4216.965 | 1.0665 | 24119.2557 | 55246.3624 | 491.7037 | 1126.2718
1 | 3700 | 707 | 0.03 | 15 | 15 | 7 | 5.6234e-12 | 5spot_SharedNeighbor | CO2 | Porous | Wet | R600a | MinimizeLCOE_Brownfield | IgnoreSilica | 2019 | 36.289 | 4.3942 | 0.34824 | 4 | 19733.6885 | 43565.0501 | 402.2979 | 888.1325 | 74.6625 | 9.3891 | 70.126 | 1610959.8989 | 0 | 1333567.6433 | 0 | 0 | 0 | 844004.9539 | 1477527.6735 | 3844223.9238 | 2623761.8189 | 11734045.9123 | 961560.8286 | 14792674.8026 | 14792674.8026 | 12077081.6056 | 6326428.6422 | 0 | 27488281.5436 | 60684466.5939 | 5623.4133 | 1.393 | 19733.6885 | 43565.0501 | 402.2979 | 888.1325
1 | 3700 | 707 | 0.03 | 15 | 15 | 7 | 7.4989e-12 | 5spot_SharedNeighbor | CO2 | Porous | Wet | R600a | MinimizeLCOE_Brownfield | IgnoreSilica | 2019 | 44.8929 | 5.5008 | 0.44709 | 4 | 16430.5637 | 34993.0469 | 334.9593 | 713.3806 | 74.7254 | 9.3501 | 68.9242 | 1874323.7807 | 0 | 1587507.4729 | 0 | 0 | 0 | 938626.8224 | 1716178.6496 | 4465144.8097 | 3047553.0822 | 13629334.6176 | 961560.8286 | 14792674.8026 | 14792674.8026 | 12077081.6056 | 6326428.6422 | 0 | 29383570.2488 | 62579755.2992 | 7498.9421 | 1.7883 | 16430.5637 | 34993.0469 | 334.9593 | 713.3806
1 | 3700 | 707 | 0.03 | 15 | 15 | 7 | 1e-11 | 5spot_SharedNeighbor | CO2 | Porous | Wet | R600a | MinimizeLCOE_Brownfield | IgnoreSilica | 2019 | 54.4324 | 6.7355 | 0.56177 | 4 | 13936.5438 | 28709.5989 | 284.1153 | 585.284 | 74.6658 | 9.2878 | 66.6298 | 2146052.7459 | 0 | 1858217.6129 | 0 | 0 | 0 | 1020259.9234 | 1959566.8101 | 5098390.8774 | 3479756.5353 | 15562244.5051 | 961560.8286 | 14792674.8026 | 14792674.8026 | 12077081.6056 | 6326428.6422 | 0 | 31316480.1363 | 64512665.1867 | 10000 | 2.2471 | 13936.5438 | 28709.5989 | 284.1153 | 585.284
1 | 3700 | 707 | 0.03 | 15 | 15 | 7 | 1.3335e-11 | 5spot_SharedNeighbor | CO2 | Porous | Wet | R600a | MinimizeLCOE_Brownfield | IgnoreSilica | 2019 | 64.413 | 8.0363 | 0.68779 | 4 | 12056.0036 | 24122.2051 | 245.7779 | 491.7638 | 74.4918 | 9.2031 | 67.7753 | 2410986.4657 | 0 | 2131794.6476 | 0 | 0 | 0 | 1079584.7802 | 2192722.6985 | 5705014.6722 | 3893789.7401 | 17413893.0044 | 961560.8286 | 14792674.8026 | 14792674.8026 | 12077081.6056 | 6326428.6422 | 0 | 33168128.6356 | 66364313.686 | 13335.2143 | 2.7512 | 12056.0036 | 24122.2051 | 245.7779 | 491.7638
1 | 3700 | 707 | 0.03 | 15 | 15 | 7 | 1.7783e-11 | 5spot_SharedNeighbor | CO2 | Porous | Wet | R600a | MinimizeLCOE_Brownfield | IgnoreSilica | 2019 | 74.2445 | 9.3266 | 0.81817 | 4 | 10643.1 | 20786.5729 | 216.974 | 423.7624 | 74.2236 | 9.101 | 68.4365 | 2654693.0308 | 0 | 2393388.2837 | 0 | 0 | 0 | 1111266.2502 | 2402145.5502 | 6249889.9739 | 4265678.3296 | 19077061.4183 | 961560.8286 | 14792674.8026 | 14792674.8026 | 12077081.6056 | 6326428.6422 | 0 | 34831297.0496 | 68027482.0999 | 17782.7941 | 3.2727 | 10643.1 | 20786.5729 | 216.974 | 423.7624
1 | 3700 | 707 | 0.03 | 15 | 15 | 7 | 2.3714e-11 | 5spot_SharedNeighbor | CO2 | Porous | Wet | R600a | MinimizeLCOE_Brownfield | IgnoreSilica | 2019 | 83.3406 | 10.5285 | 0.94485 | 4 | 9585.4611 | 18368.8859 | 195.4126 | 374.4746 | 73.8959 | 8.9902 | 88.4555 | 2865965.7021 | 0 | 2629499.0355 | 0 | 0 | 0 | 1114641.3548 | 2577941.376 | 6707274.6519 | 4577852.7707 | 20473174.891 | 961560.8286 | 14792674.8026 | 14792674.8026 | 12077081.6056 | 6326428.6422 | 0 | 36227410.5223 | 69423595.5726 | 23713.7371 | 3.7794 | 9585.4611 | 18368.8859 | 195.4126 | 374.4746
1 | 3700 | 707 | 0.03 | 15 | 15 | 7 | 3.1623e-11 | 5spot_SharedNeighbor | CO2 | Porous | Wet | R600a | MinimizeLCOE_Brownfield | IgnoreSilica | 2019 | 91.3481 | 11.5931 | 1.0613 | 4 | 8795.72 | 16615.0709 | 179.3126 | 338.7207 | 73.5465 | 8.8798 | 79.8582 | 3041121.5281 | 0 | 2833245.6787 | 0 | 0 | 0 | 1095360.8643 | 2718193.9477 | 7072183.0737 | 4826910.2666 | 21587015.3591 | 961560.8286 | 14792674.8026 | 14792674.8026 | 12077081.6056 | 6326428.6422 | 0 | 37341250.9904 | 70537436.0407 | 31622.7766 | 4.2454 | 8795.72 | 16615.0709 | 179.3126 | 338.7207
1 | 3700 | 707 | 0.03 | 15 | 15 | 7 | 4.217e-11 | 5spot_SharedNeighbor | CO2 | Porous | Wet | R600a | MinimizeLCOE_Brownfield | IgnoreSilica | 2019 | 98.1324 | 12.4997 | 1.1637 | 4 | 8206.5934 | 15338.4863 | 167.3025 | 312.6958 | 73.2069 | 8.7771 | 80.5019 | 3181766.7989 | 0 | 3003182.246 | 0 | 0 | 0 | 1061555.4672 | 2826136.7597 | 7353028.1283 | 5018592.7872 | 22444262.1872 | 961560.8286 | 14792674.8026 | 14792674.8026 | 12077081.6056 | 6326428.6422 | 0 | 38198497.8184 | 71394682.8688 | 42169.6503 | 4.6546 | 8206.5934 | 15338.4863 | 167.3025 | 312.6958
1 | 3700 | 707 | 0.03 | 15 | 15 | 7 | 5.6234e-11 | 5spot_SharedNeighbor | CO2 | Porous | Wet | R600a | MinimizeLCOE_Brownfield | IgnoreSilica | 2019 | 103.665 | 13.2427 | 1.2499 | 4 | 7767.0379 | 14406.6006 | 158.3416 | 293.698 | 72.9006 | 8.6871 | 93.6236 | 3291247.9795 | 0 | 3140093.8348 | 0 | 0 | 0 | 1020114.3308 | 2906067.8966 | 7560992.5504 | 5160532.7785 | 23079049.3706 | 961560.8286 | 14792674.8026 | 14792674.8026 | 12077081.6056 | 6326428.6422 | 0 | 38833285.0019 | 72029470.0522 | 56234.1325 | 4.9998 | 7767.0379 | 14406.6006 | 158.3416 | 293.698
1 | 3700 | 707 | 0.03 | 15 | 15 | 7 | 7.4989e-11 | 5spot_SharedNeighbor | CO2 | Porous | Wet | R600a | MinimizeLCOE_Brownfield | IgnoreSilica | 2019 | 108.0929 | 13.8395 | 1.3207 | 4 | 7438.8079 | 13722.5024 | 151.6502 | 279.7518 | 72.6365 | 8.611 | 98.7052 | 3375508.3636 | 0 | 3248664.9385 | 0 | 0 | 0 | 977499.232 | 2964652.2883 | 7713417.1204 | 5264565.6795 | 23544307.6223 | 961560.8286 | 14792674.8026 | 14792674.8026 | 12077081.6056 | 6326428.6422 | 0 | 39298543.2535 | 72494728.3039 | 74989.4209 | 5.2829 | 7438.8079 | 13722.5024 | 151.6502 | 279.7518
1 | 3700 | 707 | 0.03 | 15 | 15 | 7 | 1e-10 | 5spot_SharedNeighbor | CO2 | Porous | Wet | R600a | MinimizeLCOE_Brownfield | IgnoreSilica | 2019 | 111.565 | 14.309 | 1.3774 | 4 | 7193.4552 | 13218.4199 | 146.6483 | 269.4754 | 72.4177 | 8.5488 | 96.8942 | 3439487.8481 | 0 | 3333208.3544 | 0 | 0 | 0 | 937381.645 | 3006930.3605 | 7823415.9919 | 5339642.1696 | 23880066.3696 | 961560.8286 | 14792674.8026 | 14792674.8026 | 12077081.6056 | 6326428.6422 | 0 | 39634302.0008 | 72830487.0512 | 100000 | 5.5098 | 7193.4552 | 13218.4199 | 146.6483 | 269.4754
1 | 3700 | 707 | 0.03 | 15 | 15 | 7 | 1.3335e-10 | 5spot_SharedNeighbor | CO2 | Porous | Wet | R600a | MinimizeLCOE_Brownfield | IgnoreSilica | 2019 | 114.2567 | 14.6739 | 1.4221 | 4 | 7009.8769 | 12845.4778 | 142.9058 | 261.8724 | 72.2408 | 8.4991 | 89.7774 | 3487820.7374 | 0 | 3398409.6671 | 0 | 0 | 0 | 901924.9252 | 3037380.5786 | 7902641.213 | 5393715.0109 | 24121892.1321 | 961560.8286 | 14792674.8026 | 14792674.8026 | 12077081.6056 | 6326428.6422 | 0 | 39876127.7634 | 73072312.8137 | 133352.1432 | 5.6886 | 7009.8769 | 12845.4778 | 142.9058 | 261.8724
1 | 3700 | 707 | 0.03 | 15 | 15 | 7 | 1.7783e-10 | 5spot_SharedNeighbor | CO2 | Porous | Wet | R600a | MinimizeLCOE_Brownfield | IgnoreSilica | 2019 | 116.3218 | 14.9545 | 1.4569 | 4 | 6872.413 | 12568.7631 | 140.1034 | 256.2312 | 72.1009 | 8.4601 | 103.8259 | 3524147.7857 | 0 | 3448234.8203 | 0 | 0 | 0 | 871857.4536 | 3059253.6233 | 7959550.3885 | 5432556.6926 | 24295600.7639 | 961560.8286 | 14792674.8026 | 14792674.8026 | 12077081.6056 | 6326428.6422 | 0 | 40049836.3952 | 73246021.4455 | 177827.941 | 5.8276 | 6872.413 | 12568.7631 | 140.1034 | 256.2312
1 | 3700 | 707 | 0.03 | 15 | 15 | 7 | 2.3714e-10 | 5spot_SharedNeighbor | CO2 | Porous | Wet | R600a | MinimizeLCOE_Brownfield | IgnoreSilica | 2019 | 117.8908 | 15.1681 | 1.4837 | 4 | 6769.4217 | 12363.0475 | 138.0038 | 252.0374 | 71.9921 | 8.4299 | 88.1473 | 3551309.6163 | 0 | 3485979.5878 | 0 | 0 | 0 | 847076.6844 | 3074902.6965 | 8000266.067 | 5460345.9798 | 24419880.6318 | 961560.8286 | 14792674.8026 | 14792674.8026 | 12077081.6056 | 6326428.6422 | 0 | 40174116.2631 | 73370301.3134 | 237137.3706 | 5.9346 | 6769.4217 | 12363.0475 | 138.0038 | 252.0374
1 | 3700 | 707 | 0.03 | 15 | 15 | 7 | 3.1623e-10 | 5spot_SharedNeighbor | CO2 | Porous | Wet | R600a | MinimizeLCOE_Brownfield | IgnoreSilica | 2019 | 119.1017 | 15.3329 | 1.5043 | 4 | 6692.2287 | 12209.2561 | 136.4301 | 248.9022 | 71.9067 | 8.4063 | 94.8339 | 3572014.5512 | 0 | 3515047.3018 | 0 | 0 | 0 | 827428.9286 | 3086651.4048 | 8030833.7961 | 5481209.083 | 24513185.0655 | 961560.8286 | 14792674.8026 | 14792674.8026 | 12077081.6056 | 6326428.6422 | 0 | 40267420.6968 | 73463605.7471 | 316227.766 | 6.017 | 6692.2287 | 12209.2561 | 136.4301 | 248.9022
1 | 3700 | 707 | 0.03 | 15 | 15 | 7 | 4.217e-10 | 5spot_SharedNeighbor | CO2 | Porous | Wet | R600a | MinimizeLCOE_Brownfield | IgnoreSilica | 2019 | 120 | 15.4555 | 1.5198 | 4 | 6634.3579 | 12094.8604 | 135.2504 | 246.5701 | 71.8425 | 8.3887 | 87.8544 | 3587226.0487 | 0 | 3536573.0763 | 0 | 0 | 0 | 811683.4697 | 3094838.2119 | 8052134.1888 | 5495747.0387 | 24578202.0342 | 961560.8286 | 14792674.8026 | 14792674.8026 | 12077081.6056 | 6326428.6422 | 0 | 40332437.6654 | 73528622.7158 | 421696.5034 | 6.0793 | 6634.3579 | 12094.8604 | 135.2504 | 246.5701
1 | 3700 | 707 | 0.03 | 15 | 15 | 7 | 5.6234e-10 | 5spot_SharedNeighbor | CO2 | Porous | Wet | R600a | MinimizeLCOE_Brownfield | IgnoreSilica | 2019 | 120.6876 | 15.5493 | 1.5317 | 4 | 6590.9666 | 12009.155 | 134.3658 | 244.8229 | 71.7929 | 8.3751 | 93.2794 | 3598785.9721 | 0 | 3553030.2599 | 0 | 0 | 0 | 799529.1215 | 3101024.6878 | 8068230.1301 | 5506732.8494 | 24627333.0207 | 961560.8286 | 14792674.8026 | 14792674.8026 | 12077081.6056 | 6326428.6422 | 0 | 40381568.652 | 73577753.7024 | 562341.3252 | 6.1268 | 6590.9666 | 12009.155 | 134.3658 | 244.8229
1 | 3700 | 707 | 0.03 | 15 | 15 | 7 | 7.4989e-10 | 5spot_SharedNeighbor | CO2 | Porous | Wet | R600a | MinimizeLCOE_Brownfield | IgnoreSilica | 2019 | 121.2017 | 15.6195 | 1.5407 | 4 | 6558.4293 | 11945.1363 | 133.7025 | 243.5178 | 71.7555 | 8.3648 | 91.6783 | 3607382.2596 | 0 | 3565325.1551 | 0 | 0 | 0 | 790095.3171 | 3105493.0654 | 8079855.932 | 5514667.698 | 24662819.4273 | 961560.8286 | 14792674.8026 | 14792674.8026 | 12077081.6056 | 6326428.6422 | 0 | 40417055.0585 | 73613240.1089 | 749894.2093 | 6.1626 | 6558.4293 | 11945.1363 | 133.7025 | 243.5178
1 | 3700 | 707 | 0.03 | 15 | 15 | 7 | 1e-09 | 5spot_SharedNeighbor | CO2 | Porous | Wet | R600a | MinimizeLCOE_Brownfield | IgnoreSilica | 2019 | 121.589 | 15.6724 | 1.5474 | 4 | 6534.0299 | 11897.2132 | 133.205 | 242.5408 | 71.7272 | 8.3571 | 99.0742 | 3613830.2589 | 0 | 3574579.7502 | 0 | 0 | 0 | 782868.2823 | 3108798.5337 | 8088456.0823 | 5520537.4773 | 24689070.3848 | 961560.8286 | 14792674.8026 | 14792674.8026 | 12077081.6056 | 6326428.6422 | 0 | 40443306.016 | 73639491.0664 | 1000000 | 6.1896 | 6534.0299 | 11897.2132 | 133.205 | 242.5408
1 | 3700 | 707 | 0.03 | 15 | 15 | 7 | 1.3335e-09 | 5spot_SharedNeighbor | CO2 | Porous | Wet | R600a | MinimizeLCOE_Brownfield | IgnoreSilica | 2019 | 121.8861 | 15.713 | 1.5525 | 4 | 6515.7327 | 11861.2006 | 132.832 | 241.8066 | 71.7054 | 8.3511 | 85.3902 | 3618761.3177 | 0 | 3581675.8532 | 0 | 0 | 0 | 777429.2902 | 3111367.9198 | 8095141.0981 | 5525100.138 | 24709475.617 | 961560.8286 | 14792674.8026 | 14792674.8026 | 12077081.6056 | 6326428.6422 | 0 | 40463711.2482 | 73659896.2986 | 1333521.4322 | 6.2102 | 6515.7327 | 11861.2006 | 132.832 | 241.8066
1 | 3700 | 707 | 0.03 | 15 | 15 | 7 | 1.7783e-09 | 5spot_SharedNeighbor | CO2 | Porous | Wet | R600a | MinimizeLCOE_Brownfield | IgnoreSilica | 2019 | 122.1102 | 15.7435 | 1.5564 | 4 | 6502.0115 | 11834.2057 | 132.5523 | 241.2563 | 71.6889 | 8.3466 | 85.7873 | 3622471.9729 | 0 | 3587026.6132 | 0 | 0 | 0 | 773309.2627 | 3113295.061 | 8100155.1242 | 5528522.3138 | 24724780.3478 | 961560.8286 | 14792674.8026 | 14792674.8026 | 12077081.6056 | 6326428.6422 | 0 | 40479015.979 | 73675201.0294 | 1778279.41 | 6.2256 | 6502.0115 | 11834.2057 | 132.5523 | 241.2563
1 | 3700 | 707 | 0.03 | 15 | 15 | 7 | 2.3714e-09 | 5spot_SharedNeighbor | CO2 | Porous | Wet | R600a | MinimizeLCOE_Brownfield | IgnoreSilica | 2019 | 122.2734 | 15.7659 | 1.5593 | 4 | 6491.7217 | 11814.0886 | 132.3425 | 240.8462 | 71.6769 | 8.3433 | 94.2163 | 3625168.3875 | 0 | 3590920.9572 | 0 | 0 | 0 | 770129.0696 | 3114625.1816 | 8103615.825 | 5530884.3132 | 24735343.7342 | 961560.8286 | 14792674.8026 | 14792674.8026 | 12077081.6056 | 6326428.6422 | 0 | 40489579.3654 | 73685764.4158 | 2371373.7057 | 6.2371 | 6491.7217 | 11814.0886 | 132.3425 | 240.8462
1 | 3700 | 707 | 0.03 | 15 | 15 | 7 | 3.1623e-09 | 5spot_SharedNeighbor | CO2 | Porous | Wet | R600a | MinimizeLCOE_Brownfield | IgnoreSilica | 2019 | 122.3808 | 15.7807 | 1.5613 | 4 | 6484.0054 | 11799.3322 | 132.1852 | 240.5453 | 71.669 | 8.3411 | 81.039 | 3626940.6072 | 0 | 3593483.82 | 0 | 0 | 0 | 767549.0749 | 3115309.6658 | 8105396.7125 | 5532099.8055 | 24740779.6859 | 961560.8286 | 14792674.8026 | 14792674.8026 | 12077081.6056 | 6326428.6422 | 0 | 40495015.3171 | 73691200.3675 | 3162277.6602 | 6.2454 | 6484.0054 | 11799.3322 | 132.1852 | 240.5453
1 | 3700 | 707 | 0.03 | 15 | 15 | 7 | 4.217e-09 | 5spot_SharedNeighbor | CO2 | Porous | Wet | R600a | MinimizeLCOE_Brownfield | IgnoreSilica | 2019 | 122.4735 | 15.7934 | 1.563 | 4 | 6478.2188 | 11788.0164 | 132.0673 | 240.3147 | 71.6621 | 8.3393 | 77.5401 | 3628467.65 | 0 | 3595693.3587 | 0 | 0 | 0 | 765747.1385 | 3116064.1774 | 8107359.7969 | 5533439.651 | 24746771.7725 | 961560.8286 | 14792674.8026 | 14792674.8026 | 12077081.6056 | 6326428.6422 | 0 | 40501007.4037 | 73697192.4541 | 4216965.0343 | 6.2519 | 6478.2188 | 11788.0164 | 132.0673 | 240.3147
1 | 3700 | 707 | 0.03 | 15 | 15 | 7 | 5.6234e-09 | 5spot_SharedNeighbor | CO2 | Porous | Wet | R600a | MinimizeLCOE_Brownfield | IgnoreSilica | 2019 | 122.5512 | 15.804 | 1.5642 | 4 | 6473.8794 | 11779.3576 | 131.9788 | 240.1381 | 71.6563 | 8.3377 | 86.7963 | 3629749.7655 | 0 | 3597549.4417 | 0 | 0 | 0 | 764488.6805 | 3116797.2762 | 8109267.1696 | 5534741.4721 | 24752593.8056 | 961560.8286 | 14792674.8026 | 14792674.8026 | 12077081.6056 | 6326428.6422 | 0 | 40506829.4368 | 73703014.4872 | 5623413.2519 | 6.257 | 6473.8794 | 11779.3576 | 131.9788 | 240.1381
1 | 3700 | 707 | 0.03 | 15 | 15 | 7 | 7.4989e-09 | 5spot_SharedNeighbor | CO2 | Porous | Wet | R600a | MinimizeLCOE_Brownfield | IgnoreSilica | 2019 | 122.6024 | 15.811 | 1.5652 | 4 | 6470.6253 | 11773.0199 | 131.9124 | 240.0089 | 71.6526 | 8.3367 | 99.3975 | 3630591.3059 | 0 | 3598768.583 | 0 | 0 | 0 | 763456.2115 | 3117198.2791 | 8110310.497 | 5535453.5644 | 24755778.441 | 961560.8286 | 14792674.8026 | 14792674.8026 | 12077081.6056 | 6326428.6422 | 0 | 40510014.0722 | 73706199.1226 | 7498942.0933 | 6.2606 | 6470.6253 | 11773.0199 | 131.9124 | 240.0089
1 | 3700 | 707 | 0.03 | 15 | 15 | 7 | 1e-08 | 5spot_SharedNeighbor | CO2 | Porous | Wet | R600a | MinimizeLCOE_Brownfield | IgnoreSilica | 2019 | 122.6413 | 15.8163 | 1.5658 | 4 | 6468.1851 | 11768.2564 | 131.8627 | 239.9118 | 71.6497 | 8.3359 | 102.9505 | 3631231.476 | 0 | 3599696.3085 | 0 | 0 | 0 | 762686.8268 | 3117509.6984 | 8111120.7461 | 5536006.5761 | 24758251.632 | 961560.8286 | 14792674.8026 | 14792674.8026 | 12077081.6056 | 6326428.6422 | 0 | 40512487.2632 | 73708672.3136 | 10000000 | 6.2633 | 6468.1851 | 11768.2564 | 131.8627 | 239.9118
1 | 3800 | 707 | 0.03 | 15 | 15 | 7 | 1e-13 | 5spot_SharedNeighbor | CO2 | Porous | Wet | R600a | MinimizeLCOE_Brownfield | IgnoreSilica | 2019 | 0.53564 | -0.024032 | 6.7167e-05 | 4 | 61659515.214 | 188827540.008 | 1257012.6183 | 3849504.8112 | 39.9611 | 6.6917 | 42.4268 | 44404.2871 | 0 | 12148.0297 | 0 | 0 | 0 | 47227.6459 | 40474.1854 | 105305.5281 | 71873.1868 | 321432.863 | 961560.8286 | 15283055.5775 | 15283055.5775 | 12387543.6942 | 6495607.7911 | 0 | 16566049.2691 | 50732256.3319 | 100 | 0.00026867 | 61659515.214 | 188827540.008 | 1257012.6183 | 3849504.8112
1 | 3800 | 707 | 0.03 | 15 | 15 | 7 | 1.3335e-13 | 5spot_SharedNeighbor | CO2 | Porous | Wet | R600a | MinimizeLCOE_Brownfield | IgnoreSilica | 2019 | 0.97664 | -0.0037665 | 0.0011357 | 4 | 3711710.8565 | 11232367.3656 | 75668.2463 | 228987.0016 | 50.2253 | 7.7282 | 45.6887 | 83118.8762 | 0 | 37572.7493 | 0 | 0 | 0 | 78717.0253 | 77769.3738 | 202339.958 | 138101.179 | 617619.1615 | 961560.8286 | 15283055.5775 | 15283055.5775 | 12387543.6942 | 6495607.7911 | 0 | 16862235.5677 | 51028442.6305 | 133.3521 | 0.004543 | 3711710.8565 | 11232367.3656 | 75668.2463 | 228987.0016
1 | 3800 | 707 | 0.03 | 15 | 15 | 7 | 1.7783e-13 | 5spot_SharedNeighbor | CO2 | Porous | Wet | R600a | MinimizeLCOE_Brownfield | IgnoreSilica | 2019 | 1.4569 | 0.034476 | 0.0033051 | 4 | 1298602.5104 | 3882957.1151 | 26473.7687 | 79159.3329 | 56.5274 | 8.3196 | 128.7191 | 124270.1025 | 0 | 65492.2948 | 0 | 0 | 0 | 108382.6945 | 116276.5858 | 302527.8246 | 206481.4566 | 923430.9588 | 961560.8286 | 15283055.5775 | 15283055.5775 | 12387543.6942 | 6495607.7911 | 0 | 17168047.365 | 51334254.4278 | 177.8279 | 0.01322 | 1298602.5104 | 3882957.1151 | 26473.7687 | 79159.3329
1 | 3800 | 707 | 0.03 | 15 | 15 | 7 | 2.3714e-13 | 5spot_SharedNeighbor | CO2 | Porous | Wet | R600a | MinimizeLCOE_Brownfield | IgnoreSilica | 2019 | 2.0404 | 0.091937 | 0.0068311 | 4 | 640881.111 | 1891276.6037 | 13065.2283 | 38556.2317 | 61.1587 | 8.7263 | 190.7909 | 171286.0533 | 0 | 98151.0939 | 0 | 0 | 0 | 139642.8215 | 159541.1878 | 415093.4443 | 283309.805 | 1267024.4058 | 961560.8286 | 15283055.5775 | 15283055.5775 | 12387543.6942 | 6495607.7911 | 0 | 17511640.812 | 51677847.8748 | 237.1374 | 0.027324 | 640881.111 | 1891276.6037 | 13065.2283 | 38556.2317
1 | 3800 | 707 | 0.03 | 15 | 15 | 7 | 3.1623e-13 | 5spot_SharedNeighbor | CO2 | Porous | Wet | R600a | MinimizeLCOE_Brownfield | IgnoreSilica | 2019 | 2.7741 | 0.17267 | 0.012076 | 4 | 370751.3683 | 1078052.3038 | 7558.2681 | 21977.5544 | 64.7644 | 9.0233 | 42.7057 | 226161.286 | 0 | 137190.6696 | 0 | 0 | 0 | 174074.8097 | 209596.4385 | 545326.9387 | 372196.841 | 1664546.9835 | 961560.8286 | 15283055.5775 | 15283055.5775 | 12387543.6942 | 6495607.7911 | 0 | 17909163.3897 | 52075370.4525 | 316.2278 | 0.048305 | 370751.3683 | 1078052.3038 | 7558.2681 | 21977.5544
1 | 3800 | 707 | 0.03 | 15 | 15 | 7 | 4.217e-13 | 5spot_SharedNeighbor | CO2 | Porous | Wet | R600a | MinimizeLCOE_Brownfield | IgnoreSilica | 2019 | 3.7144 | 0.28282 | 0.019527 | 4 | 235289.4553 | 672712.025 | 4796.6938 | 13714.1445 | 67.6403 | 9.2467 | 53.4548 | 291057.1676 | 0 | 184520.0052 | 0 | 0 | 0 | 213218.5553 | 268630.3339 | 698921.0253 | 477027.9611 | 2133375.0484 | 961560.8286 | 15283055.5775 | 15283055.5775 | 12387543.6942 | 6495607.7911 | 0 | 18377991.4546 | 52544198.5174 | 421.6965 | 0.078108 | 235289.4553 | 672712.025 | 4796.6938 | 13714.1445
1 | 3800 | 707 | 0.03 | 15 | 15 | 7 | 5.6234e-13 | 5spot_SharedNeighbor | CO2 | Porous | Wet | R600a | MinimizeLCOE_Brownfield | IgnoreSilica | 2019 | 4.9324 | 0.43082 | 0.029833 | 4 | 158694.0892 | 445002.4615 | 3235.1937 | 9071.9771 | 69.9481 | 9.4168 | 46.0844 | 368407.9632 | 0 | 242396.5114 | 0 | 0 | 0 | 258649.5474 | 339087.0686 | 882234.9962 | 602143.513 | 2692919.5998 | 961560.8286 | 15283055.5775 | 15283055.5775 | 12387543.6942 | 6495607.7911 | 0 | 18937536.006 | 53103743.0688 | 562.3413 | 0.11933 | 158694.0892 | 445002.4615 | 3235.1937 | 9071.9771
1 | 3800 | 707 | 0.03 | 15 | 15 | 7 | 7.4989e-13 | 5spot_SharedNeighbor | CO2 | Porous | Wet | R600a | MinimizeLCOE_Brownfield | IgnoreSilica | 2019 | 6.4935 | 0.62508 | 0.043832 | 4 | 111773.4016 | 306642.3406 | 2278.652 | 6251.3189 | 71.7708 | 9.545 | 53.8168 | 459595.2166 | 0 | 312416.9422 | 0 | 0 | 0 | 310404.8665 | 422142.6399 | 1098328.5555 | 749631.8075 | 3352520.0282 | 961560.8286 | 15283055.5775 | 15283055.5775 | 12387543.6942 | 6495607.7911 | 0 | 19597136.4344 | 53763343.4972 | 749.8942 | 0.17533 | 111773.4016 | 306642.3406 | 2278.652 | 6251.3189
1 | 3800 | 707 | 0.03 | 15 | 15 | 7 | 1e-12 | 5spot_SharedNeighbor | CO2 | Porous | Wet | R600a | MinimizeLCOE_Brownfield | IgnoreSilica | 2019 | 8.5009 | 0.87851 | 0.06263 | 4 | 81347.5779 | 217729.0777 | 1658.3804 | 4438.7017 | 73.2091 | 9.6417 | 52.2391 | 567533.4844 | 0 | 397470.6559 | 0 | 0 | 0 | 369896.9986 | 520611.4442 | 1354524.1857 | 924490.5894 | 4134527.3583 | 961560.8286 | 15283055.5775 | 15283055.5775 | 12387543.6942 | 6495607.7911 | 0 | 20379143.7644 | 54545350.8273 | 1000 | 0.25052 | 81347.5779 | 217729.0777 | 1658.3804 | 4438.7017
1 | 3800 | 707 | 0.03 | 15 | 15 | 7 | 1.3335e-12 | 5spot_SharedNeighbor | CO2 | Porous | Wet | R600a | MinimizeLCOE_Brownfield | IgnoreSilica | 2019 | 11.0808 | 1.2072 | 0.087655 | 4 | 60770.1915 | 158214.7692 | 1238.8826 | 3225.4221 | 74.3365 | 9.7137 | 56.5582 | 695369.078 | 0 | 500829.8437 | 0 | 0 | 0 | 438393.1362 | 637490.9026 | 1658620.5611 | 1132042.6142 | 5062746.1358 | 961560.8286 | 15283055.5775 | 15283055.5775 | 12387543.6942 | 6495607.7911 | 0 | 21307362.5419 | 55473569.6047 | 1333.5214 | 0.35062 | 60770.1915 | 158214.7692 | 1238.8826 | 3225.4221
1 | 3800 | 707 | 0.03 | 15 | 15 | 7 | 1.7783e-12 | 5spot_SharedNeighbor | CO2 | Porous | Wet | R600a | MinimizeLCOE_Brownfield | IgnoreSilica | 2019 | 14.3406 | 1.6256 | 0.12063 | 4 | 46401.183 | 117211.283 | 945.9509 | 2389.5105 | 75.201 | 9.7649 | 51.8429 | 844473.4552 | 0 | 624500.2623 | 0 | 0 | 0 | 514775.0951 | 773662.0369 | 2012909.9202 | 1373852.3817 | 6144173.1514 | 961560.8286 | 15283055.5775 | 15283055.5775 | 12387543.6942 | 6495607.7911 | 0 | 22388789.5575 | 56554996.6203 | 1778.2794 | 0.4825 | 46401.183 | 117211.283 | 945.9509 | 2389.5105
1 | 3800 | 707 | 0.03 | 15 | 15 | 7 | 2.3714e-12 | 5spot_SharedNeighbor | CO2 | Porous | Wet | R600a | MinimizeLCOE_Brownfield | IgnoreSilica | 2019 | 18.4887 | 2.1605 | 0.1638 | 4 | 36116.3962 | 88262.5775 | 736.2816 | 1799.352 | 75.8619 | 9.7987 | 49.9566 | 1019883.3972 | 0 | 773745.1234 | 0 | 0 | 0 | 601676.3109 | 934168.8843 | 2430515.8125 | 1658876.9842 | 7418866.5125 | 961560.8286 | 15283055.5775 | 15283055.5775 | 12387543.6942 | 6495607.7911 | 0 | 23663482.9187 | 57829689.9815 | 2371.3737 | 0.6552 | 36116.3962 | 88262.5775 | 736.2816 | 1799.352
1 | 3800 | 707 | 0.03 | 15 | 15 | 7 | 3.1623e-12 | 5spot_SharedNeighbor | CO2 | Porous | Wet | R600a | MinimizeLCOE_Brownfield | IgnoreSilica | 2019 | 23.6561 | 2.8299 | 0.21958 | 4 | 28612.2151 | 67510.9338 | 583.2987 | 1376.3017 | 76.3454 | 9.8155 | 50.0117 | 1222181.7371 | 0 | 950368.0969 | 0 | 0 | 0 | 696626.8788 | 1118978.918 | 2911353.6104 | 1987058.6614 | 8886567.9025 | 961560.8286 | 15283055.5775 | 15283055.5775 | 12387543.6942 | 6495607.7911 | 0 | 25131184.3087 | 59297391.3715 | 3162.2777 | 0.87834 | 28612.2151 | 67510.9338 | 583.2987 | 1376.3017
1 | 3800 | 707 | 0.03 | 15 | 15 | 7 | 4.217e-12 | 5spot_SharedNeighbor | CO2 | Porous | Wet | R600a | MinimizeLCOE_Brownfield | IgnoreSilica | 2019 | 30.0091 | 3.6565 | 0.29061 | 4 | 23055.9205 | 52448.145 | 470.0261 | 1069.2264 | 76.6773 | 9.8146 | 58.5463 | 1452788.7368 | 0 | 1157120.6461 | 0 | 0 | 0 | 798311.1279 | 1329205.9992 | 3458321.3523 | 2360375.3843 | 10556123.2467 | 961560.8286 | 15283055.5775 | 15283055.5775 | 12387543.6942 | 6495607.7911 | 0 | 26800739.6528 | 60966946.7156 | 4216.965 | 1.1624 | 23055.9205 | 52448.145 | 470.0261 | 1069.2264
1 | 3800 | 707 | 0.03 | 15 | 15 | 7 | 5.6234e-12 | 5spot_SharedNeighbor | CO2 | Porous | Wet | R600a | MinimizeLCOE_Brownfield | IgnoreSilica | 2019 | 37.6339 | 4.6533 | 0.37905 | 4 | 18898.1149 | 41432.1342 | 385.2636 | 844.6501 | 76.871 | 9.7938 | 53.4327 | 1709735.5568 | 0 | 1394017.7487 | 0 | 0 | 0 | 902638.648 | 1562492.8619 | 4065285.9153 | 2774641.1704 | 12408811.9011 | 961560.8286 | 15283055.5775 | 15283055.5775 | 12387543.6942 | 6495607.7911 | 0 | 28653428.3073 | 62819635.3701 | 5623.4133 | 1.5162 | 18898.1149 | 41432.1342 | 385.2636 | 844.6501
1 | 3800 | 707 | 0.03 | 15 | 15 | 7 | 7.4989e-12 | 5spot_SharedNeighbor | CO2 | Porous | Wet | R600a | MinimizeLCOE_Brownfield | IgnoreSilica | 2019 | 46.4593 | 5.8136 | 0.48571 | 4 | 15766.6084 | 33352.2564 | 321.4236 | 679.9309 | 76.9325 | 9.7503 | 68.4971 | 1986193.4722 | 0 | 1656696.386 | 0 | 0 | 0 | 1002347.012 | 1811642.3794 | 4713521.8522 | 3217075.5173 | 14387476.6192 | 961560.8286 | 15283055.5775 | 15283055.5775 | 12387543.6942 | 6495607.7911 | 0 | 30632093.0254 | 64798300.0882 | 7498.9421 | 1.9428 | 15766.6084 | 33352.2564 | 321.4236 | 679.9309
1 | 3800 | 707 | 0.03 | 15 | 15 | 7 | 1e-11 | 5spot_SharedNeighbor | CO2 | Porous | Wet | R600a | MinimizeLCOE_Brownfield | IgnoreSilica | 2019 | 56.177 | 7.0997 | 0.60873 | 4 | 13402.966 | 27434.7801 | 273.2376 | 559.2951 | 76.8658 | 9.6823 | 74.4537 | 2269542.2927 | 0 | 1934945.0687 | 0 | 0 | 0 | 1087427.3165 | 2063846.7243 | 5369705.8235 | 3664934.561 | 16390401.7867 | 961560.8286 | 15283055.5775 | 15283055.5775 | 12387543.6942 | 6495607.7911 | 0 | 32635018.1928 | 66801225.2556 | 10000 | 2.4349 | 13402.966 | 27434.7801 | 273.2376 | 559.2951
1 | 3800 | 707 | 0.03 | 15 | 15 | 7 | 1.3335e-11 | 5spot_SharedNeighbor | CO2 | Porous | Wet | R600a | MinimizeLCOE_Brownfield | IgnoreSilica | 2019 | 66.2908 | 8.4477 | 0.74309 | 4 | 11621.7972 | 23116.4721 | 236.9261 | 471.2606 | 76.6806 | 9.591 | 71.7692 | 2544439.528 | 0 | 2214833.938 | 0 | 0 | 0 | 1149006.9648 | 2304229.368 | 5995132.1531 | 4091800.8822 | 18299442.8341 | 961560.8286 | 15283055.5775 | 15283055.5775 | 12387543.6942 | 6495607.7911 | 0 | 34544059.2403 | 68710266.3031 | 13335.2143 | 2.9724 | 11621.7972 | 23116.4721 | 236.9261 | 471.2606
1 | 3800 | 707 | 0.03 | 15 | 15 | 7 | 1.7783e-11 | 5spot_SharedNeighbor | CO2 | Porous | Wet | R600a | MinimizeLCOE_Brownfield | IgnoreSilica | 2019 | 76.1787 | 9.7749 | 0.88107 | 4 | 10284.4429 | 19978.9523 | 209.6623 | 407.298 | 76.3998 | 9.4823 | 74.3206 | 2795504.9945 | 0 | 2480609.905 | 0 | 0 | 0 | 1181439.628 | 2518446.2658 | 6552480.5791 | 4472202.6353 | 20000684.0077 | 961560.8286 | 15283055.5775 | 15283055.5775 | 12387543.6942 | 6495607.7911 | 0 | 36245300.4139 | 70411507.4767 | 17782.7941 | 3.5243 | 10284.4429 | 19978.9523 | 209.6623 | 407.298
1 | 3800 | 707 | 0.03 | 15 | 15 | 7 | 2.3714e-11 | 5spot_SharedNeighbor | CO2 | Porous | Wet | R600a | MinimizeLCOE_Brownfield | IgnoreSilica | 2019 | 85.2749 | 11.0044 | 1.0143 | 4 | 9283.9216 | 17705.2338 | 189.2653 | 360.9451 | 76.0606 | 9.3656 | 94.0453 | 3012040.0201 | 0 | 2719272.022 | 0 | 0 | 0 | 1184909.947 | 2697326.5757 | 7017890.4523 | 4789854.437 | 21421293.4541 | 961560.8286 | 15283055.5775 | 15283055.5775 | 12387543.6942 | 6495607.7911 | 0 | 37665909.8603 | 71832116.9231 | 23713.7371 | 4.0571 | 9283.9216 | 17705.2338 | 189.2653 | 360.9451
1 | 3800 | 707 | 0.03 | 15 | 15 | 7 | 3.1623e-11 | 5spot_SharedNeighbor | CO2 | Porous | Wet | R600a | MinimizeLCOE_Brownfield | IgnoreSilica | 2019 | 93.246 | 12.0884 | 1.1361 | 4 | 8537.1375 | 16055.5927 | 174.0411 | 327.315 | 75.7021 | 9.2504 | 93.5013 | 3190874.6117 | 0 | 2924402.3213 | 0 | 0 | 0 | 1165625.4572 | 2839551.9322 | 7387931.6553 | 5042415.1616 | 22550801.1393 | 961560.8286 | 15283055.5775 | 15283055.5775 | 12387543.6942 | 6495607.7911 | 0 | 38795417.5455 | 72961624.6083 | 31622.7766 | 4.5443 | 8537.1375 | 16055.5927 | 174.0411 | 327.315
1 | 3800 | 707 | 0.03 | 15 | 15 | 7 | 4.217e-11 | 5spot_SharedNeighbor | CO2 | Porous | Wet | R600a | MinimizeLCOE_Brownfield | IgnoreSilica | 2019 | 99.9519 | 13.0054 | 1.2424 | 4 | 7980.2173 | 14855.2551 | 162.6875 | 302.8445 | 75.357 | 9.1441 | 80.592 | 3333588.8498 | 0 | 3094371.9997 | 0 | 0 | 0 | 1131605.4952 | 2948230.8744 | 7670691.97 | 5235404.8865 | 23413894.0756 | 961560.8286 | 15283055.5775 | 15283055.5775 | 12387543.6942 | 6495607.7911 | 0 | 39658510.4818 | 73824717.5446 | 42169.6503 | 4.9696 | 7980.2173 | 14855.2551 | 162.6875 | 302.8445
1 | 3800 | 707 | 0.03 | 15 | 15 | 7 | 5.6234e-11 | 5spot_SharedNeighbor | CO2 | Porous | Wet | R600a | MinimizeLCOE_Brownfield | IgnoreSilica | 2019 | 105.4212 | 13.7568 | 1.3318 | 4 | 7564.7853 | 13978.1419 | 154.2184 | 284.9633 | 75.0464 | 9.0512 | 88.7515 | 3444802.2308 | 0 | 3231388.3701 | 0 | 0 | 0 | 1090579.4621 | 3029040.3246 | 7880941.5829 | 5378904.5675 | 24055656.5378 | 961560.8286 | 15283055.5775 | 15283055.5775 | 12387543.6942 | 6495607.7911 | 0 | 40300272.944 | 74466480.0068 | 56234.1325 | 5.3274 | 7564.7853 | 13978.1419 | 154.2184 | 284.9633
1 | 3800 | 707 | 0.03 | 15 | 15 | 7 | 7.4989e-11 | 5spot_SharedNeighbor | CO2 | Porous | Wet | R600a | MinimizeLCOE_Brownfield | IgnoreSilica | 2019 | 109.7861 | 14.3588 | 1.405 | 4 | 7254.6339 | 13334.1246 | 147.8955 | 271.8342 | 74.7798 | 8.973 | 88.2585 | 3530227.9741 | 0 | 3339772.3878 | 0 | 0 | 0 | 1048561.0905 | 3088238.9664 | 8034964.3057 | 5484028.2407 | 24525792.9651 | 961560.8286 | 15283055.5775 | 15283055.5775 | 12387543.6942 | 6495607.7911 | 0 | 40770409.3713 | 74936616.4341 | 74989.4209 | 5.6199 | 7254.6339 | 13334.1246 | 147.8955 | 271.8342
1 | 3800 | 707 | 0.03 | 15 | 15 | 7 | 1e-10 | 5spot_SharedNeighbor | CO2 | Porous | Wet | R600a | MinimizeLCOE_Brownfield | IgnoreSilica | 2019 | 113.1897 | 14.8299 | 1.4634 | 4 | 7022.8452 | 12859.7915 | 143.1702 | 262.1642 | 74.5604 | 8.9096 | 90.0474 | 3594784.0686 | 0 | 3423721.0253 | 0 | 0 | 0 | 1008986.58 | 3130721.7528 | 8145495.8015 | 5559468.2577 | 24863177.4859 | 961560.8286 | 15283055.5775 | 15283055.5775 | 12387543.6942 | 6495607.7911 | 0 | 41107793.8921 | 75274000.9549 | 100000 | 5.8534 | 7022.8452 | 12859.7915 | 143.1702 | 262.1642
1 | 3800 | 707 | 0.03 | 15 | 15 | 7 | 1.3335e-10 | 5spot_SharedNeighbor | CO2 | Porous | Wet | R600a | MinimizeLCOE_Brownfield | IgnoreSilica | 2019 | 115.8427 | 15.1978 | 1.5094 | 4 | 6849.4553 | 12508.3456 | 139.6354 | 254.9995 | 74.3824 | 8.8586 | 88.8009 | 3643855.0094 | 0 | 3488831.4853 | 0 | 0 | 0 | 974420.0996 | 3161771.5718 | 8226281.0613 | 5614605.8575 | 25109765.085 | 961560.8286 | 15283055.5775 | 15283055.5775 | 12387543.6942 | 6495607.7911 | 0 | 41354381.4912 | 75520588.554 | 133352.1432 | 6.0376 | 6849.4553 | 12508.3456 | 139.6354 | 254.9995
1 | 3800 | 707 | 0.03 | 15 | 15 | 7 | 1.7783e-10 | 5spot_SharedNeighbor | CO2 | Porous | Wet | R600a | MinimizeLCOE_Brownfield | IgnoreSilica | 2019 | 117.8714 | 15.4798 | 1.5451 | 4 | 6719.6506 | 12247.6678 | 136.9892 | 249.6853 | 74.2421 | 8.8188 | 87.833 | 3680634.3713 | 0 | 3538429.3599 | 0 | 0 | 0 | 945119.0424 | 3184031.2817 | 8284196.2603 | 5654134.1709 | 25286544.4865 | 961560.8286 | 15283055.5775 | 15283055.5775 | 12387543.6942 | 6495607.7911 | 0 | 41531160.8926 | 75697367.9555 | 177827.941 | 6.1806 | 6719.6506 | 12247.6678 | 136.9892 | 249.6853
1 | 3800 | 707 | 0.03 | 15 | 15 | 7 | 2.3714e-10 | 5spot_SharedNeighbor | CO2 | Porous | Wet | R600a | MinimizeLCOE_Brownfield | IgnoreSilica | 2019 | 119.4307 | 15.6967 | 1.5727 | 4 | 6622.4195 | 12053.4326 | 135.007 | 245.7255 | 74.1317 | 8.7876 | 96.8598 | 3708468.1204 | 0 | 3576446.5514 | 0 | 0 | 0 | 921279.1676 | 3200415.5974 | 8326824.8888 | 5683229.0858 | 25416663.4113 | 961560.8286 | 15283055.5775 | 15283055.5775 | 12387543.6942 | 6495607.7911 | 0 | 41661279.8175 | 75827486.8803 | 237137.3706 | 6.2909 | 6622.4195 | 12053.4326 | 135.007 | 245.7255
1 | 3800 | 707 | 0.03 | 15 | 15 | 7 | 3.1623e-10 | 5spot_SharedNeighbor | CO2 | Porous | Wet | R600a | MinimizeLCOE_Brownfield | IgnoreSilica | 2019 | 120.595 | 15.8592 | 1.5937 | 4 | 6549.5589 | 11909.0672 | 133.5216 | 242.7824 | 74.048 | 8.7641 | 95.8163 | 3729000.5969 | 0 | 3604771.8739 | 0 | 0 | 0 | 901916.2835 | 3211918.6142 | 8356753.3789 | 5703655.8952 | 25508016.6426 | 961560.8286 | 15283055.5775 | 15283055.5775 | 12387543.6942 | 6495607.7911 | 0 | 41752633.0488 | 75918840.1116 | 316227.766 | 6.3749 | 6549.5589 | 11909.0672 | 133.5216 | 242.7824
1 | 3800 | 707 | 0.03 | 15 | 15 | 7 | 4.217e-10 | 5spot_SharedNeighbor | CO2 | Porous | Wet | R600a | MinimizeLCOE_Brownfield | IgnoreSilica | 2019 | 121.477 | 15.9823 | 1.6097 | 4 | 6494.946 | 11801.2628 | 132.4083 | 240.5847 | 73.9837 | 8.7461 | 101.1965 | 3744412.9716 | 0 | 3626196.0512 | 0 | 0 | 0 | 886678.0261 | 3220341.9491 | 8378669.1686 | 5718613.872 | 25574912.0386 | 961560.8286 | 15283055.5775 | 15283055.5775 | 12387543.6942 | 6495607.7911 | 0 | 41819528.4448 | 75985735.5076 | 421696.5034 | 6.4388 | 6494.946 | 11801.2628 | 132.4083 | 240.5847
1 | 3800 | 707 | 0.03 | 15 | 15 | 7 | 5.6234e-10 | 5spot_SharedNeighbor | CO2 | Porous | Wet | R600a | MinimizeLCOE_Brownfield | IgnoreSilica | 2019 | 122.1567 | 16.0771 | 1.6219 | 4 | 6454.0036 | 11720.3936 | 131.5736 | 238.9361 | 73.9337 | 8.7321 | 94.8263 | 3756208.403 | 0 | 3642688.6865 | 0 | 0 | 0 | 874996.6368 | 3226818.5532 | 8395519.964 | 5730114.8861 | 25626347.1295 | 961560.8286 | 15283055.5775 | 15283055.5775 | 12387543.6942 | 6495607.7911 | 0 | 41870963.5357 | 76037170.5985 | 562341.3252 | 6.4876 | 6454.0036 | 11720.3936 | 131.5736 | 238.9361
1 | 3800 | 707 | 0.03 | 15 | 15 | 7 | 7.4989e-10 | 5spot_SharedNeighbor | CO2 | Porous | Wet | R600a | MinimizeLCOE_Brownfield | IgnoreSilica | 2019 | 122.6561 | 16.147 | 1.631 | 4 | 6423.3066 | 11660.1746 | 130.9478 | 237.7084 | 73.8967 | 8.7218 | 89.8034 | 3764826.1094 | 0 | 3654792.8012 | 0 | 0 | 0 | 865823.2374 | 3231322.4377 | 8407238.1476 | 5738112.7872 | 25662115.5205 | 961560.8286 | 15283055.5775 | 15283055.5775 | 12387543.6942 | 6495607.7911 | 0 | 41906731.9266 | 76072938.9895 | 749894.2093 | 6.5242 | 6423.3066 | 11660.1746 | 130.9478 | 237.7084
1 | 3800 | 707 | 0.03 | 15 | 15 | 7 | 1e-09 | 5spot_SharedNeighbor | CO2 | Porous | Wet | R600a | MinimizeLCOE_Brownfield | IgnoreSilica | 2019 | 123.0434 | 16.201 | 1.638 | 4 | 6400.2896 | 11614.8623 | 130.4786 | 236.7847 | 73.8678 | 8.7137 | 98.3519 | 3771483.4026 | 0 | 3664174.8276 | 0 | 0 | 0 | 858942.3488 | 3234894.2258 | 8416531.2075 | 5744455.4916 | 25690481.5039 | 961560.8286 | 15283055.5775 | 15283055.5775 | 12387543.6942 | 6495607.7911 | 0 | 41935097.9101 | 76101304.9729 | 1000000 | 6.5521 | 6400.2896 | 11614.8623 | 130.4786 | 236.7847
1 | 3800 | 707 | 0.03 | 15 | 15 | 7 | 1.3335e-09 | 5spot_SharedNeighbor | CO2 | Porous | Wet | R600a | MinimizeLCOE_Brownfield | IgnoreSilica | 2019 | 123.3212 | 16.24 | 1.6432 | 4 | 6383.0305 | 11581.208 | 130.1267 | 236.0986 | 73.8471 | 8.708 | 92.7161 | 3776243.8914 | 0 | 3670901.4457 | 0 | 0 | 0 | 853533.2549 | 3237264.6509 | 8422698.5673 | 5748664.8413 | 25709306.6514 | 961560.8286 | 15283055.5775 | 15283055.5775 | 12387543.6942 | 6495607.7911 | 0 | 41953923.0576 | 76120130.1204 | 1333521.4322 | 6.5727 | 6383.0305 | 11581.208 | 130.1267 | 236.0986
1 | 3800 | 707 | 0.03 | 15 | 15 | 7 | 1.7783e-09 | 5spot_SharedNeighbor | CO2 | Porous | Wet | R600a | MinimizeLCOE_Brownfield | IgnoreSilica | 2019 | 123.5381 | 16.2703 | 1.6471 | 4 | 6370.0885 | 11555.8296 | 129.8629 | 235.5812 | 73.8308 | 8.7034 | 94.9846 | 3779952.0529 | 0 | 3676150.8621 | 0 | 0 | 0 | 849530.1107 | 3239196.8801 | 8427725.8313 | 5752096.0523 | 25724651.7894 | 961560.8286 | 15283055.5775 | 15283055.5775 | 12387543.6942 | 6495607.7911 | 0 | 41969268.1955 | 76135475.2583 | 1778279.41 | 6.5885 | 6370.0885 | 11555.8296 | 129.8629 | 235.5812
1 | 3800 | 707 | 0.03 | 15 | 15 | 7 | 2.3714e-09 | 5spot_SharedNeighbor | CO2 | Porous | Wet | R600a | MinimizeLCOE_Brownfield | IgnoreSilica | 2019 | 123.7085 | 16.294 | 1.6501 | 4 | 6360.3836 | 11536.6598 | 129.665 | 235.1904 | 73.818 | 8.6999 | 99.2057 | 3782860.6812 | 0 | 3680274.352 | 0 | 0 | 0 | 846593.5292 | 3240794.1393 | 8431881.5723 | 5754932.4309 | 25737336.7049 | 961560.8286 | 15283055.5775 | 15283055.5775 | 12387543.6942 | 6495607.7911 | 0 | 41981953.111 | 76148160.1739 | 2371373.7057 | 6.6005 | 6360.3836 | 11536.6598 | 129.665 | 235.1904
1 | 3800 | 707 | 0.03 | 15 | 15 | 7 | 3.1623e-09 | 5spot_SharedNeighbor | CO2 | Porous | Wet | R600a | MinimizeLCOE_Brownfield | IgnoreSilica | 2019 | 123.8204 | 16.3098 | 1.6523 | 4 | 6353.1061 | 11522.6213 | 129.5167 | 234.9042 | 73.8096 | 8.6975 | 90.1094 | 3784767.1286 | 0 | 3682980.632 | 0 | 0 | 0 | 844178.9379 | 3241651.4125 | 8434112.0211 | 5756454.7581 | 25744144.8902 | 961560.8286 | 15283055.5775 | 15283055.5775 | 12387543.6942 | 6495607.7911 | 0 | 41988761.2964 | 76154968.3592 | 3162277.6602 | 6.6092 | 6353.1061 | 11522.6213 | 129.5167 | 234.9042
1 | 3800 | 707 | 0.03 | 15 | 15 | 7 | 4.217e-09 | 5spot_SharedNeighbor | CO2 | Porous | Wet | R600a | MinimizeLCOE_Brownfield | IgnoreSilica | 2019 | 123.913 | 16.3227 | 1.654 | 4 | 6347.6488 | 11511.922 | 129.4054 | 234.6861 | 73.8026 | 8.6956 | 87.6222 | 3786344.164 | 0 | 3685220.73 | 0 | 0 | 0 | 842465.6494 | 3242471.9119 | 8436246.7924 | 5757911.7833 | 25750661.0311 | 961560.8286 | 15283055.5775 | 15283055.5775 | 12387543.6942 | 6495607.7911 | 0 | 41995277.4372 | 76161484.5 | 4216965.0343 | 6.6159 | 6347.6488 | 11511.922 | 129.4054 | 234.6861
1 | 3800 | 707 | 0.03 | 15 | 15 | 7 | 5.6234e-09 | 5spot_SharedNeighbor | CO2 | Porous | Wet | R600a | MinimizeLCOE_Brownfield | IgnoreSilica | 2019 | 123.9861 | 16.3329 | 1.6553 | 4 | 6343.5565 | 11503.8266 | 129.322 | 234.5211 | 73.7971 | 8.6941 | 83.4261 | 3787589.2574 | 0 | 3686990.3296 | 0 | 0 | 0 | 841220.8603 | 3243162.1744 | 8438042.7138 | 5759137.5366 | 25756142.8722 | 961560.8286 | 15283055.5775 | 15283055.5775 | 12387543.6942 | 6495607.7911 | 0 | 42000759.2783 | 76166966.3411 | 5623413.2519 | 6.621 | 6343.5565 | 11503.8266 | 129.322 | 234.5211
1 | 3800 | 707 | 0.03 | 15 | 15 | 7 | 7.4989e-09 | 5spot_SharedNeighbor | CO2 | Porous | Wet | R600a | MinimizeLCOE_Brownfield | IgnoreSilica | 2019 | 124.0445 | 16.341 | 1.6562 | 4 | 6340.4877 | 11497.6873 | 129.2594 | 234.3959 | 73.7927 | 8.6928 | 88.8347 | 3788581.7482 | 0 | 3688401.5172 | 0 | 0 | 0 | 840326.8209 | 3243750.9337 | 8439574.5446 | 5760183.0426 | 25760818.6071 | 961560.8286 | 15283055.5775 | 15283055.5775 | 12387543.6942 | 6495607.7911 | 0 | 42005435.0132 | 76171642.076 | 7498942.0933 | 6.625 | 6340.4877 | 11497.6873 | 129.2594 | 234.3959
1 | 3800 | 707 | 0.03 | 15 | 15 | 7 | 1e-08 | 5spot_SharedNeighbor | CO2 | Porous | Wet | R600a | MinimizeLCOE_Brownfield | IgnoreSilica | 2019 | 124.0787 | 16.3458 | 1.6569 | 4 | 6338.1864 | 11493.2776 | 129.2125 | 234.306 | 73.7901 | 8.6921 | 80.6554 | 3789163.9356 | 0 | 3689229.9323 | 0 | 0 | 0 | 839538.627 | 3243993.673 | 8440206.1026 | 5760614.0939 | 25762746.3643 | 961560.8286 | 15283055.5775 | 15283055.5775 | 12387543.6942 | 6495607.7911 | 0 | 42007362.7705 | 76173569.8333 | 10000000 | 6.6277 | 6338.1864 | 11493.2776 | 129.2125 | 234.306
1 | 3900 | 707 | 0.03 | 15 | 15 | 7 | 1e-13 | 5spot_SharedNeighbor | CO2 | Porous | Wet | R600a | MinimizeLCOE_Brownfield | IgnoreSilica | 2019 | 0.55509 | -0.025 | 5.0854e-05 | 4 | 83974198.732 | 256771581.397 | 1711927.6247 | 5234635.996 | 40.6743 | 7.0103 | 43.5968 | 47012.0004 | 0 | 12777.0405 | 0 | 0 | 0 | 50295.1987 | 42932.8534 | 111702.4779 | 76239.2364 | 340958.8074 | 961560.8286 | 15779296.4433 | 15779296.4433 | 12703572.8692 | 6667130.9763 | 0 | 17081816.0794 | 52231816.3682 | 100 | 0.00020342 | 83974198.732 | 256771581.397 | 1711927.6247 | 5234635.996
1 | 3900 | 707 | 0.03 | 15 | 15 | 7 | 1.3335e-13 | 5spot_SharedNeighbor | CO2 | Porous | Wet | R600a | MinimizeLCOE_Brownfield | IgnoreSilica | 2019 | 1.0109 | -0.0037581 | 0.0012139 | 4 | 3582234.9061 | 10821546.0863 | 73028.7039 | 220611.8542 | 51.2604 | 8.0761 | 36.0308 | 87839.55 | 0 | 39227.794 | 0 | 0 | 0 | 83586.7651 | 82155.1025 | 213750.7245 | 145889.2616 | 652449.1977 | 961560.8286 | 15779296.4433 | 15779296.4433 | 12703572.8692 | 6667130.9763 | 0 | 17393306.4696 | 52543306.7584 | 133.3521 | 0.0048554 | 3582234.9061 | 10821546.0863 | 73028.7039 | 220611.8542
1 | 3900 | 707 | 0.03 | 15 | 15 | 7 | 1.7783e-13 | 5spot_SharedNeighbor | CO2 | Porous | Wet | R600a | MinimizeLCOE_Brownfield | IgnoreSilica | 2019 | 1.5153 | 0.036908 | 0.0035788 | 4 | 1237901.5151 | 3693338.4481 | 25236.2968 | 75293.6999 | 57.8802 | 8.6928 | 138.2102 | 131948.0208 | 0 | 68745.6427 | 0 | 0 | 0 | 115688.2297 | 123388.9383 | 321032.707 | 219111.4191 | 979914.9575 | 961560.8286 | 15779296.4433 | 15779296.4433 | 12703572.8692 | 6667130.9763 | 0 | 17720772.2294 | 52870772.5182 | 177.8279 | 0.014315 | 1237901.5151 | 3693338.4481 | 25236.2968 | 75293.6999
1 | 3900 | 707 | 0.03 | 15 | 15 | 7 | 2.3714e-13 | 5spot_SharedNeighbor | CO2 | Porous | Wet | R600a | MinimizeLCOE_Brownfield | IgnoreSilica | 2019 | 2.1182 | 0.09743 | 0.0074237 | 4 | 608921.9963 | 1792630.2008 | 12413.6985 | 36545.1914 | 62.6715 | 9.1083 | 196.679 | 181541.6376 | 0 | 102728.6685 | 0 | 0 | 0 | 148684.5184 | 168852.3815 | 439319.2604 | 299844.4223 | 1340970.8886 | 961560.8286 | 15779296.4433 | 15779296.4433 | 12703572.8692 | 6667130.9763 | 0 | 18081828.1606 | 53231828.4494 | 237.1374 | 0.029695 | 608921.9963 | 1792630.2008 | 12413.6985 | 36545.1914
1 | 3900 | 707 | 0.03 | 15 | 15 | 7 | 3.1623e-13 | 5spot_SharedNeighbor | CO2 | Porous | Wet | R600a | MinimizeLCOE_Brownfield | IgnoreSilica | 2019 | 2.9009 | 0.18477 | 0.013152 | 4 | 351945.795 | 1020077.0541 | 7174.8911 | 20795.6505 | 66.5146 | 9.4203 | 44.214 | 241277.8742 | 0 | 144647.2757 | 0 | 0 | 0 | 187101.2469 | 223480.2948 | 581449.8849 | 396851.494 | 1774808.0706 | 961560.8286 | 15779296.4433 | 15779296.4433 | 12703572.8692 | 6667130.9763 | 0 | 18515665.3425 | 53665665.6313 | 316.2278 | 0.052609 | 351945.795 | 1020077.0541 | 7174.8911 | 20795.6505
1 | 3900 | 707 | 0.03 | 15 | 15 | 7 | 4.217e-13 | 5spot_SharedNeighbor | CO2 | Porous | Wet | R600a | MinimizeLCOE_Brownfield | IgnoreSilica | 2019 | 3.8802 | 0.30181 | 0.021282 | 4 | 223339.3222 | 636252.7193 | 4553.0742 | 12970.8723 | 69.4957 | 9.648 | 46.2155 | 310190.8852 | 0 | 194225.5307 | 0 | 0 | 0 | 228912.8703 | 285998.4216 | 744109.2267 | 507869.8372 | 2271306.7717 | 961560.8286 | 15779296.4433 | 15779296.4433 | 12703572.8692 | 6667130.9763 | 0 | 19012164.0437 | 54162164.3325 | 421.6965 | 0.085127 | 223339.3222 | 636252.7193 | 4553.0742 | 12970.8723
1 | 3900 | 707 | 0.03 | 15 | 15 | 7 | 5.6234e-13 | 5spot_SharedNeighbor | CO2 | Porous | Wet | R600a | MinimizeLCOE_Brownfield | IgnoreSilica | 2019 | 5.1519 | 0.45942 | 0.032528 | 4 | 150688.8492 | 420836.657 | 3071.996 | 8579.3245 | 71.8978 | 9.8218 | 34.5099 | 392567.2918 | 0 | 255017.9134 | 0 | 0 | 0 | 277707.1885 | 360864.0335 | 938894.1919 | 640814.5783 | 2865865.1974 | 961560.8286 | 15779296.4433 | 15779296.4433 | 12703572.8692 | 6667130.9763 | 0 | 19606722.4693 | 54756722.7581 | 562.3413 | 0.13011 | 150688.8492 | 420836.657 | 3071.996 | 8579.3245
1 | 3900 | 707 | 0.03 | 15 | 15 | 7 | 7.4989e-13 | 5spot_SharedNeighbor | CO2 | Porous | Wet | R600a | MinimizeLCOE_Brownfield | IgnoreSilica | 2019 | 6.7714 | 0.66519 | 0.047792 | 4 | 106201.1113 | 290071.3491 | 2165.0533 | 5913.4968 | 73.7862 | 9.9521 | 47.0269 | 489091.1495 | 0 | 328107.8371 | 0 | 0 | 0 | 332637.7353 | 448436.3215 | 1166739.3216 | 796323.5611 | 3561335.926 | 961560.8286 | 15779296.4433 | 15779296.4433 | 12703572.8692 | 6667130.9763 | 0 | 20302193.198 | 55452193.4868 | 749.8942 | 0.19117 | 106201.1113 | 290071.3491 | 2165.0533 | 5913.4968
1 | 3900 | 707 | 0.03 | 15 | 15 | 7 | 1e-12 | 5spot_SharedNeighbor | CO2 | Porous | Wet | R600a | MinimizeLCOE_Brownfield | IgnoreSilica | 2019 | 8.8519 | 0.93339 | 0.068276 | 4 | 77356.2539 | 206062.2238 | 1577.0119 | 4200.8572 | 75.2791 | 10.0505 | 42.1771 | 603307.9655 | 0 | 416841.2163 | 0 | 0 | 0 | 395742.6312 | 552197.8071 | 1436705.4226 | 980580.9723 | 4385376.015 | 961560.8286 | 15779296.4433 | 15779296.4433 | 12703572.8692 | 6667130.9763 | 0 | 21126233.2869 | 56276233.5757 | 1000 | 0.2731 | 77356.2539 | 206062.2238 | 1577.0119 | 4200.8572
1 | 3900 | 707 | 0.03 | 15 | 15 | 7 | 1.3335e-12 | 5spot_SharedNeighbor | CO2 | Porous | Wet | R600a | MinimizeLCOE_Brownfield | IgnoreSilica | 2019 | 11.5218 | 1.2808 | 0.095525 | 4 | 57846.3111 | 149838.2185 | 1179.2753 | 3054.6548 | 76.4505 | 10.1237 | 57.3392 | 738445.1028 | 0 | 524545.0893 | 0 | 0 | 0 | 468269.5968 | 675191.3177 | 1756709.3078 | 1198990.1993 | 5362150.6136 | 961560.8286 | 15779296.4433 | 15779296.4433 | 12703572.8692 | 6667130.9763 | 0 | 22103007.8856 | 57253008.1744 | 1333.5214 | 0.3821 | 57846.3111 | 149838.2185 | 1179.2753 | 3054.6548
1 | 3900 | 707 | 0.03 | 15 | 15 | 7 | 1.7783e-12 | 5spot_SharedNeighbor | CO2 | Porous | Wet | R600a | MinimizeLCOE_Brownfield | IgnoreSilica | 2019 | 14.9271 | 1.7267 | 0.13147 | 4 | 44219.7425 | 111059.3957 | 901.4793 | 2264.096 | 77.3572 | 10.1759 | 55.2869 | 897561.0759 | 0 | 654633.4301 | 0 | 0 | 0 | 550849.7481 | 820187.2591 | 2133959.0046 | 1456470.8691 | 6513661.387 | 961560.8286 | 15779296.4433 | 15779296.4433 | 12703572.8692 | 6667130.9763 | 0 | 23254518.6589 | 58404518.9477 | 1778.2794 | 0.52589 | 44219.7425 | 111059.3957 | 901.4793 | 2264.096
1 | 3900 | 707 | 0.03 | 15 | 15 | 7 | 2.3714e-12 | 5spot_SharedNeighbor | CO2 | Porous | Wet | R600a | MinimizeLCOE_Brownfield | IgnoreSilica | 2019 | 19.2197 | 2.2919 | 0.17842 | 4 | 34463.3822 | 83714.7688 | 702.5827 | 1706.6388 | 78.0435 | 10.2096 | 50.0401 | 1083007.7103 | 0 | 810165.0136 | 0 | 0 | 0 | 642996.3286 | 989105.9305 | 2573450.7377 | 1756433.0076 | 7855158.7284 | 961560.8286 | 15779296.4433 | 15779296.4433 | 12703572.8692 | 6667130.9763 | 0 | 24596016.0003 | 59746016.2891 | 2371.3737 | 0.71369 | 34463.3822 | 83714.7688 | 702.5827 | 1706.6388
1 | 3900 | 707 | 0.03 | 15 | 15 | 7 | 3.1623e-12 | 5spot_SharedNeighbor | CO2 | Porous | Wet | R600a | MinimizeLCOE_Brownfield | IgnoreSilica | 2019 | 24.5593 | 2.9984 | 0.23899 | 4 | 27342.3638 | 64111.0983 | 557.4111 | 1306.9915 | 78.5453 | 10.2254 | 52.038 | 1296639.7151 | 0 | 994013.3054 | 0 | 0 | 0 | 743572.4579 | 1183347.9365 | 3078828.5928 | 2101363.7782 | 9397765.7859 | 961560.8286 | 15779296.4433 | 15779296.4433 | 12703572.8692 | 6667130.9763 | 0 | 26138623.0578 | 61288623.3466 | 3162.2777 | 0.95598 | 27342.3638 | 64111.0983 | 557.4111 | 1306.9915
1 | 3900 | 707 | 0.03 | 15 | 15 | 7 | 4.217e-12 | 5spot_SharedNeighbor | CO2 | Porous | Wet | R600a | MinimizeLCOE_Brownfield | IgnoreSilica | 2019 | 31.1345 | 3.872 | 0.31604 | 4 | 22068.166 | 49873.1339 | 449.8894 | 1016.7313 | 78.8897 | 10.2225 | 53.427 | 1540596.6829 | 0 | 1209622.4462 | 0 | 0 | 0 | 851969.8282 | 1404853.6934 | 3655141.135 | 2494708.9303 | 11156892.7159 | 961560.8286 | 15779296.4433 | 15779296.4433 | 12703572.8692 | 6667130.9763 | 0 | 27897749.9879 | 63047750.2767 | 4216.965 | 1.2642 | 22068.166 | 49873.1339 | 449.8894 | 1016.7313
1 | 3900 | 707 | 0.03 | 15 | 15 | 7 | 5.6234e-12 | 5spot_SharedNeighbor | CO2 | Porous | Wet | R600a | MinimizeLCOE_Brownfield | IgnoreSilica | 2019 | 38.9808 | 4.92 | 0.41164 | 4 | 18120.733 | 39468.1818 | 369.4157 | 804.6123 | 79.088 | 10.1984 | 63.346 | 1810901.9024 | 0 | 1455332.9797 | 0 | 0 | 0 | 962072.3585 | 1649039.8238 | 4290463.357 | 2928329.4014 | 13096139.8228 | 961560.8286 | 15779296.4433 | 15779296.4433 | 12703572.8692 | 6667130.9763 | 0 | 29836997.0947 | 64986997.3835 | 5623.4133 | 1.6466 | 18120.733 | 39468.1818 | 369.4157 | 804.6123
1 | 3900 | 707 | 0.03 | 15 | 15 | 7 | 7.4989e-12 | 5spot_SharedNeighbor | CO2 | Porous | Wet | R600a | MinimizeLCOE_Brownfield | IgnoreSilica | 2019 | 48.0166 | 6.1339 | 0.52643 | 4 | 15147.8239 | 31840.5235 | 308.8089 | 649.1121 | 79.1477 | 10.1502 | 65.0863 | 2100331.7032 | 0 | 1726532.2935 | 0 | 0 | 0 | 1066529.684 | 1908423.5355 | 4965326.5678 | 3388937.4098 | 15156081.1937 | 961560.8286 | 15779296.4433 | 15779296.4433 | 12703572.8692 | 6667130.9763 | 0 | 31896938.4656 | 67046938.7544 | 7498.9421 | 2.1057 | 15147.8239 | 31840.5235 | 308.8089 | 649.1121
1 | 3900 | 707 | 0.03 | 15 | 15 | 7 | 1e-11 | 5spot_SharedNeighbor | CO2 | Porous | Wet | R600a | MinimizeLCOE_Brownfield | IgnoreSilica | 2019 | 57.9233 | 7.4739 | 0.65816 | 4 | 12904.7108 | 26256.3454 | 263.08 | 535.2711 | 79.0736 | 10.0761 | 76.7074 | 2395764.2506 | 0 | 2012721.9919 | 0 | 0 | 0 | 1155331.7382 | 2169889.0125 | 5645606.105 | 3853242.1723 | 17232555.2705 | 961560.8286 | 15779296.4433 | 15779296.4433 | 12703572.8692 | 6667130.9763 | 0 | 33973412.5425 | 69123412.8313 | 10000 | 2.6326 | 12904.7108 | 26256.3454 | 263.08 | 535.2711
1 | 3900 | 707 | 0.03 | 15 | 15 | 7 | 1.3335e-11 | 5spot_SharedNeighbor | CO2 | Porous | Wet | R600a | MinimizeLCOE_Brownfield | IgnoreSilica | 2019 | 68.1667 | 8.8694 | 0.80111 | 4 | 11215.3884 | 22184.5619 | 228.6409 | 452.2623 | 78.8767 | 9.978 | 70.862 | 2680571.8972 | 0 | 2298875.9595 | 0 | 0 | 0 | 1218986.1926 | 2417389.2792 | 6289551.0299 | 4292747.8152 | 19198122.1737 | 961560.8286 | 15779296.4433 | 15779296.4433 | 12703572.8692 | 6667130.9763 | 0 | 35938979.4456 | 71088979.7344 | 13335.2143 | 3.2044 | 11215.3884 | 22184.5619 | 228.6409 | 452.2623
1 | 3900 | 707 | 0.03 | 15 | 15 | 7 | 1.7783e-11 | 5spot_SharedNeighbor | CO2 | Porous | Wet | R600a | MinimizeLCOE_Brownfield | IgnoreSilica | 2019 | 78.0935 | 10.2318 | 0.94678 | 4 | 9947.8117 | 19229.2251 | 202.7996 | 392.0138 | 78.5837 | 9.8628 | 77.0314 | 2938508.7828 | 0 | 2568380.3042 | 0 | 0 | 0 | 1251642.3827 | 2635827.2732 | 6857881.8823 | 4680645.3 | 20932885.9252 | 961560.8286 | 15779296.4433 | 15779296.4433 | 12703572.8692 | 6667130.9763 | 0 | 37673743.1972 | 72823743.486 | 17782.7941 | 3.7871 | 9947.8117 | 19229.2251 | 202.7996 | 392.0138
1 | 3900 | 707 | 0.03 | 15 | 15 | 7 | 2.3714e-11 | 5spot_SharedNeighbor | CO2 | Porous | Wet | R600a | MinimizeLCOE_Brownfield | IgnoreSilica | 2019 | 87.1728 | 11.4867 | 1.0865 | 4 | 8999.9967 | 17087.7887 | 183.4771 | 348.3577 | 78.2337 | 9.7403 | 79.8906 | 3159828.8716 | 0 | 2809144.7152 | 0 | 0 | 0 | 1254728.1453 | 2817243.6755 | 7329890.1475 | 5002800.6399 | 22373636.1949 | 961560.8286 | 15779296.4433 | 15779296.4433 | 12703572.8692 | 6667130.9763 | 0 | 39114493.4668 | 74264493.7556 | 23713.7371 | 4.3461 | 8999.9967 | 17087.7887 | 183.4771 | 348.3577
1 | 3900 | 707 | 0.03 | 15 | 15 | 7 | 3.1623e-11 | 5spot_SharedNeighbor | CO2 | Porous | Wet | R600a | MinimizeLCOE_Brownfield | IgnoreSilica | 2019 | 95.1117 | 12.5907 | 1.2137 | 4 | 8292.8182 | 15533.115 | 169.0603 | 316.6636 | 77.866 | 9.62 | 88.712 | 3342346.4594 | 0 | 3015741.4006 | 0 | 0 | 0 | 1235380.1616 | 2961452.5284 | 7705092.0015 | 5258883.6148 | 23518896.1663 | 961560.8286 | 15779296.4433 | 15779296.4433 | 12703572.8692 | 6667130.9763 | 0 | 40259753.4382 | 75409753.727 | 31622.7766 | 4.8548 | 8292.8182 | 15533.115 | 169.0603 | 316.6636
1 | 3900 | 707 | 0.03 | 15 | 15 | 7 | 4.217e-11 | 5spot_SharedNeighbor | CO2 | Porous | Wet | R600a | MinimizeLCOE_Brownfield | IgnoreSilica | 2019 | 101.7398 | 13.5178 | 1.324 | 4 | 7765.5686 | 14402.4534 | 158.3116 | 293.6135 | 77.5157 | 9.5102 | 94.5354 | 3487017.1619 | 0 | 3185709.8942 | 0 | 0 | 0 | 1200968.6835 | 3070741.3384 | 7989439.067 | 5452956.3298 | 24386832.4748 | 961560.8286 | 15779296.4433 | 15779296.4433 | 12703572.8692 | 6667130.9763 | 0 | 41127689.7468 | 76277690.0356 | 42169.6503 | 5.2962 | 7765.5686 | 14402.4534 | 158.3116 | 293.6135
1 | 3900 | 707 | 0.03 | 15 | 15 | 7 | 5.6234e-11 | 5spot_SharedNeighbor | CO2 | Porous | Wet | R600a | MinimizeLCOE_Brownfield | IgnoreSilica | 2019 | 107.1339 | 14.2758 | 1.4165 | 4 | 7372.3435 | 13575.8052 | 150.2952 | 276.7612 | 77.2019 | 9.4147 | 79.6842 | 3599618.5106 | 0 | 3322485.9953 | 0 | 0 | 0 | 1159975.4214 | 3152011.1716 | 8200886.5022 | 5597273.5491 | 25032251.1501 | 961560.8286 | 15779296.4433 | 15779296.4433 | 12703572.8692 | 6667130.9763 | 0 | 41773108.4221 | 76923108.7109 | 56234.1325 | 5.6662 | 7372.3435 | 13575.8052 | 150.2952 | 276.7612
1 | 3900 | 707 | 0.03 | 15 | 15 | 7 | 7.4989e-11 | 5spot_SharedNeighbor | CO2 | Porous | Wet | R600a | MinimizeLCOE_Brownfield | IgnoreSilica | 2019 | 111.4381 | 14.8828 | 1.492 | 4 | 7078.8201 | 12968.401 | 144.3113 | 264.3784 | 76.933 | 9.3344 | 97.97 | 3686170.5545 | 0 | 3430696.7753 | 0 | 0 | 0 | 1118403.2866 | 3211755.5404 | 8356329.0944 | 5703366.3124 | 25506721.5636 | 961560.8286 | 15779296.4433 | 15779296.4433 | 12703572.8692 | 6667130.9763 | 0 | 42247578.8355 | 77397579.1243 | 74989.4209 | 5.9682 | 7078.8201 | 12968.401 | 144.3113 | 264.3784
1 | 3900 | 707 | 0.03 | 15 | 15 | 7 | 1e-10 | 5spot_SharedNeighbor | CO2 | Porous | Wet | R600a | MinimizeLCOE_Brownfield | IgnoreSilica | 2019 | 114.8 | 15.3586 | 1.5522 | 4 | 6859.4951 | 12520.6466 | 139.8401 | 255.2503 | 76.7116 | 9.2692 | 93.4931 | 3751736.8554 | 0 | 3514675.8556 | 0 | 0 | 0 | 1079574.8508 | 3254935.1491 | 8468673.579 | 5780043.7315 | 25849640.0214 | 961560.8286 | 15779296.4433 | 15779296.4433 | 12703572.8692 | 6667130.9763 | 0 | 42590497.2933 | 77740497.5821 | 100000 | 6.209 | 6859.4951 | 12520.6466 | 139.8401 | 255.2503
1 | 3900 | 707 | 0.03 | 15 | 15 | 7 | 1.3335e-10 | 5spot_SharedNeighbor | CO2 | Porous | Wet | R600a | MinimizeLCOE_Brownfield | IgnoreSilica | 2019 | 117.4085 | 15.7286 | 1.5996 | 4 | 6695.4572 | 12189.0517 | 136.496 | 248.4903 | 76.5329 | 9.2172 | 107.9887 | 3801374.7394 | 0 | 3579520.2815 | 0 | 0 | 0 | 1045633.2015 | 3286346.0068 | 8550398.1873 | 5835822.456 | 26099094.8724 | 961560.8286 | 15779296.4433 | 15779296.4433 | 12703572.8692 | 6667130.9763 | 0 | 42839952.1444 | 77989952.4332 | 133352.1432 | 6.3984 | 6695.4572 | 12189.0517 | 136.496 | 248.4903
1 | 3900 | 707 | 0.03 | 15 | 15 | 7 | 1.7783e-10 | 5spot_SharedNeighbor | CO2 | Porous | Wet | R600a | MinimizeLCOE_Brownfield | IgnoreSilica | 2019 | 119.3964 | 16.0113 | 1.6363 | 4 | 6572.6752 | 11943.1689 | 133.9929 | 243.4777 | 76.3926 | 9.1767 | 105.9845 | 3838477.1925 | 0 | 3628760.016 | 0 | 0 | 0 | 1016875.2143 | 3308803.8449 | 8608828.8754 | 5875702.6012 | 26277447.7443 | 961560.8286 | 15779296.4433 | 15779296.4433 | 12703572.8692 | 6667130.9763 | 0 | 43018305.0163 | 78168305.3051 | 177827.941 | 6.545 | 6572.6752 | 11943.1689 | 133.9929 | 243.4777
1 | 3900 | 707 | 0.03 | 15 | 15 | 7 | 2.3714e-10 | 5spot_SharedNeighbor | CO2 | Porous | Wet | R600a | MinimizeLCOE_Brownfield | IgnoreSilica | 2019 | 120.9071 | 16.2265 | 1.6644 | 4 | 6480.7199 | 11760.2891 | 132.1182 | 239.7494 | 76.2836 | 9.1454 | 84.4702 | 3866249.9392 | 0 | 3666076.7609 | 0 | 0 | 0 | 993320.9463 | 3325002.5821 | 8650974.6668 | 5904467.9698 | 26406092.8651 | 961560.8286 | 15779296.4433 | 15779296.4433 | 12703572.8692 | 6667130.9763 | 0 | 43146950.1371 | 78296950.4259 | 237137.3706 | 6.6577 | 6480.7199 | 11760.2891 | 132.1182 | 239.7494
1 | 3900 | 707 | 0.03 | 15 | 15 | 7 | 3.1623e-10 | 5spot_SharedNeighbor | CO2 | Porous | Wet | R600a | MinimizeLCOE_Brownfield | IgnoreSilica | 2019 | 122.0714 | 16.3924 | 1.6861 | 4 | 6411.8234 | 11623.5653 | 130.7137 | 236.9621 | 76.1983 | 9.1209 | 84.2158 | 3887406.9436 | 0 | 3694779.9715 | 0 | 0 | 0 | 974734.4592 | 3337199.336 | 8682708.1186 | 5926126.7028 | 26502955.5317 | 961560.8286 | 15779296.4433 | 15779296.4433 | 12703572.8692 | 6667130.9763 | 0 | 43243812.8037 | 78393813.0925 | 316227.766 | 6.7444 | 6411.8234 | 11623.5653 | 130.7137 | 236.9621
1 | 3900 | 707 | 0.03 | 15 | 15 | 7 | 4.217e-10 | 5spot_SharedNeighbor | CO2 | Porous | Wet | R600a | MinimizeLCOE_Brownfield | IgnoreSilica | 2019 | 122.9339 | 16.5156 | 1.7025 | 4 | 6360.1886 | 11521.8665 | 129.661 | 234.8888 | 76.1342 | 9.1027 | 85.7864 | 3902940.0045 | 0 | 3716011.6753 | 0 | 0 | 0 | 959862.5861 | 3345737.5637 | 8704922.8356 | 5941288.7036 | 26570763.3688 | 961560.8286 | 15779296.4433 | 15779296.4433 | 12703572.8692 | 6667130.9763 | 0 | 43311620.6408 | 78461620.9296 | 421696.5034 | 6.8098 | 6360.1886 | 11521.8665 | 129.661 | 234.8888
1 | 3900 | 707 | 0.03 | 15 | 15 | 7 | 5.6234e-10 | 5spot_SharedNeighbor | CO2 | Porous | Wet | R600a | MinimizeLCOE_Brownfield | IgnoreSilica | 2019 | 123.5964 | 16.6102 | 1.7149 | 4 | 6321.4834 | 11445.6178 | 128.872 | 233.3344 | 76.0846 | 9.0885 | 102.8342 | 3914790.2945 | 0 | 3732301.4783 | 0 | 0 | 0 | 948456.1227 | 3352263.6793 | 8721902.4496 | 5952877.639 | 26622591.6634 | 961560.8286 | 15779296.4433 | 15779296.4433 | 12703572.8692 | 6667130.9763 | 0 | 43363448.9354 | 78513449.2242 | 562341.3252 | 6.8597 | 6321.4834 | 11445.6178 | 128.872 | 233.3344
1 | 3900 | 707 | 0.03 | 15 | 15 | 7 | 7.4989e-10 | 5spot_SharedNeighbor | CO2 | Porous | Wet | R600a | MinimizeLCOE_Brownfield | IgnoreSilica | 2019 | 124.0982 | 16.6818 | 1.7244 | 4 | 6292.4664 | 11388.5304 | 128.2804 | 232.1706 | 76.0467 | 9.0778 | 85.257 | 3923718.6312 | 0 | 3744628.5196 | 0 | 0 | 0 | 939699.6756 | 3357138.2623 | 8734585.1147 | 5961533.8186 | 26661304.022 | 961560.8286 | 15779296.4433 | 15779296.4433 | 12703572.8692 | 6667130.9763 | 0 | 43402161.294 | 78552161.5828 | 749894.2093 | 6.8975 | 6292.4664 | 11388.5304 | 128.2804 | 232.1706
1 | 3900 | 707 | 0.03 | 15 | 15 | 7 | 1e-09 | 5spot_SharedNeighbor | CO2 | Porous | Wet | R600a | MinimizeLCOE_Brownfield | IgnoreSilica | 2019 | 124.466 | 16.7344 | 1.7314 | 4 | 6270.7107 | 11345.9969 | 127.8369 | 231.3035 | 76.0188 | 9.0699 | 91.9137 | 3930237.554 | 0 | 3753659.0951 | 0 | 0 | 0 | 932871.32 | 3360539.508 | 8743434.4583 | 5967573.6774 | 26688315.6128 | 961560.8286 | 15779296.4433 | 15779296.4433 | 12703572.8692 | 6667130.9763 | 0 | 43429172.8847 | 78579173.1735 | 1000000 | 6.9257 | 6270.7107 | 11345.9969 | 127.8369 | 231.3035
1 | 3900 | 707 | 0.03 | 15 | 15 | 7 | 1.3335e-09 | 5spot_SharedNeighbor | CO2 | Porous | Wet | R600a | MinimizeLCOE_Brownfield | IgnoreSilica | 2019 | 124.7561 | 16.7758 | 1.7368 | 4 | 6254.3983 | 11313.8774 | 127.5044 | 230.6487 | 75.9968 | 9.0636 | 90.0034 | 3935363.222 | 0 | 3760776.9545 | 0 | 0 | 0 | 927845.8473 | 3363354.5493 | 8750758.6183 | 5972572.5671 | 26710671.7585 | 961560.8286 | 15779296.4433 | 15779296.4433 | 12703572.8692 | 6667130.9763 | 0 | 43451529.0304 | 78601529.3192 | 1333521.4322 | 6.9474 | 6254.3983 | 11313.8774 | 127.5044 | 230.6487
1 | 3900 | 707 | 0.03 | 15 | 15 | 7 | 1.7783e-09 | 5spot_SharedNeighbor | CO2 | Porous | Wet | R600a | MinimizeLCOE_Brownfield | IgnoreSilica | 2019 | 124.9601 | 16.8051 | 1.7408 | 4 | 6242.1668 | 11290.0926 | 127.255 | 230.1638 | 75.9812 | 9.0592 | 109.0524 | 3938959.6502 | 0 | 3765781.1974 | 0 | 0 | 0 | 923854.8957 | 3365152.3399 | 8755436.1008 | 5975765.045 | 26724949.229 | 961560.8286 | 15779296.4433 | 15779296.4433 | 12703572.8692 | 6667130.9763 | 0 | 43465806.5009 | 78615806.7897 | 1778279.41 | 6.9633 | 6242.1668 | 11290.0926 | 127.255 | 230.1638
1 | 3900 | 707 | 0.03 | 15 | 15 | 7 | 2.3714e-09 | 5spot_SharedNeighbor | CO2 | Porous | Wet | R600a | MinimizeLCOE_Brownfield | IgnoreSilica | 2019 | 125.1233 | 16.8283 | 1.7439 | 4 | 6232.9951 | 11272.0737 | 127.068 | 229.7965 | 75.9687 | 9.0557 | 115.6953 | 3941831.839 | 0 | 3769782.951 | 0 | 0 | 0 | 920963.84 | 3366705.6657 | 8759477.5358 | 5978523.4075 | 26737285.2389 | 961560.8286 | 15779296.4433 | 15779296.4433 | 12703572.8692 | 6667130.9763 | 0 | 43478142.5108 | 78628142.7996 | 2371373.7057 | 6.9755 | 6232.9951 | 11272.0737 | 127.068 | 229.7965
1 | 3900 | 707 | 0.03 | 15 | 15 | 7 | 3.1623e-09 | 5spot_SharedNeighbor | CO2 | Porous | Wet | R600a | MinimizeLCOE_Brownfield | IgnoreSilica | 2019 | 125.2307 | 16.8439 | 1.7461 | 4 | 6226.1176 | 11258.8661 | 126.9278 | 229.5272 | 75.9604 | 9.0534 | 103.7591 | 3943719.6589 | 0 | 3772416.5275 | 0 | 0 | 0 | 918590.1429 | 3367543.2685 | 8761656.8064 | 5980010.8044 | 26743937.2086 | 961560.8286 | 15779296.4433 | 15779296.4433 | 12703572.8692 | 6667130.9763 | 0 | 43484794.4806 | 78634794.7694 | 3162277.6602 | 6.9843 | 6226.1176 | 11258.8661 | 126.9278 | 229.5272
1 | 3900 | 707 | 0.03 | 15 | 15 | 7 | 4.217e-09 | 5spot_SharedNeighbor | CO2 | Porous | Wet | R600a | MinimizeLCOE_Brownfield | IgnoreSilica | 2019 | 125.3233 | 16.8571 | 1.7478 | 4 | 6220.9603 | 11248.7303 | 126.8227 | 229.3206 | 75.9533 | 9.0513 | 101.6282 | 3945346.3446 | 0 | 3774687.0468 | 0 | 0 | 0 | 916954.2302 | 3368425.1724 | 8763951.3396 | 5981576.8705 | 26750941.004 | 961560.8286 | 15779296.4433 | 15779296.4433 | 12703572.8692 | 6667130.9763 | 0 | 43491798.276 | 78641798.5648 | 4216965.0343 | 6.9912 | 6220.9603 | 11248.7303 | 126.8227 | 229.3206
1 | 3900 | 707 | 0.03 | 15 | 15 | 7 | 5.6234e-09 | 5spot_SharedNeighbor | CO2 | Porous | Wet | R600a | MinimizeLCOE_Brownfield | IgnoreSilica | 2019 | 125.4035 | 16.8684 | 1.7492 | 4 | 6217.093 | 11240.9218 | 126.7439 | 229.1614 | 75.9472 | 9.0496 | 85.7613 | 3946754.871 | 0 | 3776653.9661 | 0 | 0 | 0 | 915858.7114 | 3369314.3439 | 8766264.7815 | 5983155.8421 | 26758002.516 | 961560.8286 | 15779296.4433 | 15779296.4433 | 12703572.8692 | 6667130.9763 | 0 | 43498859.7879 | 78648860.0767 | 5623413.2519 | 6.9967 | 6217.093 | 11240.9218 | 126.7439 | 229.1614
1 | 3900 | 707 | 0.03 | 15 | 15 | 7 | 7.4989e-09 | 5spot_SharedNeighbor | CO2 | Porous | Wet | R600a | MinimizeLCOE_Brownfield | IgnoreSilica | 2019 | 125.4398 | 16.8738 | 1.75 | 4 | 6214.193 | 11235.5359 | 126.6847 | 229.0516 | 75.9444 | 9.0488 | 103.0753 | 3947390.6643 | 0 | 3777543.0025 | 0 | 0 | 0 | 914732.1617 | 3369469.6731 | 8766668.9162 | 5983431.6723 | 26759236.0901 | 961560.8286 | 15779296.4433 | 15779296.4433 | 12703572.8692 | 6667130.9763 | 0 | 43500093.3621 | 78650093.6509 | 7498942.0933 | 7.0001 | 6214.193 | 11235.5359 | 126.6847 | 229.0516
1 | 3900 | 707 | 0.03 | 15 | 15 | 7 | 1e-08 | 5spot_SharedNeighbor | CO2 | Porous | Wet | R600a | MinimizeLCOE_Brownfield | IgnoreSilica | 2019 | 125.4741 | 16.8787 | 1.7507 | 4 | 6212.0184 | 11231.3599 | 126.6404 | 228.9665 | 75.9417 | 9.0481 | 95.8244 | 3947991.2786 | 0 | 3778382.6916 | 0 | 0 | 0 | 913975.074 | 3369736.1272 | 8767362.1751 | 5983904.8358 | 26761352.1822 | 961560.8286 | 15779296.4433 | 15779296.4433 | 12703572.8692 | 6667130.9763 | 0 | 43502209.4541 | 78652209.7429 | 10000000 | 7.0029 | 6212.0184 | 11231.3599 | 126.6404 | 228.9665
1 | 4000 | 707 | 0.03 | 15 | 15 | 7 | 1e-13 | 5spot_SharedNeighbor | CO2 | Porous | Wet | R600a | MinimizeLCOE_Brownfield | IgnoreSilica | 2019 | 0.5699 | -0.026019 | 3.4521e-05 | 4 | 127459747.7018 | 389236351.5508 | 2598439.359 | 7935109.5075 | 41.2397 | 7.3139 | 32.7001 | 49247.2289 | 0 | 13159.8206 | 0 | 0 | 0 | 52982.3913 | 45001.8819 | 117085.6656 | 79913.3726 | 357390.3609 | 961560.8286 | 16281397.4 | 16281397.4 | 13025169.1305 | 6840998.1979 | 0 | 17600348.5895 | 53747913.3178 | 100 | 0.00013809 | 127459747.7018 | 389236351.5508 | 2598439.359 | 7935109.5075
1 | 4000 | 707 | 0.03 | 15 | 15 | 7 | 1.3335e-13 | 5spot_SharedNeighbor | CO2 | Porous | Wet | R600a | MinimizeLCOE_Brownfield | IgnoreSilica | 2019 | 1.0498 | -0.0034811 | 0.0012995 | 4 | 3450112.423 | 10404008.3844 | 70335.2084 | 212099.7834 | 52.3722 | 8.4319 | 41.4143 | 93065.2887 | 0 | 41181.0446 | 0 | 0 | 0 | 88960.5178 | 87050.672 | 226487.9919 | 154582.7083 | 691328.2233 | 961560.8286 | 16281397.4 | 16281397.4 | 13025169.1305 | 6840998.1979 | 0 | 17934286.4519 | 54081851.1802 | 133.3521 | 0.0051982 | 3450112.423 | 10404008.3844 | 70335.2084 | 212099.7834
1 | 4000 | 707 | 0.03 | 15 | 15 | 7 | 1.7783e-13 | 5spot_SharedNeighbor | CO2 | Porous | Wet | R600a | MinimizeLCOE_Brownfield | IgnoreSilica | 2019 | 1.5736 | 0.039458 | 0.0038742 | 4 | 1179602.0949 | 3512158.2183 | 24047.7842 | 71600.0958 | 59.2315 | 9.0658 | 151.6885 | 139779.8361 | 0 | 72043.7994 | 0 | 0 | 0 | 123088.0258 | 130615.5479 | 339834.8628 | 231944.2768 | 1037306.3489 | 961560.8286 | 16281397.4 | 16281397.4 | 13025169.1305 | 6840998.1979 | 0 | 18280264.5774 | 54427829.3058 | 177.8279 | 0.015497 | 1179602.0949 | 3512158.2183 | 24047.7842 | 71600.0958
1 | 4000 | 707 | 0.03 | 15 | 15 | 7 | 2.3714e-13 | 5spot_SharedNeighbor | CO2 | Porous | Wet | R600a | MinimizeLCOE_Brownfield | IgnoreSilica | 2019 | 2.2154 | 0.10475 | 0.0080646 | 4 | 578851.2433 | 1699418.6301 | 11800.6655 | 34644.9474 | 64.3066 | 9.5007 | 211.7767 | 193584.9156 | 0 | 108443.281 | 0 | 0 | 0 | 159600.5069 | 180035.1944 | 468414.6455 | 319702.6205 | 1429781.1639 | 961560.8286 | 16281397.4 | 16281397.4 | 13025169.1305 | 6840998.1979 | 0 | 18672739.3925 | 54820304.1208 | 237.1374 | 0.032258 | 578851.2433 | 1699418.6301 | 11800.6655 | 34644.9474
1 | 4000 | 707 | 0.03 | 15 | 15 | 7 | 3.1623e-13 | 5spot_SharedNeighbor | CO2 | Porous | Wet | R600a | MinimizeLCOE_Brownfield | IgnoreSilica | 2019 | 3.0176 | 0.19629 | 0.014297 | 4 | 334396.2346 | 966481.1291 | 6817.1195 | 19703.0251 | 68.2285 | 9.8145 | 45.2494 | 255983.0738 | 0 | 151665.4505 | 0 | 0 | 0 | 199482.0774 | 236780.9347 | 616055.4216 | 420470.4839 | 1880437.4418 | 961560.8286 | 16281397.4 | 16281397.4 | 13025169.1305 | 6840998.1979 | 0 | 19123395.6704 | 55270960.3987 | 316.2278 | 0.057188 | 334396.2346 | 966481.1291 | 6817.1195 | 19703.0251
1 | 4000 | 707 | 0.03 | 15 | 15 | 7 | 4.217e-13 | 5spot_SharedNeighbor | CO2 | Porous | Wet | R600a | MinimizeLCOE_Brownfield | IgnoreSilica | 2019 | 4.0434 | 0.32111 | 0.023151 | 4 | 212230.6504 | 602580.9275 | 4326.6089 | 12284.4273 | 71.3496 | 10.0491 | 55.0201 | 329593.3859 | 0 | 203927.0139 | 0 | 0 | 0 | 244657.3578 | 303489.3255 | 789616.9706 | 538929.8075 | 2410213.8611 | 961560.8286 | 16281397.4 | 16281397.4 | 13025169.1305 | 6840998.1979 | 0 | 19653172.0897 | 55800736.818 | 421.6965 | 0.092603 | 212230.6504 | 602580.9275 | 4326.6089 | 12284.4273
1 | 4000 | 707 | 0.03 | 15 | 15 | 7 | 5.6234e-13 | 5spot_SharedNeighbor | CO2 | Porous | Wet | R600a | MinimizeLCOE_Brownfield | IgnoreSilica | 2019 | 5.3487 | 0.48642 | 0.035376 | 4 | 143260.7504 | 398711.1908 | 2920.5642 | 8128.2669 | 73.8197 | 10.225 | 56.8475 | 415859.588 | 0 | 266739.3197 | 0 | 0 | 0 | 295423.1634 | 381428.6077 | 992398.9956 | 677332.7062 | 3029182.3806 | 961560.8286 | 16281397.4 | 16281397.4 | 13025169.1305 | 6840998.1979 | 0 | 20272140.6092 | 56419705.3375 | 562.3413 | 0.14151 | 143260.7504 | 398711.1908 | 2920.5642 | 8128.2669
1 | 4000 | 707 | 0.03 | 15 | 15 | 7 | 7.4989e-13 | 5spot_SharedNeighbor | CO2 | Porous | Wet | R600a | MinimizeLCOE_Brownfield | IgnoreSilica | 2019 | 7.0466 | 0.70617 | 0.052 | 4 | 101035.7458 | 274820.8081 | 2059.7503 | 5602.5939 | 75.8059 | 10.3596 | 55.3355 | 519134.2719 | 0 | 343886.0186 | 0 | 0 | 0 | 355037.8271 | 475042.6659 | 1235963.572 | 843570.5344 | 3772634.8898 | 961560.8286 | 16281397.4 | 16281397.4 | 13025169.1305 | 6840998.1979 | 0 | 21015593.1184 | 57163157.8467 | 749.8942 | 0.208 | 101035.7458 | 274820.8081 | 2059.7503 | 5602.5939
1 | 4000 | 707 | 0.03 | 15 | 15 | 7 | 1e-12 | 5spot_SharedNeighbor | CO2 | Porous | Wet | R600a | MinimizeLCOE_Brownfield | IgnoreSilica | 2019 | 9.2197 | 0.9918 | 0.074303 | 4 | 73657.4988 | 195279.5382 | 1501.6077 | 3981.0375 | 77.3659 | 10.4605 | 48.8401 | 640834.9425 | 0 | 437165.5154 | 0 | 0 | 0 | 422992.4272 | 585387.2251 | 1523057.4804 | 1039518.0261 | 4648955.6166 | 961560.8286 | 16281397.4 | 16281397.4 | 13025169.1305 | 6840998.1979 | 0 | 21891913.8452 | 58039478.5735 | 1000 | 0.29721 | 73657.4988 | 195279.5382 | 1501.6077 | 3981.0375
1 | 4000 | 707 | 0.03 | 15 | 15 | 7 | 1.3335e-12 | 5spot_SharedNeighbor | CO2 | Porous | Wet | R600a | MinimizeLCOE_Brownfield | IgnoreSilica | 2019 | 11.9776 | 1.3581 | 0.10391 | 4 | 55136.3232 | 142106.0584 | 1124.0285 | 2897.0242 | 78.5775 | 10.5345 | 49.3576 | 783269.5607 | 0 | 549152.0341 | 0 | 0 | 0 | 499382.9865 | 714403.7867 | 1858732.1086 | 1268622.8573 | 5673563.3338 | 961560.8286 | 16281397.4 | 16281397.4 | 13025169.1305 | 6840998.1979 | 0 | 22916521.5624 | 59064086.2907 | 1333.5214 | 0.41563 | 55136.3232 | 142106.0584 | 1124.0285 | 2897.0242
1 | 4000 | 707 | 0.03 | 15 | 15 | 7 | 1.7783e-12 | 5spot_SharedNeighbor | CO2 | Porous | Wet | R600a | MinimizeLCOE_Brownfield | IgnoreSilica | 2019 | 15.5191 | 1.8313 | 0.14299 | 4 | 42196.7538 | 105395.5458 | 860.2379 | 2148.6308 | 79.5228 | 10.5875 | 62.2014 | 952167.6483 | 0 | 685360.6348 | 0 | 0 | 0 | 587718.3702 | 867846.1948 | 2257957.7792 | 1541102.5807 | 6892153.2081 | 961560.8286 | 16281397.4 | 16281397.4 | 13025169.1305 | 6840998.1979 | 0 | 24135111.4367 | 60282676.165 | 1778.2794 | 0.57197 | 42196.7538 | 105395.5458 | 860.2379 | 2148.6308
1 | 4000 | 707 | 0.03 | 15 | 15 | 7 | 2.3714e-12 | 5spot_SharedNeighbor | CO2 | Porous | Wet | R600a | MinimizeLCOE_Brownfield | IgnoreSilica | 2019 | 19.9554 | 2.4277 | 0.19393 | 4 | 32929.1314 | 79527.4132 | 671.3049 | 1621.2739 | 80.234 | 10.6208 | 62.0867 | 1147824.6055 | 0 | 847220.2446 | 0 | 0 | 0 | 685094.6601 | 1045254.409 | 2719537.561 | 1856140.2663 | 8301071.7465 | 961560.8286 | 16281397.4 | 16281397.4 | 13025169.1305 | 6840998.1979 | 0 | 25544029.9751 | 61691594.7034 | 2371.3737 | 0.77573 | 32929.1314 | 79527.4132 | 671.3049 | 1621.2739
1 | 4000 | 707 | 0.03 | 15 | 15 | 7 | 3.1623e-12 | 5spot_SharedNeighbor | CO2 | Porous | Wet | R600a | MinimizeLCOE_Brownfield | IgnoreSilica | 2019 | 25.4996 | 3.1762 | 0.25967 | 4 | 26162.4524 | 60964.1896 | 533.357 | 1242.8375 | 80.7563 | 10.6356 | 62.0725 | 1374304.9779 | 0 | 1039479.2095 | 0 | 0 | 0 | 792678.9633 | 1250520.6287 | 3253598.1589 | 2220647.5982 | 9931229.5366 | 961560.8286 | 16281397.4 | 16281397.4 | 13025169.1305 | 6840998.1979 | 0 | 27174187.7652 | 63321752.4935 | 3162.2777 | 1.0387 | 26162.4524 | 60964.1896 | 533.357 | 1242.8375
1 | 4000 | 707 | 0.03 | 15 | 15 | 7 | 4.217e-12 | 5spot_SharedNeighbor | CO2 | Porous | Wet | R600a | MinimizeLCOE_Brownfield | IgnoreSilica | 2019 | 32.2601 | 4.0936 | 0.34294 | 4 | 21149.1727 | 47500.7164 | 431.1545 | 968.3664 | 81.1105 | 10.6305 | 59.6468 | 1630455.1859 | 0 | 1262809.2782 | 0 | 0 | 0 | 906323.2313 | 1481839.2012 | 3855441.6346 | 2631418.137 | 11768286.6683 | 961560.8286 | 16281397.4 | 16281397.4 | 13025169.1305 | 6840998.1979 | 0 | 29011244.8969 | 65158809.6252 | 4216.965 | 1.3717 | 21149.1727 | 47500.7164 | 431.1545 | 968.3664
1 | 4000 | 707 | 0.03 | 15 | 15 | 7 | 5.6234e-12 | 5spot_SharedNeighbor | CO2 | Porous | Wet | R600a | MinimizeLCOE_Brownfield | IgnoreSilica | 2019 | 40.3381 | 5.1953 | 0.44609 | 4 | 17396.3893 | 37654.3819 | 354.6489 | 767.6355 | 81.3134 | 10.6028 | 61.0227 | 1914725.1841 | 0 | 1517760.6326 | 0 | 0 | 0 | 1022581.7833 | 1737476.364 | 4520557.0937 | 3085373.1046 | 13798474.1621 | 961560.8286 | 16281397.4 | 16281397.4 | 13025169.1305 | 6840998.1979 | 0 | 31041432.3907 | 67188997.119 | 5623.4133 | 1.7844 | 17396.3893 | 37654.3819 | 354.6489 | 767.6355
1 | 4000 | 707 | 0.03 | 15 | 15 | 7 | 7.4989e-12 | 5spot_SharedNeighbor | CO2 | Porous | Wet | R600a | MinimizeLCOE_Brownfield | IgnoreSilica | 2019 | 49.5823 | 6.4639 | 0.56936 | 4 | 14570.2993 | 30442.3843 | 297.0353 | 620.6092 | 81.3708 | 10.5496 | 70.5709 | 2217249.6908 | 0 | 1797514.4452 | 0 | 0 | 0 | 1131692.208 | 2007117.9742 | 5222109.2523 | 3564196.8683 | 15939880.4387 | 961560.8286 | 16281397.4 | 16281397.4 | 13025169.1305 | 6840998.1979 | 0 | 33182838.6673 | 69330403.3956 | 7498.9421 | 2.2774 | 14570.2993 | 30442.3843 | 297.0353 | 620.6092
1 | 4000 | 707 | 0.03 | 15 | 15 | 7 | 1e-11 | 5spot_SharedNeighbor | CO2 | Porous | Wet | R600a | MinimizeLCOE_Brownfield | IgnoreSilica | 2019 | 59.6749 | 7.8585 | 0.71013 | 4 | 12438.798 | 25164.5399 | 253.5817 | 513.0132 | 81.2886 | 10.4692 | 70.4557 | 2524800.0917 | 0 | 2091634.5333 | 0 | 0 | 0 | 1224075.2242 | 2277798.8412 | 5926365.344 | 4044866.1219 | 18089540.1564 | 961560.8286 | 16281397.4 | 16281397.4 | 13025169.1305 | 6840998.1979 | 0 | 35332498.3849 | 71480063.1133 | 10000 | 2.8405 | 12438.798 | 25164.5399 | 253.5817 | 513.0132
1 | 4000 | 707 | 0.03 | 15 | 15 | 7 | 1.3335e-11 | 5spot_SharedNeighbor | CO2 | Porous | Wet | R600a | MinimizeLCOE_Brownfield | IgnoreSilica | 2019 | 70.0233 | 9.2992 | 0.86179 | 4 | 10834.5042 | 21320.6411 | 220.876 | 434.6501 | 81.08 | 10.3642 | 75.3786 | 2818878.8988 | 0 | 2383420.5149 | 0 | 0 | 0 | 1289093.5235 | 2531643.2455 | 6586816.4134 | 4495637.5477 | 20105490.1439 | 961560.8286 | 16281397.4 | 16281397.4 | 13025169.1305 | 6840998.1979 | 0 | 37348448.3725 | 73496013.1008 | 13335.2143 | 3.4472 | 10834.5042 | 21320.6411 | 220.876 | 434.6501
1 | 4000 | 707 | 0.03 | 15 | 15 | 7 | 1.7783e-11 | 5spot_SharedNeighbor | CO2 | Porous | Wet | R600a | MinimizeLCOE_Brownfield | IgnoreSilica | 2019 | 79.987 | 10.6969 | 1.0153 | 4 | 9631.478 | 18532.0643 | 196.3507 | 377.8012 | 80.7748 | 10.2422 | 85.3558 | 3083600.1786 | 0 | 2656615.4116 | 0 | 0 | 0 | 1321829.7754 | 2754197.6926 | 7165857.4325 | 4890844.9413 | 21872945.432 | 961560.8286 | 16281397.4 | 16281397.4 | 13025169.1305 | 6840998.1979 | 0 | 39115903.6606 | 75263468.3889 | 17782.7941 | 4.0613 | 9631.478 | 18532.0643 | 196.3507 | 377.8012
1 | 4000 | 707 | 0.03 | 15 | 15 | 7 | 2.3714e-11 | 5spot_SharedNeighbor | CO2 | Porous | Wet | R600a | MinimizeLCOE_Brownfield | IgnoreSilica | 2019 | 89.0681 | 11.9797 | 1.1618 | 4 | 8732.3792 | 16510.9043 | 178.0214 | 336.5971 | 80.4133 | 10.1136 | 80.0067 | 3310067.7284 | 0 | 2899962.5115 | 0 | 0 | 0 | 1324793.5029 | 2938581.2597 | 7645585.6518 | 5218269.3084 | 23337259.9627 | 961560.8286 | 16281397.4 | 16281397.4 | 13025169.1305 | 6840998.1979 | 0 | 40580218.1913 | 76727782.9196 | 23713.7371 | 4.6471 | 8732.3792 | 16510.9043 | 178.0214 | 336.5971
1 | 4000 | 707 | 0.03 | 15 | 15 | 7 | 3.1623e-11 | 5spot_SharedNeighbor | CO2 | Porous | Wet | R600a | MinimizeLCOE_Brownfield | IgnoreSilica | 2019 | 96.9339 | 13.0981 | 1.2941 | 4 | 8061.7797 | 15044.8316 | 164.3503 | 306.7092 | 80.0385 | 9.9889 | 91.0389 | 3495210.6255 | 0 | 3106922.3193 | 0 | 0 | 0 | 1304423.1118 | 3083556.8621 | 8022782.4307 | 5475713.8606 | 24488609.21 | 961560.8286 | 16281397.4 | 16281397.4 | 13025169.1305 | 6840998.1979 | 0 | 41731567.4386 | 77879132.1669 | 31622.7766 | 5.1765 | 8061.7797 | 15044.8316 | 164.3503 | 306.7092
1 | 4000 | 707 | 0.03 | 15 | 15 | 7 | 4.217e-11 | 5spot_SharedNeighbor | CO2 | Porous | Wet | R600a | MinimizeLCOE_Brownfield | IgnoreSilica | 2019 | 103.5038 | 14.0375 | 1.4086 | 4 | 7561.9149 | 13977.3478 | 154.1599 | 284.9471 | 79.6824 | 9.8753 | 101.2324 | 3642158.1711 | 0 | 3277348.717 | 0 | 0 | 0 | 1269820.6477 | 3193837.739 | 8309710.6506 | 5671548.2665 | 25364424.1918 | 961560.8286 | 16281397.4 | 16281397.4 | 13025169.1305 | 6840998.1979 | 0 | 42607382.4204 | 78754947.1487 | 42169.6503 | 5.6345 | 7561.9149 | 13977.3478 | 154.1599 | 284.9471
1 | 4000 | 707 | 0.03 | 15 | 15 | 7 | 5.6234e-11 | 5spot_SharedNeighbor | CO2 | Porous | Wet | R600a | MinimizeLCOE_Brownfield | IgnoreSilica | 2019 | 108.8387 | 14.8038 | 1.5043 | 4 | 7189.1728 | 13196.5694 | 146.561 | 269.0299 | 79.3647 | 9.7768 | 103.0351 | 3756369.2342 | 0 | 3414241.4344 | 0 | 0 | 0 | 1228947.5626 | 3275827.7102 | 8523031.7372 | 5817144.2914 | 26015561.9701 | 961560.8286 | 16281397.4 | 16281397.4 | 13025169.1305 | 6840998.1979 | 0 | 43258520.1987 | 79406084.927 | 56234.1325 | 6.0172 | 7189.1728 | 13196.5694 | 146.561 | 269.0299
1 | 4000 | 707 | 0.03 | 15 | 15 | 7 | 7.4989e-11 | 5spot_SharedNeighbor | CO2 | Porous | Wet | R600a | MinimizeLCOE_Brownfield | IgnoreSilica | 2019 | 113.0628 | 15.4132 | 1.582 | 4 | 6910.9764 | 12623.3051 | 140.8896 | 257.3431 | 79.095 | 9.6949 | 99.9855 | 3843553.6054 | 0 | 3521742.0926 | 0 | 0 | 0 | 1187326.0063 | 3335522.4647 | 8678345.2434 | 5923148.9508 | 26489638.3632 | 961560.8286 | 16281397.4 | 16281397.4 | 13025169.1305 | 6840998.1979 | 0 | 43732596.5918 | 79880161.3201 | 74989.4209 | 6.328 | 6910.9764 | 12623.3051 | 140.8896 | 257.3431
1 | 4000 | 707 | 0.03 | 15 | 15 | 7 | 1e-10 | 5spot_SharedNeighbor | CO2 | Porous | Wet | R600a | MinimizeLCOE_Brownfield | IgnoreSilica | 2019 | 116.3755 | 15.8924 | 1.644 | 4 | 6703.1311 | 12200.1386 | 136.6524 | 248.7163 | 78.8723 | 9.6282 | 101.56 | 3909918.784 | 0 | 3605529.4614 | 0 | 0 | 0 | 1148973.002 | 3379124.2865 | 8791788.2397 | 6000576.1268 | 26835909.9002 | 961560.8286 | 16281397.4 | 16281397.4 | 13025169.1305 | 6840998.1979 | 0 | 44078868.1288 | 80226432.8571 | 100000 | 6.5759 | 6703.1311 | 12200.1386 | 136.6524 | 248.7163
1 | 4000 | 707 | 0.03 | 15 | 15 | 7 | 1.3335e-10 | 5spot_SharedNeighbor | CO2 | Porous | Wet | R600a | MinimizeLCOE_Brownfield | IgnoreSilica | 2019 | 118.9313 | 16.2632 | 1.6925 | 4 | 6547.7 | 11886.9484 | 133.4837 | 242.3315 | 78.6937 | 9.5753 | 104.0197 | 3959910.3864 | 0 | 3669873.4794 | 0 | 0 | 0 | 1115388.8239 | 3410617.349 | 8873726.7283 | 6056500.8289 | 27086017.5959 | 961560.8286 | 16281397.4 | 16281397.4 | 13025169.1305 | 6840998.1979 | 0 | 44328975.8245 | 80476540.5528 | 133352.1432 | 6.7702 | 6547.7 | 11886.9484 | 133.4837 | 242.3315
1 | 4000 | 707 | 0.03 | 15 | 15 | 7 | 1.7783e-10 | 5spot_SharedNeighbor | CO2 | Porous | Wet | R600a | MinimizeLCOE_Brownfield | IgnoreSilica | 2019 | 120.8922 | 16.5482 | 1.7302 | 4 | 6431.3758 | 11654.3542 | 131.1123 | 237.5898 | 78.5527 | 9.5338 | 95.3702 | 3997549.0016 | 0 | 3719069.353 | 0 | 0 | 0 | 1087236.0043 | 3433503.2 | 8933271.0179 | 6097141.0301 | 27267769.6069 | 961560.8286 | 16281397.4 | 16281397.4 | 13025169.1305 | 6840998.1979 | 0 | 44510727.8355 | 80658292.5638 | 177827.941 | 6.9209 | 6431.3758 | 11654.3542 | 131.1123 | 237.5898
1 | 4000 | 707 | 0.03 | 15 | 15 | 7 | 2.3714e-10 | 5spot_SharedNeighbor | CO2 | Porous | Wet | R600a | MinimizeLCOE_Brownfield | IgnoreSilica | 2019 | 122.3855 | 16.7656 | 1.7592 | 4 | 6344.2681 | 11481.2621 | 129.3365 | 234.0611 | 78.443 | 9.5017 | 97.1226 | 4025792.1463 | 0 | 3756434.7153 | 0 | 0 | 0 | 1064272.0878 | 3450134.5903 | 8976542.484 | 6126674.6949 | 27399850.7187 | 961560.8286 | 16281397.4 | 16281397.4 | 13025169.1305 | 6840998.1979 | 0 | 44642808.9473 | 80790373.6756 | 237137.3706 | 7.0367 | 6344.2681 | 11481.2621 | 129.3365 | 234.0611
1 | 4000 | 707 | 0.03 | 15 | 15 | 7 | 3.1623e-10 | 5spot_SharedNeighbor | CO2 | Porous | Wet | R600a | MinimizeLCOE_Brownfield | IgnoreSilica | 2019 | 123.5233 | 16.9313 | 1.7813 | 4 | 6279.0111 | 11352.1031 | 128.0061 | 231.428 | 78.358 | 9.477 | 106.6994 | 4047069.0388 | 0 | 3784850.4667 | 0 | 0 | 0 | 1046011.7057 | 3462393.1724 | 9008436.8 | 6148443.2209 | 27497204.4044 | 961560.8286 | 16281397.4 | 16281397.4 | 13025169.1305 | 6840998.1979 | 0 | 44740162.633 | 80887727.3613 | 316227.766 | 7.1254 | 6279.0111 | 11352.1031 | 128.0061 | 231.428
1 | 4000 | 707 | 0.03 | 15 | 15 | 7 | 4.217e-10 | 5spot_SharedNeighbor | CO2 | Porous | Wet | R600a | MinimizeLCOE_Brownfield | IgnoreSilica | 2019 | 124.3734 | 17.0555 | 1.7981 | 4 | 6230.109 | 11255.8731 | 127.0092 | 229.4662 | 78.2937 | 9.4583 | 94.7394 | 4062829.0436 | 0 | 3806051.8475 | 0 | 0 | 0 | 1031520.1014 | 3471156.3871 | 9031236.8872 | 6164004.7489 | 27566799.0157 | 961560.8286 | 16281397.4 | 16281397.4 | 13025169.1305 | 6840998.1979 | 0 | 44809757.2443 | 80957321.9726 | 421696.5034 | 7.1925 | 6230.109 | 11255.8731 | 127.0092 | 229.4662
1 | 4000 | 707 | 0.03 | 15 | 15 | 7 | 5.6234e-10 | 5spot_SharedNeighbor | CO2 | Porous | Wet | R600a | MinimizeLCOE_Brownfield | IgnoreSilica | 2019 | 125.0138 | 17.149 | 1.8108 | 4 | 6193.4553 | 11183.9666 | 126.262 | 228.0003 | 78.2449 | 9.4442 | 101.6089 | 4074622.205 | 0 | 3822004.4602 | 0 | 0 | 0 | 1020254.1975 | 3477583.5364 | 9047959.0114 | 6175417.9422 | 27617841.3527 | 961560.8286 | 16281397.4 | 16281397.4 | 13025169.1305 | 6840998.1979 | 0 | 44860799.5813 | 81008364.3096 | 562341.3252 | 7.2433 | 6193.4553 | 11183.9666 | 126.262 | 228.0003
1 | 4000 | 707 | 0.03 | 15 | 15 | 7 | 7.4989e-10 | 5spot_SharedNeighbor | CO2 | Porous | Wet | R600a | MinimizeLCOE_Brownfield | IgnoreSilica | 2019 | 125.5083 | 17.2212 | 1.8205 | 4 | 6165.9782 | 11129.9407 | 125.7018 | 226.8989 | 78.2069 | 9.4332 | 100.0507 | 4083684.3599 | 0 | 3834314.4157 | 0 | 0 | 0 | 1011745.4257 | 3482600.2385 | 9061011.4411 | 6184326.4937 | 27657682.3747 | 961560.8286 | 16281397.4 | 16281397.4 | 13025169.1305 | 6840998.1979 | 0 | 44900640.6033 | 81048205.3316 | 749894.2093 | 7.282 | 6165.9782 | 11129.9407 | 125.7018 | 226.8989
1 | 4000 | 707 | 0.03 | 15 | 15 | 7 | 1e-09 | 5spot_SharedNeighbor | CO2 | Porous | Wet | R600a | MinimizeLCOE_Brownfield | IgnoreSilica | 2019 | 125.8614 | 17.273 | 1.8277 | 4 | 6145.3783 | 11089.8708 | 125.2818 | 226.082 | 78.1796 | 9.4254 | 104.9759 | 4090127.6925 | 0 | 3843095.6527 | 0 | 0 | 0 | 1004982.071 | 3485900.1123 | 9069597.0359 | 6190186.3386 | 27683888.903 | 961560.8286 | 16281397.4 | 16281397.4 | 13025169.1305 | 6840998.1979 | 0 | 44926847.1316 | 81074411.8599 | 1000000 | 7.3107 | 6145.3783 | 11089.8708 | 125.2818 | 226.082
1 | 4000 | 707 | 0.03 | 15 | 15 | 7 | 1.3335e-09 | 5spot_SharedNeighbor | CO2 | Porous | Wet | R600a | MinimizeLCOE_Brownfield | IgnoreSilica | 2019 | 126.1392 | 17.3135 | 1.8332 | 4 | 6129.9331 | 11059.6246 | 124.967 | 225.4654 | 78.1581 | 9.4192 | 98.611 | 4095185.0326 | 0 | 3850003.9657 | 0 | 0 | 0 | 1000002.1523 | 3488624.5487 | 9076685.4605 | 6195024.334 | 27705525.4937 | 961560.8286 | 16281397.4 | 16281397.4 | 13025169.1305 | 6840998.1979 | 0 | 44948483.7223 | 81096048.4507 | 1333521.4322 | 7.3326 | 6129.9331 | 11059.6246 | 124.967 | 225.4654
1 | 4000 | 707 | 0.03 | 15 | 15 | 7 | 1.7783e-09 | 5spot_SharedNeighbor | CO2 | Porous | Wet | R600a | MinimizeLCOE_Brownfield | IgnoreSilica | 2019 | 126.3561 | 17.3451 | 1.8373 | 4 | 6118.3524 | 11036.8116 | 124.7309 | 225.0003 | 78.1413 | 9.4143 | 101.5566 | 4099124.6506 | 0 | 3855395.271 | 0 | 0 | 0 | 996333.1019 | 3490832.6792 | 9082430.563 | 6198945.4845 | 27723061.7503 | 961560.8286 | 16281397.4 | 16281397.4 | 13025169.1305 | 6840998.1979 | 0 | 44966019.9789 | 81113584.7072 | 1778279.41 | 7.3494 | 6118.3524 | 11036.8116 | 124.7309 | 225.0003
1 | 4000 | 707 | 0.03 | 15 | 15 | 7 | 2.3714e-09 | 5spot_SharedNeighbor | CO2 | Porous | Wet | R600a | MinimizeLCOE_Brownfield | IgnoreSilica | 2019 | 126.507 | 17.3673 | 1.8404 | 4 | 6109.6688 | 11019.9449 | 124.5539 | 224.6565 | 78.1295 | 9.4109 | 105.6862 | 4101861.4641 | 0 | 3859146.2636 | 0 | 0 | 0 | 993400.8898 | 3492219.3608 | 9086038.4241 | 6201407.9239 | 27734074.3262 | 961560.8286 | 16281397.4 | 16281397.4 | 13025169.1305 | 6840998.1979 | 0 | 44977032.5548 | 81124597.2831 | 2371373.7057 | 7.3616 | 6109.6688 | 11019.9449 | 124.5539 | 224.6565
1 | 4000 | 707 | 0.03 | 15 | 15 | 7 | 3.1623e-09 | 5spot_SharedNeighbor | CO2 | Porous | Wet | R600a | MinimizeLCOE_Brownfield | IgnoreSilica | 2019 | 126.6339 | 17.3857 | 1.8428 | 4 | 6103.1575 | 11007.0467 | 124.4211 | 224.3935 | 78.1196 | 9.4081 | 94.405 | 4104159.6628 | 0 | 3862298.8866 | 0 | 0 | 0 | 991366.5853 | 3493551.8025 | 9089505.1642 | 6203774.0452 | 27744656.1465 | 961560.8286 | 16281397.4 | 16281397.4 | 13025169.1305 | 6840998.1979 | 0 | 44987614.3751 | 81135179.1034 | 3162277.6602 | 7.3712 | 6103.1575 | 11007.0467 | 124.4211 | 224.3935
1 | 4000 | 707 | 0.03 | 15 | 15 | 7 | 4.217e-09 | 5spot_SharedNeighbor | CO2 | Porous | Wet | R600a | MinimizeLCOE_Brownfield | IgnoreSilica | 2019 | 126.7117 | 17.3972 | 1.8445 | 4 | 6098.2749 | 10997.709 | 124.3216 | 224.2032 | 78.1135 | 9.4063 | 102.4926 | 4105566.5238 | 0 | 3864230.9501 | 0 | 0 | 0 | 989604.8898 | 3494166.9218 | 9091105.5784 | 6204866.3608 | 27749541.2247 | 961560.8286 | 16281397.4 | 16281397.4 | 13025169.1305 | 6840998.1979 | 0 | 44992499.4533 | 81140064.1817 | 4216965.0343 | 7.3779 | 6098.2749 | 10997.709 | 124.3216 | 224.2032
1 | 4000 | 707 | 0.03 | 15 | 15 | 7 | 5.6234e-09 | 5spot_SharedNeighbor | CO2 | Porous | Wet | R600a | MinimizeLCOE_Brownfield | IgnoreSilica | 2019 | 126.7823 | 17.4075 | 1.8458 | 4 | 6094.6136 | 10990.4782 | 124.2469 | 224.0558 | 78.108 | 9.4047 | 113.4221 | 4106842.5415 | 0 | 3865983.765 | 0 | 0 | 0 | 988439.2221 | 3494893.5562 | 9092996.1319 | 6206156.7024 | 27755311.919 | 961560.8286 | 16281397.4 | 16281397.4 | 13025169.1305 | 6840998.1979 | 0 | 44998270.1476 | 81145834.8759 | 5623413.2519 | 7.3833 | 6094.6136 | 10990.4782 | 124.2469 | 224.0558
1 | 4000 | 707 | 0.03 | 15 | 15 | 7 | 7.4989e-09 | 5spot_SharedNeighbor | CO2 | Porous | Wet | R600a | MinimizeLCOE_Brownfield | IgnoreSilica | 2019 | 126.8313 | 17.4146 | 1.8468 | 4 | 6091.8681 | 10985.1301 | 124.191 | 223.9467 | 78.1042 | 9.4036 | 107.5706 | 4107729.4767 | 0 | 3867202.8177 | 0 | 0 | 0 | 987512.2174 | 3495353.3596 | 9094192.4462 | 6206973.2115 | 27758963.5291 | 961560.8286 | 16281397.4 | 16281397.4 | 13025169.1305 | 6840998.1979 | 0 | 45001921.7577 | 81149486.486 | 7498942.0933 | 7.3872 | 6091.8681 | 10985.1301 | 124.191 | 223.9467
1 | 4000 | 707 | 0.03 | 15 | 15 | 7 | 1e-08 | 5spot_SharedNeighbor | CO2 | Porous | Wet | R600a | MinimizeLCOE_Brownfield | IgnoreSilica | 2019 | 126.8554 | 17.4183 | 1.8474 | 4 | 6089.8093 | 10981.3609 | 124.149 | 223.8699 | 78.1023 | 9.4031 | 109.4143 | 4108163.6713 | 0 | 3867800.2883 | 0 | 0 | 0 | 986649.176 | 3495419.1228 | 9094363.5486 | 6207089.9924 | 27759485.7994 | 961560.8286 | 16281397.4 | 16281397.4 | 13025169.1305 | 6840998.1979 | 0 | 45002444.0279 | 81150008.7563 | 10000000 | 7.3898 | 6089.8093 | 10981.3609 | 124.149 | 223.8699
1 | 4100 | 707 | 0.03 | 15 | 15 | 7 | 1e-13 | 5spot_SharedNeighbor | CO2 | Porous | Wet | R600a | MinimizeLCOE_Brownfield | IgnoreSilica | 2019 | 0 | 0 | 0 | 0 |  |  |  |  | 15 |  | 20.6753 | [19 empty] | 100 | 0
1 | 4100 | 707 | 0.03 | 15 | 15 | 7 | 1.3335e-13 | 5spot_SharedNeighbor | CO2 | Porous | Wet | R600a | MinimizeLCOE_Brownfield | IgnoreSilica | 2019 | 1.1035 | -0.0024118 | 0.0013948 | 4 | 3314629.4319 | 9974785.3226 | 67573.2043 | 203349.4907 | 53.7305 | 8.8115 | 35.219 | 99765.307 | 0 | 44047.8203 | 0 | 0 | 0 | 95863.4923 | 93473.8816 | 243199.8658 | 165988.9057 | 742339.2725 | 961560.8286 | 16789358.4475 | 16789358.4475 | 13352332.4781 | 7017209.4558 | 0 | 18493258.5486 | 55652158.9299 | 133.3521 | 0.0055793 | 3314629.4319 | 9974785.3226 | 67573.2043 | 203349.4907
1 | 4100 | 707 | 0.03 | 15 | 15 | 7 | 1.7783e-13 | 5spot_SharedNeighbor | CO2 | Porous | Wet | R600a | MinimizeLCOE_Brownfield | IgnoreSilica | 2019 | 1.6514 | 0.043498 | 0.0041954 | 4 | 1123919.4329 | 3338179.2143 | 22912.6179 | 68053.2985 | 60.777 | 9.4562 | 174.6786 | 149486.2911 | 0 | 76519.9304 | 0 | 0 | 0 | 132468.4249 | 139805.1121 | 363744.2238 | 248262.9069 | 1110286.8894 | 961560.8286 | 16789358.4475 | 16789358.4475 | 13352332.4781 | 7017209.4558 | 0 | 18861206.1655 | 56020106.5468 | 177.8279 | 0.016782 | 1123919.4329 | 3338179.2143 | 22912.6179 | 68053.2985
1 | 4100 | 707 | 0.03 | 15 | 15 | 7 | 2.3714e-13 | 5spot_SharedNeighbor | CO2 | Porous | Wet | R600a | MinimizeLCOE_Brownfield | IgnoreSilica | 2019 | 2.3126 | 0.11229 | 0.0087482 | 4 | 550720.6176 | 1612625.3216 | 11227.1847 | 32875.5484 | 65.9431 | 9.8938 | 228.1848 | 205901.9743 | 0 | 114227.2349 | 0 | 0 | 0 | 170717.1566 | 191430.0826 | 498061.8073 | 339937.4176 | 1520275.6732 | 961560.8286 | 16789358.4475 | 16789358.4475 | 13352332.4781 | 7017209.4558 | 0 | 19271194.9493 | 56430095.3306 | 237.1374 | 0.034993 | 550720.6176 | 1612625.3216 | 11227.1847 | 32875.5484
1 | 4100 | 707 | 0.03 | 15 | 15 | 7 | 3.1623e-13 | 5spot_SharedNeighbor | CO2 | Porous | Wet | R600a | MinimizeLCOE_Brownfield | IgnoreSilica | 2019 | 3.1445 | 0.20914 | 0.015523 | 4 | 318014.4692 | 916480.4639 | 6483.1551 | 18683.6939 | 69.985 | 10.2121 | 34.7183 | 271783.5342 | 0 | 159309.9413 | 0 | 0 | 0 | 212921.3083 | 251165.7656 | 653481.801 | 446014.7569 | 1994677.1073 | 961560.8286 | 16789358.4475 | 16789358.4475 | 13352332.4781 | 7017209.4558 | 0 | 19745596.3834 | 56904496.7647 | 316.2278 | 0.06209 | 318014.4692 | 916480.4639 | 6483.1551 | 18683.6939
1 | 4100 | 707 | 0.03 | 15 | 15 | 7 | 4.217e-13 | 5spot_SharedNeighbor | CO2 | Porous | Wet | R600a | MinimizeLCOE_Brownfield | IgnoreSilica | 2019 | 4.2091 | 0.34125 | 0.025142 | 4 | 201893.5601 | 571382.1312 | 4115.8733 | 11648.3976 | 73.2145 | 10.4511 | 48.2732 | 349615.6702 | 0 | 213880.3886 | 0 | 0 | 0 | 260849.4914 | 321494.7646 | 836463.4298 | 570903.4785 | 2553207.2231 | 961560.8286 | 16789358.4475 | 16789358.4475 | 13352332.4781 | 7017209.4558 | 0 | 20304126.4992 | 57463026.8805 | 421.6965 | 0.10057 | 201893.5601 | 571382.1312 | 4115.8733 | 11648.3976
1 | 4100 | 707 | 0.03 | 15 | 15 | 7 | 5.6234e-13 | 5spot_SharedNeighbor | CO2 | Porous | Wet | R600a | MinimizeLCOE_Brownfield | IgnoreSilica | 2019 | 5.5728 | 0.5172 | 0.038431 | 4 | 136359.6983 | 378082.5688 | 2779.8769 | 7707.7246 | 75.7881 | 10.6313 | 55.7152 | 441433.6278 | 0 | 279895.6333 | 0 | 0 | 0 | 315397.1938 | 404323.3174 | 1051966.3338 | 717988.6386 | 3211004.7447 | 961560.8286 | 16789358.4475 | 16789358.4475 | 13352332.4781 | 7017209.4558 | 0 | 20961924.0208 | 58120824.4021 | 562.3413 | 0.15373 | 136359.6983 | 378082.5688 | 2779.8769 | 7707.7246
1 | 4100 | 707 | 0.03 | 15 | 15 | 7 | 7.4989e-13 | 5spot_SharedNeighbor | CO2 | Porous | Wet | R600a | MinimizeLCOE_Brownfield | IgnoreSilica | 2019 | 7.3218 | 0.74832 | 0.056469 | 4 | 96241.0477 | 260750.8106 | 1962.0039 | 5315.758 | 77.8323 | 10.7676 | 63.2644 | 549864.2568 | 0 | 359862.7124 | 0 | 0 | 0 | 377761.4386 | 502120.4791 | 1306414.4874 | 891654.7318 | 3987678.1061 | 961560.8286 | 16789358.4475 | 16789358.4475 | 13352332.4781 | 7017209.4558 | 0 | 21738597.3822 | 58897497.7636 | 749.8942 | 0.22588 | 96241.0477 | 260750.8106 | 1962.0039 | 5315.758
1 | 4100 | 707 | 0.03 | 15 | 15 | 7 | 1e-12 | 5spot_SharedNeighbor | CO2 | Porous | Wet | R600a | MinimizeLCOE_Brownfield | IgnoreSilica | 2019 | 9.583 | 1.0513 | 0.080691 | 4 | 70224.7482 | 185352.3901 | 1431.6265 | 3778.6592 | 79.4574 | 10.8707 | 52.0153 | 678981.4426 | 0 | 457551.0841 | 0 | 0 | 0 | 450358.8568 | 618887.6395 | 1610218.6868 | 1099007.3404 | 4915005.0501 | 961560.8286 | 16789358.4475 | 16789358.4475 | 13352332.4781 | 7017209.4558 | 0 | 22665924.3262 | 59824824.7076 | 1000 | 0.32276 | 70224.7482 | 185352.3901 | 1431.6265 | 3778.6592
1 | 4100 | 707 | 0.03 | 15 | 15 | 7 | 1.3335e-12 | 5spot_SharedNeighbor | CO2 | Porous | Wet | R600a | MinimizeLCOE_Brownfield | IgnoreSilica | 2019 | 12.4575 | 1.4406 | 0.11285 | 4 | 52620.5968 | 134941.803 | 1072.742 | 2750.9712 | 80.7202 | 10.9462 | 55.4619 | 830347.3011 | 0 | 575027.2863 | 0 | 0 | 0 | 532292.9839 | 755690.3528 | 1966151.2846 | 1341938.6521 | 6001447.8609 | 961560.8286 | 16789358.4475 | 16789358.4475 | 13352332.4781 | 7017209.4558 | 0 | 23752367.137 | 60911267.5183 | 1333.5214 | 0.45139 | 52620.5968 | 134941.803 | 1072.742 | 2750.9712
1 | 4100 | 707 | 0.03 | 15 | 15 | 7 | 1.7783e-12 | 5spot_SharedNeighbor | CO2 | Porous | Wet | R600a | MinimizeLCOE_Brownfield | IgnoreSilica | 2019 | 16.1038 | 1.938 | 0.15518 | 4 | 40317.7095 | 100183.7694 | 821.931 | 2042.3816 | 81.6947 | 10.9993 | 69.1594 | 1007702.9357 | 0 | 716202.1134 | 0 | 0 | 0 | 624726.6395 | 915966.3586 | 2383156.5744 | 1626553.331 | 7274307.9526 | 961560.8286 | 16789358.4475 | 16789358.4475 | 13352332.4781 | 7017209.4558 | 0 | 25025227.2287 | 62184127.61 | 1778.2794 | 0.6207 | 40317.7095 | 100183.7694 | 821.931 | 2042.3816
1 | 4100 | 707 | 0.03 | 15 | 15 | 7 | 2.3714e-12 | 5spot_SharedNeighbor | CO2 | Porous | Wet | R600a | MinimizeLCOE_Brownfield | IgnoreSilica | 2019 | 20.7083 | 2.5693 | 0.2104 | 4 | 31502.8479 | 75656.1475 | 642.2282 | 1542.3529 | 82.4347 | 11.0325 | 51.9503 | 1214880.1651 | 0 | 885360.1502 | 0 | 0 | 0 | 728559.0344 | 1103231.7464 | 2870382.7002 | 1959095.1733 | 8761508.9696 | 961560.8286 | 16789358.4475 | 16789358.4475 | 13352332.4781 | 7017209.4558 | 0 | 26512428.2457 | 63671328.6271 | 2371.3737 | 0.84159 | 31502.8479 | 75656.1475 | 642.2282 | 1542.3529
1 | 4100 | 707 | 0.03 | 15 | 15 | 7 | 3.1623e-12 | 5spot_SharedNeighbor | CO2 | Porous | Wet | R600a | MinimizeLCOE_Brownfield | IgnoreSilica | 2019 | 26.4204 | 3.3565 | 0.28145 | 4 | 25064.3843 | 58070.5984 | 510.9714 | 1183.8477 | 82.9738 | 11.046 | 59.2964 | 1452972.504 | 0 | 1084850.2431 | 0 | 0 | 0 | 841605.978 | 1317977.2028 | 3429106.3273 | 2340435.5295 | 10466947.7846 | 961560.8286 | 16789358.4475 | 16789358.4475 | 13352332.4781 | 7017209.4558 | 0 | 28217867.0607 | 65376767.442 | 3162.2777 | 1.1258 | 25064.3843 | 58070.5984 | 510.9714 | 1183.8477
1 | 4100 | 707 | 0.03 | 15 | 15 | 7 | 4.217e-12 | 5spot_SharedNeighbor | CO2 | Porous | Wet | R600a | MinimizeLCOE_Brownfield | IgnoreSilica | 2019 | 33.3996 | 4.323 | 0.37138 | 4 | 20292.8338 | 45306.6383 | 413.6969 | 923.6371 | 83.3397 | 11.0386 | 66.6196 | 1722862.2223 | 0 | 1317121.3394 | 0 | 0 | 0 | 961887.7926 | 1560729.8282 | 4060698.8632 | 2771510.4132 | 12394810.4589 | 961560.8286 | 16789358.4475 | 16789358.4475 | 13352332.4781 | 7017209.4558 | 0 | 30145729.735 | 67304630.1164 | 4216.965 | 1.4855 | 20292.8338 | 45306.6383 | 413.6969 | 923.6371
1 | 4100 | 707 | 0.03 | 15 | 15 | 7 | 5.6234e-12 | 5spot_SharedNeighbor | CO2 | Porous | Wet | R600a | MinimizeLCOE_Brownfield | IgnoreSilica | 2019 | 41.6823 | 5.4763 | 0.48234 | 4 | 16720.4554 | 35980.3508 | 340.8691 | 733.5081 | 83.5463 | 11.0071 | 64.8923 | 2020396.0107 | 0 | 1580568.1195 | 0 | 0 | 0 | 1083358.8487 | 1826885.9618 | 4753182.5268 | 3244144.7426 | 14508536.2102 | 961560.8286 | 16789358.4475 | 16789358.4475 | 13352332.4781 | 7017209.4558 | 0 | 32259455.4863 | 69418355.8676 | 5623.4133 | 1.9293 | 16720.4554 | 35980.3508 | 340.8691 | 733.5081
1 | 4100 | 707 | 0.03 | 15 | 15 | 7 | 7.4989e-12 | 5spot_SharedNeighbor | CO2 | Porous | Wet | R600a | MinimizeLCOE_Brownfield | IgnoreSilica | 2019 | 51.1487 | 6.8027 | 0.61451 | 4 | 14030.5113 | 29147.8165 | 286.0309 | 594.2177 | 83.6014 | 10.9485 | 67.4227 | 2336690.8813 | 0 | 1869403.1488 | 0 | 0 | 0 | 1197596.7893 | 2107439.4196 | 5483125.0744 | 3742345.5303 | 16736600.8437 | 961560.8286 | 16789358.4475 | 16789358.4475 | 13352332.4781 | 7017209.4558 | 0 | 34487520.1198 | 71646420.5011 | 7498.9421 | 2.458 | 14030.5113 | 29147.8165 | 286.0309 | 594.2177
1 | 4100 | 707 | 0.03 | 15 | 15 | 7 | 1e-11 | 5spot_SharedNeighbor | CO2 | Porous | Wet | R600a | MinimizeLCOE_Brownfield | IgnoreSilica | 2019 | 61.4117 | 8.251 | 0.76456 | 4 | 12002.5332 | 24152.9029 | 244.6879 | 492.3896 | 83.5107 | 10.8615 | 73.5285 | 2656031.1396 | 0 | 2171090.6235 | 0 | 0 | 0 | 1293093.7521 | 2386884.0509 | 6210182.6833 | 4238577.2878 | 18955859.5372 | 961560.8286 | 16789358.4475 | 16789358.4475 | 13352332.4781 | 7017209.4558 | 0 | 36706778.8133 | 73865679.1946 | 10000 | 3.0583 | 12002.5332 | 24152.9029 | 244.6879 | 492.3896
1 | 4100 | 707 | 0.03 | 15 | 15 | 7 | 1.3335e-11 | 5spot_SharedNeighbor | CO2 | Porous | Wet | R600a | MinimizeLCOE_Brownfield | IgnoreSilica | 2019 | 71.8527 | 9.736 | 0.92512 | 4 | 10477.0803 | 20518.7523 | 213.5895 | 418.3025 | 83.2906 | 10.7495 | 75.3876 | 2959079.2017 | 0 | 2468213.5149 | 0 | 0 | 0 | 1359105.4372 | 2646695.28 | 6886158.2066 | 4699944.4724 | 21019196.1128 | 961560.8286 | 16789358.4475 | 16789358.4475 | 13352332.4781 | 7017209.4558 | 0 | 38770115.3889 | 75929015.7702 | 13335.2143 | 3.7005 | 10477.0803 | 20518.7523 | 213.5895 | 418.3025
1 | 4100 | 707 | 0.03 | 15 | 15 | 7 | 1.7783e-11 | 5spot_SharedNeighbor | CO2 | Porous | Wet | R600a | MinimizeLCOE_Brownfield | IgnoreSilica | 2019 | 81.8527 | 11.1692 | 1.0866 | 4 | 9333.8631 | 17882.957 | 190.2834 | 364.5683 | 82.9731 | 10.6207 | 77.7976 | 3230550.5869 | 0 | 2745103.8502 | 0 | 0 | 0 | 1391842.0276 | 2873323.6212 | 7475798.6627 | 5102386.1996 | 22819004.9482 | 961560.8286 | 16789358.4475 | 16789358.4475 | 13352332.4781 | 7017209.4558 | 0 | 40569924.2243 | 77728824.6056 | 17782.7941 | 4.3465 | 9333.8631 | 17882.957 | 190.2834 | 364.5683
1 | 4100 | 707 | 0.03 | 15 | 15 | 7 | 2.3714e-11 | 5spot_SharedNeighbor | CO2 | Porous | Wet | R600a | MinimizeLCOE_Brownfield | IgnoreSilica | 2019 | 90.9117 | 12.4767 | 1.2398 | 4 | 8479.8651 | 15973.0378 | 172.8735 | 325.632 | 82.6014 | 10.4862 | 90.9071 | 3461517.1575 | 0 | 2990388.106 | 0 | 0 | 0 | 1394085.4488 | 3059936.3778 | 7961326.7759 | 5433769.1134 | 24301022.9795 | 961560.8286 | 16789358.4475 | 16789358.4475 | 13352332.4781 | 7017209.4558 | 0 | 42051942.2556 | 79210842.637 | 23713.7371 | 4.959 | 8479.8651 | 15973.0378 | 172.8735 | 325.632
1 | 4100 | 707 | 0.03 | 15 | 15 | 7 | 3.1623e-11 | 5spot_SharedNeighbor | CO2 | Porous | Wet | R600a | MinimizeLCOE_Brownfield | IgnoreSilica | 2019 | 98.7346 | 13.6133 | 1.3775 | 4 | 7843.1061 | 14587.0635 | 159.8923 | 297.377 | 82.2184 | 10.3566 | 79.8232 | 3649899.5062 | 0 | 3198473.3311 | 0 | 0 | 0 | 1373182.3233 | 3206406.5126 | 8342412.0214 | 5693867.624 | 25464241.3185 | 961560.8286 | 16789358.4475 | 16789358.4475 | 13352332.4781 | 7017209.4558 | 0 | 43215160.5946 | 80374060.976 | 31622.7766 | 5.51 | 7843.1061 | 14587.0635 | 159.8923 | 297.377
1 | 4100 | 707 | 0.03 | 15 | 15 | 7 | 4.217e-11 | 5spot_SharedNeighbor | CO2 | Porous | Wet | R600a | MinimizeLCOE_Brownfield | IgnoreSilica | 2019 | 105.236 | 14.5633 | 1.4961 | 4 | 7368.5612 | 13577.943 | 150.2181 | 276.8047 | 81.8573 | 10.2394 | 91.843 | 3798785.725 | 0 | 3369044.6549 | 0 | 0 | 0 | 1338052.3626 | 3317294.2696 | 8630919.2189 | 5890779.7145 | 26344875.9456 | 961560.8286 | 16789358.4475 | 16789358.4475 | 13352332.4781 | 7017209.4558 | 0 | 44095795.2216 | 81254695.603 | 42169.6503 | 5.9843 | 7368.5612 | 13577.943 | 150.2181 | 276.8047
1 | 4100 | 707 | 0.03 | 15 | 15 | 7 | 5.6234e-11 | 5spot_SharedNeighbor | CO2 | Porous | Wet | R600a | MinimizeLCOE_Brownfield | IgnoreSilica | 2019 | 110.5024 | 15.3365 | 1.5949 | 4 | 7014.7476 | 12839.5655 | 143.0051 | 261.7519 | 81.5366 | 10.1383 | 97.9335 | 3914317.6984 | 0 | 3505771.246 | 0 | 0 | 0 | 1296998.1374 | 3399663.9619 | 8845228.2618 | 6037050.04 | 26999029.3454 | 961560.8286 | 16789358.4475 | 16789358.4475 | 13352332.4781 | 7017209.4558 | 0 | 44749948.6215 | 81908849.0028 | 56234.1325 | 6.3794 | 7014.7476 | 12839.5655 | 143.0051 | 261.7519
1 | 4100 | 707 | 0.03 | 15 | 15 | 7 | 7.4989e-11 | 5spot_SharedNeighbor | CO2 | Porous | Wet | R600a | MinimizeLCOE_Brownfield | IgnoreSilica | 2019 | 114.6707 | 15.9509 | 1.6749 | 4 | 6750.7071 | 12297.0936 | 137.6223 | 250.6929 | 81.2649 | 10.0543 | 88.6412 | 4002546.5195 | 0 | 3613135.2423 | 0 | 0 | 0 | 1255570.8498 | 3459788.5185 | 9001660.0249 | 6143817.9326 | 27476519.0875 | 961560.8286 | 16789358.4475 | 16789358.4475 | 13352332.4781 | 7017209.4558 | 0 | 45227438.3636 | 82386338.745 | 74989.4209 | 6.6997 | 6750.7071 | 12297.0936 | 137.6223 | 250.6929
1 | 4100 | 707 | 0.03 | 15 | 15 | 7 | 1e-10 | 5spot_SharedNeighbor | CO2 | Porous | Wet | R600a | MinimizeLCOE_Brownfield | IgnoreSilica | 2019 | 117.9297 | 16.4328 | 1.7386 | 4 | 6553.4584 | 11896.6754 | 133.6011 | 242.5298 | 81.0414 | 9.9862 | 93.893 | 4069546.6606 | 0 | 3696579.2443 | 0 | 0 | 0 | 1217475.4274 | 3503604.5196 | 9115660.2718 | 6221625.4436 | 27824491.5673 | 961560.8286 | 16789358.4475 | 16789358.4475 | 13352332.4781 | 7017209.4558 | 0 | 45575410.8434 | 82734311.2247 | 100000 | 6.9544 | 6553.4584 | 11896.6754 | 133.6011 | 242.5298
1 | 4100 | 707 | 0.03 | 15 | 15 | 7 | 1.3335e-10 | 5spot_SharedNeighbor | CO2 | Porous | Wet | R600a | MinimizeLCOE_Brownfield | IgnoreSilica | 2019 | 120.4318 | 16.8039 | 1.7884 | 4 | 6405.967 | 11600.4594 | 130.5943 | 236.4911 | 80.8632 | 9.9325 | 90.4735 | 4119802.218 | 0 | 3760358.5214 | 0 | 0 | 0 | 1184091.3649 | 3535058.3207 | 9197496.6103 | 6277480.4262 | 28074287.4614 | 961560.8286 | 16789358.4475 | 16789358.4475 | 13352332.4781 | 7017209.4558 | 0 | 45825206.7375 | 82984107.1189 | 133352.1432 | 7.1535 | 6405.967 | 11600.4594 | 130.5943 | 236.4911
1 | 4100 | 707 | 0.03 | 15 | 15 | 7 | 1.7783e-10 | 5spot_SharedNeighbor | CO2 | Porous | Wet | R600a | MinimizeLCOE_Brownfield | IgnoreSilica | 2019 | 122.364 | 17.0909 | 1.8271 | 4 | 6295.5962 | 11380.1394 | 128.3442 | 231.9995 | 80.7217 | 9.8901 | 95.1121 | 4157906.395 | 0 | 3809447.5473 | 0 | 0 | 0 | 1156409.0525 | 3558267.568 | 9257882.3108 | 6318694.9076 | 28258607.7811 | 961560.8286 | 16789358.4475 | 16789358.4475 | 13352332.4781 | 7017209.4558 | 0 | 46009527.0572 | 83168427.4385 | 177827.941 | 7.3082 | 6295.5962 | 11380.1394 | 128.3442 | 231.9995
1 | 4100 | 707 | 0.03 | 15 | 15 | 7 | 2.3714e-10 | 5spot_SharedNeighbor | CO2 | Porous | Wet | R600a | MinimizeLCOE_Brownfield | IgnoreSilica | 2019 | 123.8204 | 17.3077 | 1.8566 | 4 | 6212.9548 | 11216.4473 | 126.6595 | 228.6624 | 80.6127 | 9.8577 | 91.5918 | 4186218.4599 | 0 | 3846354.9442 | 0 | 0 | 0 | 1133664.7617 | 3574832.8847 | 9300981.8669 | 6348111.2402 | 28390164.1576 | 961560.8286 | 16789358.4475 | 16789358.4475 | 13352332.4781 | 7017209.4558 | 0 | 46141083.4337 | 83299983.815 | 237137.3706 | 7.4266 | 6212.9548 | 11216.4473 | 126.6595 | 228.6624
1 | 4100 | 707 | 0.03 | 15 | 15 | 7 | 3.1623e-10 | 5spot_SharedNeighbor | CO2 | Porous | Wet | R600a | MinimizeLCOE_Brownfield | IgnoreSilica | 2019 | 124.9406 | 17.4745 | 1.8794 | 4 | 6151.0492 | 11094.0727 | 125.3975 | 226.1677 | 80.5276 | 9.8325 | 105.1368 | 4207758.9265 | 0 | 3874693.0281 | 0 | 0 | 0 | 1115776.6463 | 3587309.1543 | 9333442.5613 | 6370266.3312 | 28489246.6477 | 961560.8286 | 16789358.4475 | 16789358.4475 | 13352332.4781 | 7017209.4558 | 0 | 46240165.9238 | 83399066.3052 | 316227.766 | 7.5174 | 6151.0492 | 11094.0727 | 125.3975 | 226.1677
1 | 4100 | 707 | 0.03 | 15 | 15 | 7 | 4.217e-10 | 5spot_SharedNeighbor | CO2 | Porous | Wet | R600a | MinimizeLCOE_Brownfield | IgnoreSilica | 2019 | 125.7862 | 17.6005 | 1.8966 | 4 | 6104.6623 | 11002.7271 | 124.4518 | 224.3055 | 80.4625 | 9.8133 | 92.902 | 4223878.6904 | 0 | 3896051.1971 | 0 | 0 | 0 | 1101713.0108 | 3596440.7303 | 9357201.0489 | 6386481.9871 | 28561766.6646 | 961560.8286 | 16789358.4475 | 16789358.4475 | 13352332.4781 | 7017209.4558 | 0 | 46312685.9407 | 83471586.322 | 421696.5034 | 7.5864 | 6104.6623 | 11002.7271 | 124.4518 | 224.3055
1 | 4100 | 707 | 0.03 | 15 | 15 | 7 | 5.6234e-10 | 5spot_SharedNeighbor | CO2 | Porous | Wet | R600a | MinimizeLCOE_Brownfield | IgnoreSilica | 2019 | 126.4144 | 17.6943 | 1.9096 | 4 | 6069.896 | 10934.6312 | 123.743 | 222.9172 | 80.4138 | 9.7989 | 106.1664 | 4235778.5485 | 0 | 3911903.8821 | 0 | 0 | 0 | 1090665.7663 | 3602955.7968 | 9374151.9154 | 6398051.3018 | 28613507.2108 | 961560.8286 | 16789358.4475 | 16789358.4475 | 13352332.4781 | 7017209.4558 | 0 | 46364426.4869 | 83523326.8683 | 562341.3252 | 7.6384 | 6069.896 | 10934.6312 | 123.743 | 222.9172
1 | 4100 | 707 | 0.03 | 15 | 15 | 7 | 7.4989e-10 | 5spot_SharedNeighbor | CO2 | Porous | Wet | R600a | MinimizeLCOE_Brownfield | IgnoreSilica | 2019 | 126.8897 | 17.7653 | 1.9194 | 4 | 6043.8352 | 10883.6508 | 123.2118 | 221.8779 | 80.3767 | 9.788 | 100.4378 | 4244737.1928 | 0 | 3923887.1176 | 0 | 0 | 0 | 1082198.3873 | 3607820.8521 | 9386809.7914 | 6406690.5623 | 28652143.9035 | 961560.8286 | 16789358.4475 | 16789358.4475 | 13352332.4781 | 7017209.4558 | 0 | 46403063.1796 | 83561963.5609 | 749894.2093 | 7.6778 | 6043.8352 | 10883.6508 | 123.2118 | 221.8779
1 | 4100 | 707 | 0.03 | 15 | 15 | 7 | 1e-09 | 5spot_SharedNeighbor | CO2 | Porous | Wet | R600a | MinimizeLCOE_Brownfield | IgnoreSilica | 2019 | 127.2575 | 17.8201 | 1.9269 | 4 | 6024.2979 | 10845.2996 | 122.8135 | 221.0961 | 80.3478 | 9.7795 | 104.5179 | 4251645.6486 | 0 | 3933156.6622 | 0 | 0 | 0 | 1075867.7007 | 3611661.3044 | 9396801.8606 | 6413510.3548 | 28682643.5312 | 961560.8286 | 16789358.4475 | 16789358.4475 | 13352332.4781 | 7017209.4558 | 0 | 46433562.8073 | 83592463.1886 | 1000000 | 7.7077 | 6024.2979 | 10845.2996 | 122.8135 | 221.0961
1 | 4100 | 707 | 0.03 | 15 | 15 | 7 | 1.3335e-09 | 5spot_SharedNeighbor | CO2 | Porous | Wet | R600a | MinimizeLCOE_Brownfield | IgnoreSilica | 2019 | 127.5204 | 17.8595 | 1.9325 | 4 | 6009.65 | 10816.8333 | 122.5148 | 220.5158 | 80.3271 | 9.7735 | 98.9849 | 4256567.4501 | 0 | 3939776.7457 | 0 | 0 | 0 | 1070863.3617 | 3614210.9474 | 9403435.5086 | 6418037.9559 | 28702891.9694 | 961560.8286 | 16789358.4475 | 16789358.4475 | 13352332.4781 | 7017209.4558 | 0 | 46453811.2455 | 83612711.6269 | 1333521.4322 | 7.7299 | 6009.65 | 10816.8333 | 122.5148 | 220.5158
1 | 4100 | 707 | 0.03 | 15 | 15 | 7 | 1.7783e-09 | 5spot_SharedNeighbor | CO2 | Porous | Wet | R600a | MinimizeLCOE_Brownfield | IgnoreSilica | 2019 | 127.723 | 17.8898 | 1.9367 | 4 | 5998.6673 | 10795.4126 | 122.2909 | 220.0791 | 80.3111 | 9.7688 | 96.2703 | 4260354.453 | 0 | 3944879.183 | 0 | 0 | 0 | 1067141.8032 | 3616226.4213 | 9408679.3582 | 6421616.991 | 28718898.2096 | 961560.8286 | 16789358.4475 | 16789358.4475 | 13352332.4781 | 7017209.4558 | 0 | 46469817.4857 | 83628717.867 | 1778279.41 | 7.7467 | 5998.6673 | 10795.4126 | 122.2909 | 220.0791
1 | 4100 | 707 | 0.03 | 15 | 15 | 7 | 2.3714e-09 | 5spot_SharedNeighbor | CO2 | Porous | Wet | R600a | MinimizeLCOE_Brownfield | IgnoreSilica | 2019 | 127.8714 | 17.912 | 1.9398 | 4 | 5990.4323 | 10779.4316 | 122.1231 | 219.7533 | 80.2993 | 9.7653 | 90.214 | 4263122.3385 | 0 | 3948613.6109 | 0 | 0 | 0 | 1064276.7699 | 3617644.9606 | 9412370.1063 | 6424136.0024 | 28730163.7887 | 961560.8286 | 16789358.4475 | 16789358.4475 | 13352332.4781 | 7017209.4558 | 0 | 46481083.0648 | 83639983.4461 | 2371373.7057 | 7.7592 | 5990.4323 | 10779.4316 | 122.1231 | 219.7533
1 | 4100 | 707 | 0.03 | 15 | 15 | 7 | 3.1623e-09 | 5spot_SharedNeighbor | CO2 | Porous | Wet | R600a | MinimizeLCOE_Brownfield | IgnoreSilica | 2019 | 127.9808 | 17.9285 | 1.9421 | 4 | 5984.2574 | 10767.4893 | 121.9972 | 219.5098 | 80.2906 | 9.7628 | 102.912 | 4265162.0406 | 0 | 3951368.3433 | 0 | 0 | 0 | 1062089.8574 | 3618661.8941 | 9415015.9588 | 6425941.8511 | 28738239.9452 | 961560.8286 | 16789358.4475 | 16789358.4475 | 13352332.4781 | 7017209.4558 | 0 | 46489159.2213 | 83648059.6027 | 3162277.6602 | 7.7686 | 5984.2574 | 10767.4893 | 121.9972 | 219.5098
1 | 4100 | 707 | 0.03 | 15 | 15 | 7 | 4.217e-09 | 5spot_SharedNeighbor | CO2 | Porous | Wet | R600a | MinimizeLCOE_Brownfield | IgnoreSilica | 2019 | 128.0734 | 17.9422 | 1.944 | 4 | 5979.6272 | 10758.3461 | 121.9028 | 219.3234 | 80.2833 | 9.7606 | 101.8551 | 4266886.9305 | 0 | 3953699.2347 | 0 | 0 | 0 | 1060584.3909 | 3619656.5169 | 9417603.7633 | 6427708.0808 | 28746138.917 | 961560.8286 | 16789358.4475 | 16789358.4475 | 13352332.4781 | 7017209.4558 | 0 | 46497058.1931 | 83655958.5745 | 4216965.0343 | 7.7759 | 5979.6272 | 10758.3461 | 121.9028 | 219.3234
1 | 4100 | 707 | 0.03 | 15 | 15 | 7 | 5.6234e-09 | 5spot_SharedNeighbor | CO2 | Porous | Wet | R600a | MinimizeLCOE_Brownfield | IgnoreSilica | 2019 | 128.142 | 17.9524 | 1.9453 | 4 | 5976.1552 | 10751.5097 | 121.832 | 219.1841 | 80.2779 | 9.759 | 97.8719 | 4268162.3733 | 0 | 3955423.8664 | 0 | 0 | 0 | 1059438.34 | 3620379.5861 | 9419485.041 | 6428992.0916 | 28751881.2983 | 961560.8286 | 16789358.4475 | 16789358.4475 | 13352332.4781 | 7017209.4558 | 0 | 46502800.5744 | 83661700.9558 | 5623413.2519 | 7.7814 | 5976.1552 | 10751.5097 | 121.832 | 219.1841
1 | 4100 | 707 | 0.03 | 15 | 15 | 7 | 7.4989e-09 | 5spot_SharedNeighbor | CO2 | Porous | Wet | R600a | MinimizeLCOE_Brownfield | IgnoreSilica | 2019 | 128.1808 | 17.9584 | 1.9463 | 4 | 5973.5517 | 10746.6126 | 121.7789 | 219.0842 | 80.2748 | 9.7581 | 89.5712 | 4268885.1932 | 0 | 3956402.1423 | 0 | 0 | 0 | 1058407.5533 | 3620641.0066 | 9420165.2036 | 6429456.3165 | 28753957.4154 | 961560.8286 | 16789358.4475 | 16789358.4475 | 13352332.4781 | 7017209.4558 | 0 | 46504876.6915 | 83663777.0729 | 7498942.0933 | 7.7851 | 5973.5517 | 10746.6126 | 121.7789 | 219.0842
1 | 4100 | 707 | 0.03 | 15 | 15 | 7 | 1e-08 | 5spot_SharedNeighbor | CO2 | Porous | Wet | R600a | MinimizeLCOE_Brownfield | IgnoreSilica | 2019 | 128.2197 | 17.9642 | 1.9471 | 4 | 5971.5993 | 10742.7638 | 121.7391 | 219.0058 | 80.2717 | 9.7572 | 93.0213 | 4269608.5108 | 0 | 3957380.8755 | 0 | 0 | 0 | 1057764.5302 | 3621054.0274 | 9421239.7991 | 6430189.75 | 28757237.4931 | 961560.8286 | 16789358.4475 | 16789358.4475 | 13352332.4781 | 7017209.4558 | 0 | 46508156.7691 | 83667057.1505 | 10000000 | 7.7882 | 5971.5993 | 10742.7638 | 121.7391 | 219.0058
1 | 4200 | 707 | 0.03 | 15 | 15 | 7 | 1e-13 | 5spot_SharedNeighbor | CO2 | Porous | Wet | R600a | MinimizeLCOE_Brownfield | IgnoreSilica | 2019 | 0 | 0 | 0 | 0 |  |  |  |  | 15 |  | 19.4018 | [19 empty] | 100 | 0
1 | 4200 | 707 | 0.03 | 15 | 15 | 7 | 1.3335e-13 | 5spot_SharedNeighbor | CO2 | Porous | Wet | R600a | MinimizeLCOE_Brownfield | IgnoreSilica | 2019 | 1.1458 | -0.0018573 | 0.0014978 | 4 | 3179749.4006 | 9553269.0724 | 64823.4925 | 194756.3118 | 54.8932 | 9.1726 | 114.2894 | 105527.5272 | 0 | 46261.2157 | 0 | 0 | 0 | 101746.6523 | 98878.8041 | 257262.3655 | 175586.8507 | 785263.4154 | 961560.8286 | 17303179.5858 | 17303179.5858 | 13685062.912 | 7195764.7501 | 0 | 19050003.8299 | 57234011.0778 | 133.3521 | 0.005991 | 3179749.4006 | 9553269.0724 | 64823.4925 | 194756.3118
1 | 4200 | 707 | 0.03 | 15 | 15 | 7 | 1.7783e-13 | 5spot_SharedNeighbor | CO2 | Porous | Wet | R600a | MinimizeLCOE_Brownfield | IgnoreSilica | 2019 | 1.7098 | 0.046287 | 0.0045369 | 4 | 1070911.6923 | 3174991.9041 | 21831.9834 | 64726.5045 | 62.1274 | 9.8297 | 187.2999 | 157658.3634 | 0 | 79909.9017 | 0 | 0 | 0 | 140100.9134 | 147290.9796 | 383220.9153 | 261556.1491 | 1169737.2224 | 961560.8286 | 17303179.5858 | 17303179.5858 | 13685062.912 | 7195764.7501 | 0 | 19434477.6368 | 57618484.8848 | 177.8279 | 0.018148 | 1070911.6923 | 3174991.9041 | 21831.9834 | 64726.5045
1 | 4200 | 707 | 0.03 | 15 | 15 | 7 | 2.3714e-13 | 5spot_SharedNeighbor | CO2 | Porous | Wet | R600a | MinimizeLCOE_Brownfield | IgnoreSilica | 2019 | 2.4099 | 0.1201 | 0.0094796 | 4 | 524207.7839 | 1531215.2474 | 10686.6847 | 31215.8939 | 67.5802 | 10.2864 | 240.167 | 218481.3651 | 0 | 120085.2822 | 0 | 0 | 0 | 181999.5703 | 203020.8249 | 528218.541 | 360520.008 | 1612325.5915 | 961560.8286 | 17303179.5858 | 17303179.5858 | 13685062.912 | 7195764.7501 | 0 | 19877066.006 | 58061073.2539 | 237.1374 | 0.037918 | 524207.7839 | 1531215.2474 | 10686.6847 | 31215.8939
1 | 4200 | 707 | 0.03 | 15 | 15 | 7 | 3.1623e-13 | 5spot_SharedNeighbor | CO2 | Porous | Wet | R600a | MinimizeLCOE_Brownfield | IgnoreSilica | 2019 | 3.2734 | 0.22258 | 0.016829 | 4 | 302713.6901 | 869961.4491 | 6171.228 | 17735.3408 | 71.7525 | 10.6105 | 53.4813 | 288085.2031 | 0 | 167156.382 | 0 | 0 | 0 | 226744.7173 | 265974.6579 | 692011.501 | 472312.0688 | 2112284.5301 | 961560.8286 | 17303179.5858 | 17303179.5858 | 13685062.912 | 7195764.7501 | 0 | 20377024.9446 | 58561032.1925 | 316.2278 | 0.067315 | 302713.6901 | 869961.4491 | 6171.228 | 17735.3408
1 | 4200 | 707 | 0.03 | 15 | 15 | 7 | 4.217e-13 | 5spot_SharedNeighbor | CO2 | Porous | Wet | R600a | MinimizeLCOE_Brownfield | IgnoreSilica | 2019 | 4.3749 | 0.36198 | 0.027259 | 4 | 192264.9539 | 542467.6202 | 3919.5811 | 11058.9362 | 75.0841 | 10.8535 | 41.8986 | 370077.5321 | 0 | 223956.251 | 0 | 0 | 0 | 277280.6987 | 339812.6479 | 884122.8047 | 603431.9811 | 2698681.9156 | 961560.8286 | 17303179.5858 | 17303179.5858 | 13685062.912 | 7195764.7501 | 0 | 20963422.3301 | 59147429.578 | 421.6965 | 0.10903 | 192264.9539 | 542467.6202 | 3919.5811 | 11058.9362
1 | 4200 | 707 | 0.03 | 15 | 15 | 7 | 5.6234e-13 | 5spot_SharedNeighbor | CO2 | Porous | Wet | R600a | MinimizeLCOE_Brownfield | IgnoreSilica | 2019 | 5.7897 | 0.54805 | 0.041666 | 4 | 129941.3755 | 359048.9914 | 2649.0307 | 7319.6993 | 77.7515 | 11.0373 | 57.969 | 467105.6875 | 0 | 292871.0231 | 0 | 0 | 0 | 335128.2571 | 427090.9374 | 1111203.0108 | 758418.8878 | 3391817.8038 | 961560.8286 | 17303179.5858 | 17303179.5858 | 13685062.912 | 7195764.7501 | 0 | 21656558.2182 | 59840565.4661 | 562.3413 | 0.16666 | 129941.3755 | 359048.9914 | 2649.0307 | 7319.6993
1 | 4200 | 707 | 0.03 | 15 | 15 | 7 | 7.4989e-13 | 5spot_SharedNeighbor | CO2 | Porous | Wet | R600a | MinimizeLCOE_Brownfield | IgnoreSilica | 2019 | 7.6191 | 0.79422 | 0.061239 | 4 | 91784.1856 | 247665.3125 | 1871.1448 | 5048.9924 | 79.8853 | 11.1772 | 59.5899 | 582613.4516 | 0 | 377022.7245 | 0 | 0 | 0 | 402325.4699 | 531165.0419 | 1381982.4821 | 943231.441 | 4218340.611 | 961560.8286 | 17303179.5858 | 17303179.5858 | 13685062.912 | 7195764.7501 | 0 | 22483081.0254 | 60667088.2733 | 749.8942 | 0.24496 | 91784.1856 | 247665.3125 | 1871.1448 | 5048.9924
1 | 4200 | 707 | 0.03 | 15 | 15 | 7 | 1e-12 | 5spot_SharedNeighbor | CO2 | Porous | Wet | R600a | MinimizeLCOE_Brownfield | IgnoreSilica | 2019 | 9.9554 | 1.1136 | 0.087474 | 4 | 67034.2677 | 176163.7699 | 1366.5842 | 3591.3367 | 81.5609 | 11.2816 | 61.3736 | 718502.4139 | 0 | 478579.0973 | 0 | 0 | 0 | 478693.6765 | 653552.3232 | 1700409.0829 | 1160564.139 | 5190300.7328 | 961560.8286 | 17303179.5858 | 17303179.5858 | 13685062.912 | 7195764.7501 | 0 | 23455041.1473 | 61639048.3952 | 1000 | 0.3499 | 67034.2677 | 176163.7699 | 1366.5842 | 3591.3367
1 | 4200 | 707 | 0.03 | 15 | 15 | 7 | 1.3335e-12 | 5spot_SharedNeighbor | CO2 | Porous | Wet | R600a | MinimizeLCOE_Brownfield | IgnoreSilica | 2019 | 12.925 | 1.5238 | 0.12228 | 4 | 50281.7036 | 128347.4719 | 1025.0605 | 2616.5368 | 82.866 | 11.358 | 47.5543 | 877856.7959 | 0 | 600724.5473 | 0 | 0 | 0 | 564956.4369 | 796979.7342 | 2073577.7855 | 1415259.4464 | 6329354.7462 | 961560.8286 | 17303179.5858 | 17303179.5858 | 13685062.912 | 7195764.7501 | 0 | 24594095.1607 | 62778102.4086 | 1333.5214 | 0.48913 | 50281.7036 | 128347.4719 | 1025.0605 | 2616.5368
1 | 4200 | 707 | 0.03 | 15 | 15 | 7 | 1.7783e-12 | 5spot_SharedNeighbor | CO2 | Porous | Wet | R600a | MinimizeLCOE_Brownfield | IgnoreSilica | 2019 | 16.6982 | 2.0487 | 0.16808 | 4 | 38569.6909 | 95362.5697 | 786.2953 | 1944.095 | 83.8761 | 11.4115 | 51.9325 | 1064943.0083 | 0 | 747789.2551 | 0 | 0 | 0 | 662727.3476 | 965429.2483 | 2511848.8673 | 1714388.4653 | 7667126.192 | 961560.8286 | 17303179.5858 | 17303179.5858 | 13685062.912 | 7195764.7501 | 0 | 25931866.6064 | 64115873.8544 | 1778.2794 | 0.67234 | 38569.6909 | 95362.5697 | 786.2953 | 1944.095
1 | 4200 | 707 | 0.03 | 15 | 15 | 7 | 2.3714e-12 | 5spot_SharedNeighbor | CO2 | Porous | Wet | R600a | MinimizeLCOE_Brownfield | IgnoreSilica | 2019 | 21.4512 | 2.7135 | 0.22776 | 4 | 30174.8739 | 72087.2747 | 615.1556 | 1469.5966 | 84.6418 | 11.4444 | 50.5823 | 1283001.5264 | 0 | 923607.9157 | 0 | 0 | 0 | 772117.5437 | 1161703.5245 | 3022514.2725 | 2062928.0974 | 9225872.8801 | 961560.8286 | 17303179.5858 | 17303179.5858 | 13685062.912 | 7195764.7501 | 0 | 27490613.2946 | 65674620.5425 | 2371.3737 | 0.91104 | 30174.8739 | 72087.2747 | 615.1556 | 1469.5966
1 | 4200 | 707 | 0.03 | 15 | 15 | 7 | 3.1623e-12 | 5spot_SharedNeighbor | CO2 | Porous | Wet | R600a | MinimizeLCOE_Brownfield | IgnoreSilica | 2019 | 27.3561 | 3.5435 | 0.3045 | 4 | 24040.9121 | 55390.5715 | 490.1065 | 1129.2117 | 85.2002 | 11.4566 | 58.1197 | 1533998.7529 | 0 | 1131293.3937 | 0 | 0 | 0 | 891789.5548 | 1387261.8636 | 3609370.8025 | 2463469.7379 | 11017184.1055 | 961560.8286 | 17303179.5858 | 17303179.5858 | 13685062.912 | 7195764.7501 | 0 | 29281924.52 | 67465931.7679 | 3162.2777 | 1.218 | 24040.9121 | 55390.5715 | 490.1065 | 1129.2117
1 | 4200 | 707 | 0.03 | 15 | 15 | 7 | 4.217e-12 | 5spot_SharedNeighbor | CO2 | Porous | Wet | R600a | MinimizeLCOE_Brownfield | IgnoreSilica | 2019 | 34.5398 | 4.5586 | 0.40137 | 4 | 19493.6739 | 43277.181 | 397.4049 | 882.2639 | 85.5766 | 11.4465 | 51.4678 | 1817325.171 | 0 | 1372122.7746 | 0 | 0 | 0 | 1018155.269 | 1640965.2537 | 4269454.9818 | 2913990.7536 | 13032014.2037 | 961560.8286 | 17303179.5858 | 17303179.5858 | 13685062.912 | 7195764.7501 | 0 | 31296754.6181 | 69480761.866 | 4216.965 | 1.6055 | 19493.6739 | 43277.181 | 397.4049 | 882.2639
1 | 4200 | 707 | 0.03 | 15 | 15 | 7 | 5.6234e-12 | 5spot_SharedNeighbor | CO2 | Porous | Wet | R600a | MinimizeLCOE_Brownfield | IgnoreSilica | 2019 | 43.0512 | 5.7679 | 0.52059 | 4 | 16088.7745 | 34425.6221 | 327.9914 | 701.8129 | 85.7871 | 11.411 | 63.8974 | 2129203.1178 | 0 | 1644920.8382 | 0 | 0 | 0 | 1145705.1035 | 1918733.3332 | 4992150.5467 | 3407245.3265 | 15237958.2658 | 961560.8286 | 17303179.5858 | 17303179.5858 | 13685062.912 | 7195764.7501 | 0 | 33502698.6803 | 71686705.9282 | 5623.4133 | 2.0824 | 16088.7745 | 34425.6221 | 327.9914 | 701.8129
1 | 4200 | 707 | 0.03 | 15 | 15 | 7 | 7.4989e-12 | 5spot_SharedNeighbor | CO2 | Porous | Wet | R600a | MinimizeLCOE_Brownfield | IgnoreSilica | 2019 | 52.7151 | 7.1501 | 0.66192 | 4 | 13525.2852 | 27946.9549 | 275.7312 | 569.7365 | 85.839 | 11.3469 | 66.1914 | 2458612.8962 | 0 | 1942166.3287 | 0 | 0 | 0 | 1264215.4021 | 2209347.9046 | 5748270.0481 | 3923312.423 | 17545925.0027 | 961560.8286 | 17303179.5858 | 17303179.5858 | 13685062.912 | 7195764.7501 | 0 | 35810665.4172 | 73994672.6651 | 7498.9421 | 2.6477 | 13525.2852 | 27946.9549 | 275.7312 | 569.7365
1 | 4200 | 707 | 0.03 | 15 | 15 | 7 | 1e-11 | 5spot_SharedNeighbor | CO2 | Porous | Wet | R600a | MinimizeLCOE_Brownfield | IgnoreSilica | 2019 | 63.1218 | 8.6497 | 0.82142 | 4 | 11593.48 | 23214.7565 | 236.3488 | 473.2642 | 85.7399 | 11.2532 | 76.6848 | 2789042.3787 | 0 | 2250718.5877 | 0 | 0 | 0 | 1362018.8828 | 2496694.1412 | 6495886.0131 | 4433575.681 | 19827935.6846 | 961560.8286 | 17303179.5858 | 17303179.5858 | 13685062.912 | 7195764.7501 | 0 | 38092676.099 | 76276683.347 | 10000 | 3.2857 | 11593.48 | 23214.7565 | 236.3488 | 473.2642
1 | 4200 | 707 | 0.03 | 15 | 15 | 7 | 1.3335e-11 | 5spot_SharedNeighbor | CO2 | Porous | Wet | R600a | MinimizeLCOE_Brownfield | IgnoreSilica | 2019 | 73.6696 | 10.1814 | 0.99118 | 4 | 10141.243 | 19772.1553 | 206.743 | 403.0821 | 85.5077 | 11.1338 | 89.9319 | 3101522.1825 | 0 | 2553633.931 | 0 | 0 | 0 | 1429376.1107 | 2762967.5675 | 7188674.8479 | 4906418.2962 | 21942592.9358 | 961560.8286 | 17303179.5858 | 17303179.5858 | 13685062.912 | 7195764.7501 | 0 | 40207333.3503 | 78391340.5982 | 13335.2143 | 3.9647 | 10141.243 | 19772.1553 | 206.743 | 403.0821
1 | 4200 | 707 | 0.03 | 15 | 15 | 7 | 1.7783e-11 | 5spot_SharedNeighbor | CO2 | Porous | Wet | R600a | MinimizeLCOE_Brownfield | IgnoreSilica | 2019 | 83.7085 | 11.6507 | 1.1609 | 4 | 9053.5264 | 17276.694 | 184.5684 | 352.2088 | 85.1778 | 10.998 | 95.2599 | 3379771.5728 | 0 | 2834300.9894 | 0 | 0 | 0 | 1462086.3265 | 2993701.9666 | 7788998.4244 | 5316151.4725 | 23775010.7522 | 961560.8286 | 17303179.5858 | 17303179.5858 | 13685062.912 | 7195764.7501 | 0 | 42039751.1666 | 80223758.4146 | 17782.7941 | 4.6435 | 9053.5264 | 17276.694 | 184.5684 | 352.2088
1 | 4200 | 707 | 0.03 | 15 | 15 | 7 | 2.3714e-11 | 5spot_SharedNeighbor | CO2 | Porous | Wet | R600a | MinimizeLCOE_Brownfield | IgnoreSilica | 2019 | 92.7339 | 12.9815 | 1.3207 | 4 | 8241.3479 | 15469.5606 | 168.011 | 315.3679 | 84.7963 | 10.8577 | 94.7094 | 3614842.8717 | 0 | 3081185.6153 | 0 | 0 | 0 | 1463229.3024 | 3182110.5379 | 8279198.8789 | 5650723.3554 | 25271290.5616 | 961560.8286 | 17303179.5858 | 17303179.5858 | 13685062.912 | 7195764.7501 | 0 | 43536030.976 | 81720038.224 | 23713.7371 | 5.2826 | 8241.3479 | 15469.5606 | 168.011 | 315.3679
1 | 4200 | 707 | 0.03 | 15 | 15 | 7 | 3.1623e-11 | 5spot_SharedNeighbor | CO2 | Porous | Wet | R600a | MinimizeLCOE_Brownfield | IgnoreSilica | 2019 | 100.5024 | 14.1344 | 1.4637 | 4 | 7635.9472 | 14157.6481 | 155.6691 | 288.6228 | 84.406 | 10.7233 | 97.7608 | 3806091.0914 | 0 | 3290056.2763 | 0 | 0 | 0 | 1441443.6572 | 3329660.4997 | 8663093.613 | 5912739.3996 | 26443084.5372 | 961560.8286 | 17303179.5858 | 17303179.5858 | 13685062.912 | 7195764.7501 | 0 | 44707824.9517 | 82891832.1996 | 31622.7766 | 5.8549 | 7635.9472 | 14157.6481 | 155.6691 | 288.6228
1 | 4200 | 707 | 0.03 | 15 | 15 | 7 | 4.217e-11 | 5spot_SharedNeighbor | CO2 | Porous | Wet | R600a | MinimizeLCOE_Brownfield | IgnoreSilica | 2019 | 106.9487 | 15.0966 | 1.5865 | 4 | 7184.8528 | 13201.8462 | 146.4729 | 269.1375 | 84.0395 | 10.6024 | 84.069 | 3957123.3276 | 0 | 3461082.3935 | 0 | 0 | 0 | 1405913.5814 | 3441406.528 | 8953833.8562 | 6111175.5897 | 27330535.2764 | 961560.8286 | 17303179.5858 | 17303179.5858 | 13685062.912 | 7195764.7501 | 0 | 45595275.6908 | 83779282.9387 | 42169.6503 | 6.346 | 7184.8528 | 13201.8462 | 146.4729 | 269.1375
1 | 4200 | 707 | 0.03 | 15 | 15 | 7 | 5.6234e-11 | 5spot_SharedNeighbor | CO2 | Porous | Wet | R600a | MinimizeLCOE_Brownfield | IgnoreSilica | 2019 | 112.1445 | 15.876 | 1.6884 | 4 | 6848.5624 | 12502.6016 | 139.6172 | 254.8824 | 83.7162 | 10.4986 | 79.9091 | 4073827.2029 | 0 | 3597540.6495 | 0 | 0 | 0 | 1364496.4795 | 3523987.0895 | 9168691.5376 | 6257820.3722 | 27986363.3312 | 961560.8286 | 17303179.5858 | 17303179.5858 | 13685062.912 | 7195764.7501 | 0 | 46251103.7457 | 84435110.9936 | 56234.1325 | 6.7534 | 6848.5624 | 12502.6016 | 139.6172 | 254.8824
1 | 4200 | 707 | 0.03 | 15 | 15 | 7 | 7.4989e-11 | 5spot_SharedNeighbor | CO2 | Porous | Wet | R600a | MinimizeLCOE_Brownfield | IgnoreSilica | 2019 | 116.2512 | 16.4945 | 1.7707 | 4 | 6597.6211 | 11988.662 | 134.5014 | 244.4051 | 83.443 | 10.4127 | 98.1916 | 4162894.3988 | 0 | 3704575.1998 | 0 | 0 | 0 | 1323030.7201 | 3584295.1243 | 9325600.6734 | 6364914.0815 | 28465310.1979 | 961560.8286 | 17303179.5858 | 17303179.5858 | 13685062.912 | 7195764.7501 | 0 | 46730050.6123 | 84914057.8603 | 74989.4209 | 7.0829 | 6597.6211 | 11988.662 | 134.5014 | 244.4051
1 | 4200 | 707 | 0.03 | 15 | 15 | 7 | 1e-10 | 5spot_SharedNeighbor | CO2 | Porous | Wet | R600a | MinimizeLCOE_Brownfield | IgnoreSilica | 2019 | 119.4501 | 16.9779 | 1.8361 | 4 | 6410.1733 | 11609.3617 | 130.6801 | 236.6725 | 83.2194 | 10.3434 | 100.6952 | 4230326.5402 | 0 | 3787472.3599 | 0 | 0 | 0 | 1284962.8116 | 3628077.0676 | 9439512.3089 | 6442661.1134 | 28813012.2015 | 961560.8286 | 17303179.5858 | 17303179.5858 | 13685062.912 | 7195764.7501 | 0 | 47077752.6159 | 85261759.8639 | 100000 | 7.3442 | 6410.1733 | 11609.3617 | 130.6801 | 236.6725
1 | 4200 | 707 | 0.03 | 15 | 15 | 7 | 1.3335e-10 | 5spot_SharedNeighbor | CO2 | Porous | Wet | R600a | MinimizeLCOE_Brownfield | IgnoreSilica | 2019 | 121.923 | 17.3524 | 1.8872 | 4 | 6270.0218 | 11328.2991 | 127.8229 | 230.9427 | 83.0401 | 10.2884 | 94.1927 | 4281283.6799 | 0 | 3851281.4915 | 0 | 0 | 0 | 1252040.6795 | 3659996.2819 | 9522559.557 | 6499342.5667 | 29066504.2564 | 961560.8286 | 17303179.5858 | 17303179.5858 | 13685062.912 | 7195764.7501 | 0 | 47331244.6709 | 85515251.9188 | 133352.1432 | 7.5488 | 6270.0218 | 11328.2991 | 127.8229 | 230.9427
1 | 4200 | 707 | 0.03 | 15 | 15 | 7 | 1.7783e-10 | 5spot_SharedNeighbor | CO2 | Porous | Wet | R600a | MinimizeLCOE_Brownfield | IgnoreSilica | 2019 | 123.8157 | 17.6397 | 1.9268 | 4 | 6165.1521 | 11119.531 | 125.685 | 226.6867 | 82.8989 | 10.2454 | 93.6221 | 4319594.258 | 0 | 3899964.643 | 0 | 0 | 0 | 1224564.2859 | 3683208.0429 | 9582951.7979 | 6540561.512 | 29250844.5398 | 961560.8286 | 17303179.5858 | 17303179.5858 | 13685062.912 | 7195764.7501 | 0 | 47515584.9543 | 85699592.2022 | 177827.941 | 7.7071 | 6165.1521 | 11119.531 | 125.685 | 226.6867
1 | 4200 | 707 | 0.03 | 15 | 15 | 7 | 2.3714e-10 | 5spot_SharedNeighbor | CO2 | Porous | Wet | R600a | MinimizeLCOE_Brownfield | IgnoreSilica | 2019 | 125.2501 | 17.8578 | 1.9571 | 4 | 6086.6357 | 10964.2335 | 124.0843 | 223.5207 | 82.7898 | 10.2124 | 107.8076 | 4348226.6994 | 0 | 3936770.7666 | 0 | 0 | 0 | 1202166.8295 | 3699994.0753 | 9626625.6107 | 6570369.7867 | 29384153.7681 | 961560.8286 | 17303179.5858 | 17303179.5858 | 13685062.912 | 7195764.7501 | 0 | 47648894.1826 | 85832901.4305 | 237137.3706 | 7.8284 | 6086.6357 | 10964.2335 | 124.0843 | 223.5207
1 | 4200 | 707 | 0.03 | 15 | 15 | 7 | 3.1623e-10 | 5spot_SharedNeighbor | CO2 | Porous | Wet | R600a | MinimizeLCOE_Brownfield | IgnoreSilica | 2019 | 126.3413 | 18.0239 | 1.9803 | 4 | 6027.8242 | 10848.3476 | 122.8853 | 221.1582 | 82.7054 | 10.187 | 112.1758 | 4369775.0805 | 0 | 3964718.7364 | 0 | 0 | 0 | 1184409.4324 | 3712372.2672 | 9658831.1271 | 6592350.7133 | 29482457.3569 | 961560.8286 | 17303179.5858 | 17303179.5858 | 13685062.912 | 7195764.7501 | 0 | 47747197.7714 | 85931205.0193 | 316227.766 | 7.9211 | 6027.8242 | 10848.3476 | 122.8853 | 221.1582
1 | 4200 | 707 | 0.03 | 15 | 15 | 7 | 4.217e-10 | 5spot_SharedNeighbor | CO2 | Porous | Wet | R600a | MinimizeLCOE_Brownfield | IgnoreSilica | 2019 | 127.1649 | 18.1494 | 1.9979 | 4 | 5983.7583 | 10761.8294 | 121.987 | 219.3944 | 82.641 | 10.1677 | 109.4034 | 4385908.1555 | 0 | 3985787.5644 | 0 | 0 | 0 | 1170476.9468 | 3721447.34 | 9682442.6049 | 6608466.0321 | 29554528.6438 | 961560.8286 | 17303179.5858 | 17303179.5858 | 13685062.912 | 7195764.7501 | 0 | 47819269.0582 | 86003276.3062 | 421696.5034 | 7.9915 | 5983.7583 | 10761.8294 | 121.987 | 219.3944
1 | 4200 | 707 | 0.03 | 15 | 15 | 7 | 5.6234e-10 | 5spot_SharedNeighbor | CO2 | Porous | Wet | R600a | MinimizeLCOE_Brownfield | IgnoreSilica | 2019 | 127.7936 | 18.2452 | 2.0113 | 4 | 5950.7333 | 10697.0205 | 121.3137 | 218.0732 | 82.5915 | 10.1528 | 95.8817 | 4398144.8765 | 0 | 4001852.3172 | 0 | 0 | 0 | 1159784.4811 | 3728314.8532 | 9700310.4654 | 6620661.2141 | 29609068.2076 | 961560.8286 | 17303179.5858 | 17303179.5858 | 13685062.912 | 7195764.7501 | 0 | 47873808.622 | 86057815.8699 | 562341.3252 | 8.045 | 5950.7333 | 10697.0205 | 121.3137 | 218.0732
1 | 4200 | 707 | 0.03 | 15 | 15 | 7 | 7.4989e-10 | 5spot_SharedNeighbor | CO2 | Porous | Wet | R600a | MinimizeLCOE_Brownfield | IgnoreSilica | 2019 | 128.2586 | 18.3162 | 2.0213 | 4 | 5925.9788 | 10648.689 | 120.8091 | 217.0879 | 82.5545 | 10.1418 | 99.3959 | 4407154.1487 | 0 | 4013727.8892 | 0 | 0 | 0 | 1151443.8986 | 3733207.1152 | 9713039.1277 | 6629348.7876 | 29647920.967 | 961560.8286 | 17303179.5858 | 17303179.5858 | 13685062.912 | 7195764.7501 | 0 | 47912661.3814 | 86096668.6294 | 749894.2093 | 8.0852 | 5925.9788 | 10648.689 | 120.8091 | 217.0879
1 | 4200 | 707 | 0.03 | 15 | 15 | 7 | 1e-09 | 5spot_SharedNeighbor | CO2 | Porous | Wet | R600a | MinimizeLCOE_Brownfield | IgnoreSilica | 2019 | 128.607 | 18.3694 | 2.0289 | 4 | 5907.4214 | 10612.5367 | 120.4308 | 216.3509 | 82.5267 | 10.1334 | 103.9645 | 4413878.8832 | 0 | 4022618.8639 | 0 | 0 | 0 | 1145052.3944 | 3736804.5552 | 9722398.9285 | 6635737.044 | 29676490.6691 | 961560.8286 | 17303179.5858 | 17303179.5858 | 13685062.912 | 7195764.7501 | 0 | 47941231.0836 | 86125238.3315 | 1000000 | 8.1154 | 5907.4214 | 10612.5367 | 120.4308 | 216.3509
1 | 4200 | 707 | 0.03 | 15 | 15 | 7 | 1.3335e-09 | 5spot_SharedNeighbor | CO2 | Porous | Wet | R600a | MinimizeLCOE_Brownfield | IgnoreSilica | 2019 | 128.8823 | 18.4113 | 2.0347 | 4 | 5893.5086 | 10585.2241 | 120.1471 | 215.7941 | 82.5047 | 10.1269 | 111.8092 | 4419177.7329 | 0 | 4029640.3308 | 0 | 0 | 0 | 1140381.149 | 3739787.6929 | 9730160.4411 | 6641034.4359 | 29700181.7826 | 961560.8286 | 17303179.5858 | 17303179.5858 | 13685062.912 | 7195764.7501 | 0 | 47964922.1971 | 86148929.445 | 1333521.4322 | 8.1386 | 5893.5086 | 10585.2241 | 120.1471 | 215.7941
1 | 4200 | 707 | 0.03 | 15 | 15 | 7 | 1.7783e-09 | 5spot_SharedNeighbor | CO2 | Porous | Wet | R600a | MinimizeLCOE_Brownfield | IgnoreSilica | 2019 | 129.0823 | 18.4418 | 2.039 | 4 | 5883.0772 | 10564.8837 | 119.9345 | 215.3794 | 82.4886 | 10.1221 | 98.8724 | 4423020.4988 | 0 | 4034741.6611 | 0 | 0 | 0 | 1136745.5575 | 3741858.0098 | 9735546.9809 | 6644710.86 | 29716623.5682 | 961560.8286 | 17303179.5858 | 17303179.5858 | 13685062.912 | 7195764.7501 | 0 | 47981363.9827 | 86165371.2306 | 1778279.41 | 8.1558 | 5883.0772 | 10564.8837 | 119.9345 | 215.3794
1 | 4200 | 707 | 0.03 | 15 | 15 | 7 | 2.3714e-09 | 5spot_SharedNeighbor | CO2 | Porous | Wet | R600a | MinimizeLCOE_Brownfield | IgnoreSilica | 2019 | 129.2138 | 18.4622 | 2.042 | 4 | 5875.2557 | 10549.9736 | 119.775 | 215.0755 | 82.478 | 10.1189 | 100.3766 | 4425541.8629 | 0 | 4038093.758 | 0 | 0 | 0 | 1133736.0798 | 3742974.9633 | 9738453.0646 | 6646694.3218 | 29725494.0504 | 961560.8286 | 17303179.5858 | 17303179.5858 | 13685062.912 | 7195764.7501 | 0 | 47990234.4648 | 86174241.7128 | 2371373.7057 | 8.1682 | 5875.2557 | 10549.9736 | 119.775 | 215.0755
1 | 4200 | 707 | 0.03 | 15 | 15 | 7 | 3.1623e-09 | 5spot_SharedNeighbor | CO2 | Porous | Wet | R600a | MinimizeLCOE_Brownfield | IgnoreSilica | 2019 | 129.3381 | 18.481 | 2.0446 | 4 | 5869.391 | 10538.346 | 119.6555 | 214.8384 | 82.468 | 10.1159 | 104.039 | 4427923.7334 | 0 | 4041262.2072 | 0 | 0 | 0 | 1131824.7858 | 3744394.1833 | 9742145.5841 | 6649214.5422 | 29736765.036 | 961560.8286 | 17303179.5858 | 17303179.5858 | 13685062.912 | 7195764.7501 | 0 | 48001505.4504 | 86185512.6984 | 3162277.6602 | 8.1783 | 5869.391 | 10538.346 | 119.6555 | 214.8384
1 | 4200 | 707 | 0.03 | 15 | 15 | 7 | 4.217e-09 | 5spot_SharedNeighbor | CO2 | Porous | Wet | R600a | MinimizeLCOE_Brownfield | IgnoreSilica | 2019 | 129.4112 | 18.4923 | 2.0463 | 4 | 5864.9934 | 10529.9857 | 119.5658 | 214.668 | 82.4621 | 10.1142 | 99.0277 | 4429323.5772 | 0 | 4043126.4874 | 0 | 0 | 0 | 1130103.9593 | 3744996.0693 | 9743711.568 | 6650283.3584 | 29741545.0195 | 961560.8286 | 17303179.5858 | 17303179.5858 | 13685062.912 | 7195764.7501 | 0 | 48006285.4339 | 86190292.6819 | 4216965.0343 | 8.1852 | 5864.9934 | 10529.9857 | 119.5658 | 214.668
1 | 4200 | 707 | 0.03 | 15 | 15 | 7 | 5.6234e-09 | 5spot_SharedNeighbor | CO2 | Porous | Wet | R600a | MinimizeLCOE_Brownfield | IgnoreSilica | 2019 | 129.487 | 18.5037 | 2.0478 | 4 | 5861.6958 | 10523.3499 | 119.4986 | 214.5327 | 82.456 | 10.1124 | 108.0831 | 4430773.8032 | 0 | 4045057.9176 | 0 | 0 | 0 | 1129100.7152 | 3745923.65 | 9746124.9427 | 6651930.5362 | 29748911.5649 | 961560.8286 | 17303179.5858 | 17303179.5858 | 13685062.912 | 7195764.7501 | 0 | 48013651.9793 | 86197659.2272 | 5623413.2519 | 8.1911 | 5861.6958 | 10523.3499 | 119.4986 | 214.5327
1 | 4200 | 707 | 0.03 | 15 | 15 | 7 | 7.4989e-09 | 5spot_SharedNeighbor | CO2 | Porous | Wet | R600a | MinimizeLCOE_Brownfield | IgnoreSilica | 2019 | 129.5233 | 18.5094 | 2.0487 | 4 | 5859.2231 | 10518.7373 | 119.4482 | 214.4387 | 82.4531 | 10.1115 | 98.3024 | 4431467.0693 | 0 | 4045982.3449 | 0 | 0 | 0 | 1128059.9122 | 3746148.6373 | 9746710.3135 | 6652330.0638 | 29750698.341 | 961560.8286 | 17303179.5858 | 17303179.5858 | 13685062.912 | 7195764.7501 | 0 | 48015438.7555 | 86199446.0034 | 7498942.0933 | 8.1948 | 5859.2231 | 10518.7373 | 119.4482 | 214.4387
1 | 4200 | 707 | 0.03 | 15 | 15 | 7 | 1e-08 | 5spot_SharedNeighbor | CO2 | Porous | Wet | R600a | MinimizeLCOE_Brownfield | IgnoreSilica | 2019 | 129.5692 | 18.5163 | 2.0496 | 4 | 5857.3688 | 10514.9489 | 119.4104 | 214.3615 | 82.4494 | 10.1104 | 89.8385 | 4432346.1224 | 0 | 4047153.8163 | 0 | 0 | 0 | 1127538.9984 | 3746745.1855 | 9748262.4095 | 6653389.4012 | 29755435.9333 | 961560.8286 | 17303179.5858 | 17303179.5858 | 13685062.912 | 7195764.7501 | 0 | 48020176.3477 | 86204183.5957 | 10000000 | 8.1983 | 5857.3688 | 10514.9489 | 119.4104 | 214.3615
1 | 4300 | 707 | 0.03 | 15 | 15 | 7 | 1e-13 | 5spot_SharedNeighbor | CO2 | Porous | Wet | R600a | MinimizeLCOE_Brownfield | IgnoreSilica | 2019 | 0 | 0 | 0 | 0 |  |  |  |  | 15 |  | 21.5789 | [19 empty] | 100 | 0
1 | 4300 | 707 | 0.03 | 15 | 15 | 7 | 1.3335e-13 | 5spot_SharedNeighbor | CO2 | Porous | Wet | R600a | MinimizeLCOE_Brownfield | IgnoreSilica | 2019 | 1.6 | 0.021238 | 0.00092546 | 4 | 5389652.8872 | 15985106.3848 | 109875.3642 | 325878.0151 | 61.6901 | 10.0474 | 23.7092 | 150449.4209 | 0 | 73348.0506 | 0 | 0 | 0 | 153090.851 | 146986.4458 | 382428.5808 | 261015.3645 | 1167318.7136 | 961560.8286 | 17822860.8151 | 17822860.8151 | 14023360.4323 | 7376664.0807 | 0 | 19951740.3573 | 59174625.6853 | 133.3521 | 0.0037019 | 5389652.8872 | 15985106.3848 | 109875.3642 | 325878.0151
1 | 4300 | 707 | 0.03 | 15 | 15 | 7 | 1.7783e-13 | 5spot_SharedNeighbor | CO2 | Porous | Wet | R600a | MinimizeLCOE_Brownfield | IgnoreSilica | 2019 | 1.6 | 0.036957 | 0.004751 | 4 | 1046321.5005 | 3110233.8068 | 21330.679 | 63406.3231 | 61.6901 | 10.0474 | 27.8593 | 150449.4228 | 0 | 73348.0494 | 0 | 0 | 0 | 131363.0288 | 138512.5954 | 360381.3604 | 245967.6836 | 1100022.1405 | 961560.8286 | 17822860.8151 | 17822860.8151 | 14023360.4323 | 7376664.0807 | 0 | 19884443.7842 | 59107329.1122 | 177.8279 | 0.019004 | 1046321.5005 | 3110233.8068 | 21330.679 | 63406.3231
1 | 4300 | 707 | 0.03 | 15 | 15 | 7 | 2.3714e-13 | 5spot_SharedNeighbor | CO2 | Porous | Wet | R600a | MinimizeLCOE_Brownfield | IgnoreSilica | 2019 | 1.6 | 0.048935 | 0.0075796 | 4 | 654108.5661 | 1947813.2448 | 13334.8879 | 39708.8076 | 61.6896 | 10.0469 | 27.3153 | 150446.3147 | 0 | 73349.9632 | 0 | 0 | 0 | 114250.7092 | 131838.325 | 343016.2778 | 234115.6579 | 1047017.2478 | 961560.8286 | 17822860.8151 | 17822860.8151 | 14023360.4323 | 7376664.0807 | 0 | 19831438.8915 | 59054324.2195 | 237.1374 | 0.030318 | 654108.5661 | 1947813.2448 | 13334.8879 | 39708.8076
1 | 4300 | 707 | 0.03 | 15 | 15 | 7 | 3.1623e-13 | 5spot_SharedNeighbor | CO2 | Porous | Wet | R600a | MinimizeLCOE_Brownfield | IgnoreSilica | 2019 | 3.4003 | 0.23619 | 0.018214 | 4 | 288448.6547 | 826816.2896 | 5880.416 | 16855.7684 | 73.5166 | 11.0091 | 45.836 | 304578.6373 | 0 | 174985.8309 | 0 | 0 | 0 | 240610.5668 | 280868.2637 | 730761.6081 | 498759.8132 | 2230564.7202 | 961560.8286 | 17822860.8151 | 17822860.8151 | 14023360.4323 | 7376664.0807 | 0 | 21014986.3639 | 60237871.6919 | 316.2278 | 0.072855 | 288448.6547 | 826816.2896 | 5880.416 | 16855.7684
1 | 4300 | 707 | 0.03 | 15 | 15 | 7 | 4.217e-13 | 5spot_SharedNeighbor | CO2 | Porous | Wet | R600a | MinimizeLCOE_Brownfield | IgnoreSilica | 2019 | 4.5381 | 0.38301 | 0.029502 | 4 | 183287.8718 | 515663.8982 | 3736.5712 | 10512.5061 | 76.9523 | 11.2557 | 51.3628 | 390785.4378 | 0 | 234021.9985 | 0 | 0 | 0 | 293726.8661 | 358228.3779 | 932036.7567 | 636134.2379 | 2844933.6749 | 961560.8286 | 17822860.8151 | 17822860.8151 | 14023360.4323 | 7376664.0807 | 0 | 21629355.3186 | 60852240.6466 | 421.6965 | 0.11801 | 183287.8718 | 515663.8982 | 3736.5712 | 10512.5061
1 | 4300 | 707 | 0.03 | 15 | 15 | 7 | 5.6234e-13 | 5spot_SharedNeighbor | CO2 | Porous | Wet | R600a | MinimizeLCOE_Brownfield | IgnoreSilica | 2019 | 6.0138 | 0.58058 | 0.045102 | 4 | 123964.2857 | 341374.0977 | 2527.1796 | 6959.3727 | 79.7312 | 11.4444 | 59.0811 | 493815.3882 | 0 | 306347.1733 | 0 | 0 | 0 | 355688.6709 | 450781.9806 | 1172842.2455 | 800488.9321 | 3579964.3906 | 961560.8286 | 17822860.8151 | 17822860.8151 | 14023360.4323 | 7376664.0807 | 0 | 22364386.0343 | 61587271.3623 | 562.3413 | 0.18041 | 123964.2857 | 341374.0977 | 2527.1796 | 6959.3727
1 | 4300 | 707 | 0.03 | 15 | 15 | 7 | 7.4989e-13 | 5spot_SharedNeighbor | CO2 | Porous | Wet | R600a | MinimizeLCOE_Brownfield | IgnoreSilica | 2019 | 7.9091 | 0.84052 | 0.066278 | 4 | 87635.8215 | 235583.2902 | 1786.5748 | 4802.684 | 81.9379 | 11.5867 | 57.4699 | 615639.988 | 0 | 394063.3676 | 0 | 0 | 0 | 426738.938 | 560212.4945 | 1457557.9954 | 994813.2817 | 4449026.0654 | 961560.8286 | 17822860.8151 | 17822860.8151 | 14023360.4323 | 7376664.0807 | 0 | 23233447.7091 | 62456333.0371 | 749.8942 | 0.26511 | 87635.8215 | 235583.2902 | 1786.5748 | 4802.684
1 | 4300 | 707 | 0.03 | 15 | 15 | 7 | 1e-12 | 5spot_SharedNeighbor | CO2 | Porous | Wet | R600a | MinimizeLCOE_Brownfield | IgnoreSilica | 2019 | 10.3233 | 1.177 | 0.09464 | 4 | 64064.5591 | 167675.0017 | 1306.0427 | 3418.2817 | 83.6686 | 11.6926 | 67.0559 | 758628.2694 | 0 | 499662.5285 | 0 | 0 | 0 | 507121.5401 | 688510.8118 | 1791363.8994 | 1222642.6702 | 5467929.7195 | 961560.8286 | 17822860.8151 | 17822860.8151 | 14023360.4323 | 7376664.0807 | 0 | 24252351.3631 | 63475236.6912 | 1000 | 0.37856 | 64064.5591 | 167675.0017 | 1306.0427 | 3418.2817
1 | 4300 | 707 | 0.03 | 15 | 15 | 7 | 1.3335e-12 | 5spot_SharedNeighbor | CO2 | Porous | Wet | R600a | MinimizeLCOE_Brownfield | IgnoreSilica | 2019 | 13.4003 | 1.6103 | 0.13227 | 4 | 48103.9705 | 122238.1424 | 980.6645 | 2491.9899 | 85.0215 | 11.7703 | 41.3585 | 926813.3374 | 0 | 627043.0168 | 0 | 0 | 0 | 598506.1659 | 839421.3828 | 2184002.2492 | 1490626.4118 | 6666412.5639 | 961560.8286 | 17822860.8151 | 17822860.8151 | 14023360.4323 | 7376664.0807 | 0 | 25450834.2076 | 64673719.5356 | 1333.5214 | 0.52908 | 48103.9705 | 122238.1424 | 980.6645 | 2491.9899
1 | 4300 | 707 | 0.03 | 15 | 15 | 7 | 1.7783e-12 | 5spot_SharedNeighbor | CO2 | Porous | Wet | R600a | MinimizeLCOE_Brownfield | IgnoreSilica | 2019 | 17.3218 | 2.1661 | 0.1818 | 4 | 36941.0852 | 90877.7818 | 753.094 | 1852.6665 | 86.0708 | 11.8244 | 63.4943 | 1124856.219 | 0 | 780873.3333 | 0 | 0 | 0 | 702780.5729 | 1017318.9488 | 2646855.2241 | 1806533.0779 | 8079217.376 | 961560.8286 | 17822860.8151 | 17822860.8151 | 14023360.4323 | 7376664.0807 | 0 | 26863639.0197 | 66086524.3477 | 1778.2794 | 0.7272 | 36941.0852 | 90877.7818 | 753.094 | 1852.6665
1 | 4300 | 707 | 0.03 | 15 | 15 | 7 | 2.3714e-12 | 5spot_SharedNeighbor | CO2 | Porous | Wet | R600a | MinimizeLCOE_Brownfield | IgnoreSilica | 2019 | 22.2212 | 2.865 | 0.24617 | 4 | 28936.548 | 68769.7174 | 589.9107 | 1401.9637 | 86.8596 | 11.8565 | 53.5099 | 1353819.8229 | 0 | 963296.1587 | 0 | 0 | 0 | 817528.6825 | 1222511.419 | 3180723.9406 | 2170909.4468 | 9708789.4704 | 961560.8286 | 17822860.8151 | 17822860.8151 | 14023360.4323 | 7376664.0807 | 0 | 28493211.1141 | 67716096.4421 | 2371.3737 | 0.98468 | 28936.548 | 68769.7174 | 589.9107 | 1401.9637
1 | 4300 | 707 | 0.03 | 15 | 15 | 7 | 3.1623e-12 | 5spot_SharedNeighbor | CO2 | Porous | Wet | R600a | MinimizeLCOE_Brownfield | IgnoreSilica | 2019 | 28.3159 | 3.7386 | 0.32888 | 4 | 23085.5318 | 52900.6325 | 470.6298 | 1078.4509 | 87.4357 | 11.8672 | 70.9697 | 1617784.741 | 0 | 1179126.6486 | 0 | 0 | 0 | 943648.6194 | 1458818.4035 | 3795546.241 | 2590538.3002 | 11585462.9536 | 961560.8286 | 17822860.8151 | 17822860.8151 | 14023360.4323 | 7376664.0807 | 0 | 30369884.5973 | 69592769.9253 | 3162.2777 | 1.3155 | 23085.5318 | 52900.6325 | 470.6298 | 1078.4509
1 | 4300 | 707 | 0.03 | 15 | 15 | 7 | 4.217e-12 | 5spot_SharedNeighbor | CO2 | Porous | Wet | R600a | MinimizeLCOE_Brownfield | IgnoreSilica | 2019 | 35.6971 | 4.8025 | 0.43301 | 4 | 18746.7752 | 41392.4689 | 382.1784 | 843.8415 | 87.8215 | 11.8544 | 64.4336 | 1914463.5957 | 0 | 1428345.6585 | 0 | 0 | 0 | 1075764.4564 | 1723243.7472 | 4483526.7442 | 3060099.1302 | 13685443.3322 | 961560.8286 | 17822860.8151 | 17822860.8151 | 14023360.4323 | 7376664.0807 | 0 | 32469864.9758 | 71692750.3039 | 4216.965 | 1.732 | 18746.7752 | 41392.4689 | 382.1784 | 843.8415
1 | 4300 | 707 | 0.03 | 15 | 15 | 7 | 5.6234e-12 | 5spot_SharedNeighbor | CO2 | Porous | Wet | R600a | MinimizeLCOE_Brownfield | IgnoreSilica | 2019 | 44.4324 | 6.0686 | 0.56085 | 4 | 15497.607 | 32981.2674 | 315.9397 | 672.3677 | 88.0352 | 11.8145 | 66.8061 | 2240727.7837 | 0 | 1710430.4202 | 0 | 0 | 0 | 1209202.862 | 2012540.8157 | 5236218.3736 | 3573826.6335 | 15982946.8888 | 961560.8286 | 17822860.8151 | 17822860.8151 | 14023360.4323 | 7376664.0807 | 0 | 34767368.5324 | 73990253.8605 | 5623.4133 | 2.2434 | 15497.607 | 32981.2674 | 315.9397 | 672.3677
1 | 4300 | 707 | 0.03 | 15 | 15 | 7 | 7.4989e-12 | 5spot_SharedNeighbor | CO2 | Porous | Wet | R600a | MinimizeLCOE_Brownfield | IgnoreSilica | 2019 | 54.2887 | 7.5072 | 0.71167 | 4 | 13051.758 | 26830.1763 | 266.0777 | 546.9694 | 88.0833 | 11.7445 | 62.8389 | 2583236.9148 | 0 | 2016011.7887 | 0 | 0 | 0 | 1331775.8406 | 2313099.5722 | 6018210.6048 | 4107552.3996 | 18369887.1206 | 961560.8286 | 17822860.8151 | 17822860.8151 | 14023360.4323 | 7376664.0807 | 0 | 37154308.7643 | 76377194.0923 | 7498.9421 | 2.8467 | 13051.758 | 26830.1763 | 266.0777 | 546.9694
1 | 4300 | 707 | 0.03 | 15 | 15 | 7 | 1e-11 | 5spot_SharedNeighbor | CO2 | Porous | Wet | R600a | MinimizeLCOE_Brownfield | IgnoreSilica | 2019 | 64.8487 | 9.0602 | 0.881 | 4 | 11209.4345 | 22339.703 | 228.5195 | 455.4251 | 87.975 | 11.6438 | 78.4246 | 2925120.4673 | 0 | 2331762.0828 | 0 | 0 | 0 | 1432089.6293 | 2608699.15 | 6787300.0705 | 4632471.7632 | 20717443.1632 | 961560.8286 | 17822860.8151 | 17822860.8151 | 14023360.4323 | 7376664.0807 | 0 | 39501864.8069 | 78724750.1349 | 10000 | 3.524 | 11209.4345 | 22339.703 | 228.5195 | 455.4251
1 | 4300 | 707 | 0.03 | 15 | 15 | 7 | 1.3335e-11 | 5spot_SharedNeighbor | CO2 | Porous | Wet | R600a | MinimizeLCOE_Brownfield | IgnoreSilica | 2019 | 75.4749 | 10.6356 | 1.06 | 4 | 9825.291 | 19075.7772 | 200.3018 | 388.8855 | 87.731 | 11.517 | 78.4821 | 3246191.8097 | 0 | 2639684.8546 | 0 | 0 | 0 | 1499920.4876 | 2880460.8893 | 7494368.3701 | 5115060.4064 | 22875686.8177 | 961560.8286 | 17822860.8151 | 17822860.8151 | 14023360.4323 | 7376664.0807 | 0 | 41660108.4614 | 80882993.7894 | 13335.2143 | 4.2401 | 9825.291 | 19075.7772 | 200.3018 | 388.8855
1 | 4300 | 707 | 0.03 | 15 | 15 | 7 | 1.7783e-11 | 5spot_SharedNeighbor | CO2 | Porous | Wet | R600a | MinimizeLCOE_Brownfield | IgnoreSilica | 2019 | 85.5332 | 12.1386 | 1.2379 | 4 | 8789.1537 | 16710.4748 | 179.1788 | 340.6656 | 87.3892 | 11.3743 | 86.674 | 3530648.6983 | 0 | 2923595.6752 | 0 | 0 | 0 | 1532052.8356 | 3114655.9116 | 8103695.7781 | 5530938.8829 | 24735587.7817 | 961560.8286 | 17822860.8151 | 17822860.8151 | 14023360.4323 | 7376664.0807 | 0 | 43520009.4254 | 82742894.7535 | 17782.7941 | 4.9516 | 8789.1537 | 16710.4748 | 179.1788 | 340.6656
1 | 4300 | 707 | 0.03 | 15 | 15 | 7 | 2.3714e-11 | 5spot_SharedNeighbor | CO2 | Porous | Wet | R600a | MinimizeLCOE_Brownfield | IgnoreSilica | 2019 | 94.5346 | 13.4938 | 1.4045 | 4 | 8015.8117 | 14997.5544 | 163.4132 | 305.7454 | 86.9978 | 11.228 | 84.4676 | 3769991.3225 | 0 | 3172320.6767 | 0 | 0 | 0 | 1532222.4497 | 3305068.4351 | 8599110.1053 | 5869069.3409 | 26247782.3301 | 961560.8286 | 17822860.8151 | 17822860.8151 | 14023360.4323 | 7376664.0807 | 0 | 45032203.9738 | 84255089.3018 | 23713.7371 | 5.6179 | 8015.8117 | 14997.5544 | 163.4132 | 305.7454
1 | 4300 | 707 | 0.03 | 15 | 15 | 7 | 3.1623e-11 | 5spot_SharedNeighbor | CO2 | Porous | Wet | R600a | MinimizeLCOE_Brownfield | IgnoreSilica | 2019 | 102.2493 | 14.663 | 1.5529 | 4 | 7439.5151 | 13753.8882 | 151.6646 | 280.3916 | 86.6004 | 11.0889 | 93.4298 | 3964015.8478 | 0 | 3381954.9777 | 0 | 0 | 0 | 1509451.71 | 3453614.7889 | 8985597.2468 | 6132854.7565 | 27427489.3278 | 961560.8286 | 17822860.8151 | 17822860.8151 | 14023360.4323 | 7376664.0807 | 0 | 46211910.9715 | 85434796.2995 | 31622.7766 | 6.2117 | 7439.5151 | 13753.8882 | 151.6646 | 280.3916
1 | 4300 | 707 | 0.03 | 15 | 15 | 7 | 4.217e-11 | 5spot_SharedNeighbor | CO2 | Porous | Wet | R600a | MinimizeLCOE_Brownfield | IgnoreSilica | 2019 | 108.6265 | 15.6351 | 1.6798 | 4 | 7010.1758 | 12847.6604 | 142.9119 | 261.9169 | 86.2296 | 10.9644 | 102.3485 | 4116767.7528 | 0 | 3553018.8215 | 0 | 0 | 0 | 1473133.3015 | 3565738.7516 | 9277320.798 | 6331962.0745 | 28317941.4998 | 961560.8286 | 17822860.8151 | 17822860.8151 | 14023360.4323 | 7376664.0807 | 0 | 47102363.1435 | 86325248.4715 | 42169.6503 | 6.7191 | 7010.1758 | 12847.6604 | 142.9119 | 261.9169
1 | 4300 | 707 | 0.03 | 15 | 15 | 7 | 5.6234e-11 | 5spot_SharedNeighbor | CO2 | Porous | Wet | R600a | MinimizeLCOE_Brownfield | IgnoreSilica | 2019 | 113.7498 | 16.4201 | 1.7847 | 4 | 6690.1354 | 12184.5595 | 136.3875 | 248.3987 | 85.9041 | 10.8582 | 81.6857 | 4234509.7085 | 0 | 3689110.6231 | 0 | 0 | 0 | 1431200.9625 | 3648380.3047 | 9492337.1672 | 6478715.1646 | 28974253.9306 | 961560.8286 | 17822860.8151 | 17822860.8151 | 14023360.4323 | 7376664.0807 | 0 | 47758675.5743 | 86981560.9023 | 56234.1325 | 7.1387 | 6690.1354 | 12184.5595 | 136.3875 | 248.3987
1 | 4300 | 707 | 0.03 | 15 | 15 | 7 | 7.4989e-11 | 5spot_SharedNeighbor | CO2 | Porous | Wet | R600a | MinimizeLCOE_Brownfield | IgnoreSilica | 2019 | 117.7982 | 17.0428 | 1.8693 | 4 | 6451.3373 | 11696.8829 | 131.5192 | 238.4568 | 85.6296 | 10.7703 | 92.7992 | 4324412.7548 | 0 | 3795860.2466 | 0 | 0 | 0 | 1389640.5818 | 3708866.2974 | 9649709.3128 | 6586124.8877 | 29454614.0811 | 961560.8286 | 17822860.8151 | 17822860.8151 | 14023360.4323 | 7376664.0807 | 0 | 48239035.7248 | 87461921.0528 | 74989.4209 | 7.4774 | 6451.3373 | 11696.8829 | 131.5192 | 238.4568
1 | 4300 | 707 | 0.03 | 15 | 15 | 7 | 1e-10 | 5spot_SharedNeighbor | CO2 | Porous | Wet | R600a | MinimizeLCOE_Brownfield | IgnoreSilica | 2019 | 120.9628 | 17.531 | 1.9365 | 4 | 6272.9716 | 11336.5545 | 127.883 | 231.111 | 85.4043 | 10.6993 | 106.007 | 4392758.876 | 0 | 3878846.9561 | 0 | 0 | 0 | 1351912.6958 | 3753172.2259 | 9764984.2503 | 6664802.4012 | 29806477.4053 | 961560.8286 | 17822860.8151 | 17822860.8151 | 14023360.4323 | 7376664.0807 | 0 | 48590899.049 | 87813784.377 | 100000 | 7.7461 | 6272.9716 | 11336.5545 | 127.883 | 231.111
1 | 4300 | 707 | 0.03 | 15 | 15 | 7 | 1.3335e-10 | 5spot_SharedNeighbor | CO2 | Porous | Wet | R600a | MinimizeLCOE_Brownfield | IgnoreSilica | 2019 | 123.3944 | 17.9071 | 1.9889 | 4 | 6139.6192 | 11069.757 | 125.1644 | 225.672 | 85.2248 | 10.6433 | 92.4846 | 4444117.5592 | 0 | 3942346.9207 | 0 | 0 | 0 | 1319160.0719 | 3785193.5752 | 9848297.2327 | 6721665.2236 | 30060780.5834 | 961560.8286 | 17822860.8151 | 17822860.8151 | 14023360.4323 | 7376664.0807 | 0 | 48845202.2271 | 88068087.5551 | 133352.1432 | 7.9557 | 6139.6192 | 11069.757 | 125.1644 | 225.672
1 | 4300 | 707 | 0.03 | 15 | 15 | 7 | 1.7783e-10 | 5spot_SharedNeighbor | CO2 | Porous | Wet | R600a | MinimizeLCOE_Brownfield | IgnoreSilica | 2019 | 125.2501 | 18.1949 | 2.0294 | 4 | 6039.8431 | 10871.6279 | 123.1304 | 221.6328 | 85.0841 | 10.5997 | 109.1781 | 4482637.3612 | 0 | 3990661.7049 | 0 | 0 | 0 | 1291834.6861 | 3808402.1633 | 9908681.2183 | 6762878.5346 | 30245095.6684 | 961560.8286 | 17822860.8151 | 17822860.8151 | 14023360.4323 | 7376664.0807 | 0 | 49029517.3121 | 88252402.6401 | 177827.941 | 8.1177 | 6039.8431 | 10871.6279 | 123.1304 | 221.6328
1 | 4300 | 707 | 0.03 | 15 | 15 | 7 | 2.3714e-10 | 5spot_SharedNeighbor | CO2 | Porous | Wet | R600a | MinimizeLCOE_Brownfield | IgnoreSilica | 2019 | 126.6534 | 18.4129 | 2.0604 | 4 | 5965.1448 | 10724.2685 | 121.6075 | 218.6287 | 84.9755 | 10.5663 | 98.511 | 4511372.4745 | 0 | 4027110.3038 | 0 | 0 | 0 | 1269571.4316 | 3825141.1419 | 9952232.6068 | 6792603.2521 | 30378031.2106 | 961560.8286 | 17822860.8151 | 17822860.8151 | 14023360.4323 | 7376664.0807 | 0 | 49162452.8543 | 88385338.1823 | 237137.3706 | 8.2416 | 5965.1448 | 10724.2685 | 121.6075 | 218.6287
1 | 4300 | 707 | 0.03 | 15 | 15 | 7 | 3.1623e-10 | 5spot_SharedNeighbor | CO2 | Porous | Wet | R600a | MinimizeLCOE_Brownfield | IgnoreSilica | 2019 | 127.725 | 18.5795 | 2.0841 | 4 | 5909.1963 | 10614.2091 | 120.467 | 216.385 | 84.8913 | 10.5405 | 100.3425 | 4533091.6644 | 0 | 4054899.8112 | 0 | 0 | 0 | 1252023.7824 | 3837605.9506 | 9984663.4823 | 6814737.991 | 30477022.682 | 961560.8286 | 17822860.8151 | 17822860.8151 | 14023360.4323 | 7376664.0807 | 0 | 49261444.3257 | 88484329.6537 | 316227.766 | 8.3364 | 5909.1963 | 10614.2091 | 120.467 | 216.385
1 | 4300 | 707 | 0.03 | 15 | 15 | 7 | 4.217e-10 | 5spot_SharedNeighbor | CO2 | Porous | Wet | R600a | MinimizeLCOE_Brownfield | IgnoreSilica | 2019 | 128.5339 | 18.7054 | 2.1021 | 4 | 5867.2775 | 10532.0339 | 119.6124 | 214.7098 | 84.8271 | 10.5209 | 109.4925 | 4549353.484 | 0 | 4075846.7481 | 0 | 0 | 0 | 1238272.5141 | 3846754.371 | 10008465.7956 | 6830983.5589 | 30549676.4718 | 961560.8286 | 17822860.8151 | 17822860.8151 | 14023360.4323 | 7376664.0807 | 0 | 49334098.1155 | 88556983.4435 | 421696.5034 | 8.4083 | 5867.2775 | 10532.0339 | 119.6124 | 214.7098
1 | 4300 | 707 | 0.03 | 15 | 15 | 7 | 5.6234e-10 | 5spot_SharedNeighbor | CO2 | Porous | Wet | R600a | MinimizeLCOE_Brownfield | IgnoreSilica | 2019 | 129.1406 | 18.7999 | 2.1157 | 4 | 5835.8628 | 10470.6591 | 118.972 | 213.4585 | 84.7784 | 10.5061 | 105.7784 | 4561478.7134 | 0 | 4091545.4889 | 0 | 0 | 0 | 1227577.1297 | 3853434.5195 | 10025846.1716 | 6842846.0227 | 30602728.0459 | 961560.8286 | 17822860.8151 | 17822860.8151 | 14023360.4323 | 7376664.0807 | 0 | 49387149.6896 | 88610035.0176 | 562341.3252 | 8.4627 | 5835.8628 | 10470.6591 | 118.972 | 213.4585
1 | 4300 | 707 | 0.03 | 15 | 15 | 7 | 7.4989e-10 | 5spot_SharedNeighbor | CO2 | Porous | Wet | R600a | MinimizeLCOE_Brownfield | IgnoreSilica | 2019 | 129.6009 | 18.8717 | 2.126 | 4 | 5812.3162 | 10424.6831 | 118.4919 | 212.5213 | 84.7413 | 10.4948 | 98.2348 | 4570634.4053 | 0 | 4103445.5627 | 0 | 0 | 0 | 1219412.1056 | 3858461.9087 | 10038926.407 | 6851773.5521 | 30642653.9413 | 961560.8286 | 17822860.8151 | 17822860.8151 | 14023360.4323 | 7376664.0807 | 0 | 49427075.585 | 88649960.913 | 749894.2093 | 8.5039 | 5812.3162 | 10424.6831 | 118.4919 | 212.5213
1 | 4300 | 707 | 0.03 | 15 | 15 | 7 | 1e-09 | 5spot_SharedNeighbor | CO2 | Porous | Wet | R600a | MinimizeLCOE_Brownfield | IgnoreSilica | 2019 | 129.9519 | 18.9263 | 2.1338 | 4 | 5794.6647 | 10390.1842 | 118.1321 | 211.818 | 84.7129 | 10.4861 | 89.4215 | 4577592.0714 | 0 | 4112515.5188 | 0 | 0 | 0 | 1213247.071 | 3862308.3179 | 10048933.9747 | 6858603.9227 | 30673200.8765 | 961560.8286 | 17822860.8151 | 17822860.8151 | 14023360.4323 | 7376664.0807 | 0 | 49457622.5202 | 88680507.8482 | 1000000 | 8.535 | 5794.6647 | 10390.1842 | 118.1321 | 211.818
1 | 4300 | 707 | 0.03 | 15 | 15 | 7 | 1.3335e-09 | 5spot_SharedNeighbor | CO2 | Porous | Wet | R600a | MinimizeLCOE_Brownfield | IgnoreSilica | 2019 | 130.2077 | 18.9662 | 2.1396 | 4 | 5781.4313 | 10364.4872 | 117.8623 | 211.2941 | 84.6921 | 10.4798 | 95.1281 | 4582648.4636 | 0 | 4119122.0975 | 0 | 0 | 0 | 1208443.5513 | 3864983.5039 | 10055894.2599 | 6863354.4603 | 30694446.3365 | 961560.8286 | 17822860.8151 | 17822860.8151 | 14023360.4323 | 7376664.0807 | 0 | 49478867.9802 | 88701753.3082 | 1333521.4322 | 8.5582 | 5781.4313 | 10364.4872 | 117.8623 | 211.2941
1 | 4300 | 707 | 0.03 | 15 | 15 | 7 | 1.7783e-09 | 5spot_SharedNeighbor | CO2 | Porous | Wet | R600a | MinimizeLCOE_Brownfield | IgnoreSilica | 2019 | 130.4124 | 18.998 | 2.144 | 4 | 5771.5095 | 10345.0205 | 117.66 | 210.8972 | 84.6754 | 10.4747 | 92.916 | 4586687.1738 | 0 | 4124407.4489 | 0 | 0 | 0 | 1204986.5306 | 3867271.6498 | 10061847.5462 | 6867417.7006 | 30712618.0498 | 961560.8286 | 17822860.8151 | 17822860.8151 | 14023360.4323 | 7376664.0807 | 0 | 49497039.6935 | 88719925.0215 | 1778279.41 | 8.5761 | 5771.5095 | 10345.0205 | 117.66 | 210.8972
1 | 4300 | 707 | 0.03 | 15 | 15 | 7 | 2.3714e-09 | 5spot_SharedNeighbor | CO2 | Porous | Wet | R600a | MinimizeLCOE_Brownfield | IgnoreSilica | 2019 | 130.5561 | 19.0205 | 2.1473 | 4 | 5764.0702 | 10330.6047 | 117.5084 | 210.6034 | 84.6637 | 10.4712 | 98.268 | 4589518.2782 | 0 | 4128117.6492 | 0 | 0 | 0 | 1202229.7145 | 3868747.6003 | 10065687.6668 | 6870038.6618 | 30724339.5708 | 961560.8286 | 17822860.8151 | 17822860.8151 | 14023360.4323 | 7376664.0807 | 0 | 49508761.2145 | 88731646.5425 | 2371373.7057 | 8.5892 | 5764.0702 | 10330.6047 | 117.5084 | 210.6034
1 | 4300 | 707 | 0.03 | 15 | 15 | 7 | 3.1623e-09 | 5spot_SharedNeighbor | CO2 | Porous | Wet | R600a | MinimizeLCOE_Brownfield | IgnoreSilica | 2019 | 130.6681 | 19.0379 | 2.1498 | 4 | 5758.4922 | 10319.7289 | 117.3947 | 210.3816 | 84.6545 | 10.4684 | 98.6749 | 4591723.4668 | 0 | 4131010.1453 | 0 | 0 | 0 | 1200211.0156 | 3869948.4048 | 10068811.9138 | 6872171.0246 | 30733875.971 | 961560.8286 | 17822860.8151 | 17822860.8151 | 14023360.4323 | 7376664.0807 | 0 | 49518297.6147 | 88741182.9427 | 3162277.6602 | 8.5992 | 5758.4922 | 10319.7289 | 117.3947 | 210.3816
1 | 4300 | 707 | 0.03 | 15 | 15 | 7 | 4.217e-09 | 5spot_SharedNeighbor | CO2 | Porous | Wet | R600a | MinimizeLCOE_Brownfield | IgnoreSilica | 2019 | 130.7413 | 19.0495 | 2.1516 | 4 | 5754.3095 | 10311.7634 | 117.3094 | 210.2192 | 84.6485 | 10.4666 | 94.4961 | 4593161.3214 | 0 | 4132897.9233 | 0 | 0 | 0 | 1198533.4946 | 3870591.1683 | 10070484.2525 | 6873312.4301 | 30738980.5901 | 961560.8286 | 17822860.8151 | 17822860.8151 | 14023360.4323 | 7376664.0807 | 0 | 49523402.2338 | 88746287.5618 | 4216965.0343 | 8.6063 | 5754.3095 | 10311.7634 | 117.3094 | 210.2192
1 | 4300 | 707 | 0.03 | 15 | 15 | 7 | 5.6234e-09 | 5spot_SharedNeighbor | CO2 | Porous | Wet | R600a | MinimizeLCOE_Brownfield | IgnoreSilica | 2019 | 130.7996 | 19.0586 | 2.1529 | 4 | 5751.1731 | 10305.7329 | 117.2454 | 210.0963 | 84.6437 | 10.4651 | 101.4496 | 4594307.5649 | 0 | 4134403.4095 | 0 | 0 | 0 | 1197321.5604 | 3871152.6886 | 10071945.2131 | 6874309.5657 | 30743440.0022 | 961560.8286 | 17822860.8151 | 17822860.8151 | 14023360.4323 | 7376664.0807 | 0 | 49527861.6459 | 88750746.9739 | 5623413.2519 | 8.6118 | 5751.1731 | 10305.7329 | 117.2454 | 210.0963
1 | 4300 | 707 | 0.03 | 15 | 15 | 7 | 7.4989e-09 | 5spot_SharedNeighbor | CO2 | Porous | Wet | R600a | MinimizeLCOE_Brownfield | IgnoreSilica | 2019 | 130.8534 | 19.0669 | 2.1541 | 4 | 5748.8213 | 10301.042 | 117.1975 | 210.0007 | 84.6393 | 10.4638 | 95.3155 | 4595363.0339 | 0 | 4135789.7846 | 0 | 0 | 0 | 1196553.3878 | 3871805.4204 | 10073643.4875 | 6875468.6729 | 30748623.7871 | 961560.8286 | 17822860.8151 | 17822860.8151 | 14023360.4323 | 7376664.0807 | 0 | 49533045.4308 | 88755930.7588 | 7498942.0933 | 8.6162 | 5748.8213 | 10301.042 | 117.1975 | 210.0007
1 | 4300 | 707 | 0.03 | 15 | 15 | 7 | 1e-08 | 5spot_SharedNeighbor | CO2 | Porous | Wet | R600a | MinimizeLCOE_Brownfield | IgnoreSilica | 2019 | 130.8922 | 19.0729 | 2.1549 | 4 | 5747.0577 | 10297.5489 | 117.1615 | 209.9295 | 84.6361 | 10.4628 | 98.5958 | 4596126.9467 | 0 | 4136793.5964 | 0 | 0 | 0 | 1195956.0774 | 3872261.882 | 10074831.1068 | 6876279.2475 | 30752248.8568 | 961560.8286 | 17822860.8151 | 17822860.8151 | 14023360.4323 | 7376664.0807 | 0 | 49536670.5005 | 88759555.8286 | 10000000 | 8.6195 | 5747.0577 | 10297.5489 | 117.1615 | 209.9295
1 | 4400 | 707 | 0.03 | 15 | 15 | 7 | 1e-13 | 5spot_SharedNeighbor | CO2 | Porous | Wet | R600a | MinimizeLCOE_Brownfield | IgnoreSilica | 2019 | 0 | 0 | 0 | 0 |  |  |  |  | 15 |  | 22.3646 | [19 empty] | 100 | 0
1 | 4400 | 707 | 0.03 | 15 | 15 | 7 | 1.3335e-13 | 5spot_SharedNeighbor | CO2 | Porous | Wet | R600a | MinimizeLCOE_Brownfield | IgnoreSilica | 2019 | 1.6 | 0.019814 | 0.001212 | 4 | 4226699.5581 | 12534595.3922 | 86166.9875 | 255534.6814 | 62.3672 | 10.3635 | 26.918 | 153107.3659 | 0 | 73242.2958 | 0 | 0 | 0 | 154792.6127 | 148645.487 | 386745.0658 | 263961.4542 | 1180494.2814 | 961560.8286 | 18348402.1352 | 18348402.1352 | 14367225.0389 | 7559907.4476 | 0 | 20490457.2452 | 60765991.8668 | 133.3521 | 0.0048479 | 4226699.5581 | 12534595.3922 | 86166.9875 | 255534.6814
1 | 4400 | 707 | 0.03 | 15 | 15 | 7 | 1.7783e-13 | 5spot_SharedNeighbor | CO2 | Porous | Wet | R600a | MinimizeLCOE_Brownfield | IgnoreSilica | 2019 | 1.6 | 0.035516 | 0.0050213 | 4 | 1016854.2596 | 3022080.1609 | 20729.9495 | 61609.1917 | 62.3672 | 10.3635 | 28.2243 | 153107.3679 | 0 | 73242.2946 | 0 | 0 | 0 | 133273.8124 | 140253.1552 | 364909.9399 | 249058.5321 | 1113845.1021 | 961560.8286 | 18348402.1352 | 18348402.1352 | 14367225.0389 | 7559907.4476 | 0 | 20423808.0658 | 60699342.6875 | 177.8279 | 0.020085 | 1016854.2596 | 3022080.1609 | 20729.9495 | 61609.1917
1 | 4400 | 707 | 0.03 | 15 | 15 | 7 | 2.3714e-13 | 5spot_SharedNeighbor | CO2 | Porous | Wet | R600a | MinimizeLCOE_Brownfield | IgnoreSilica | 2019 | 1.6 | 0.047463 | 0.0078371 | 4 | 649841.7979 | 1934618.0344 | 13247.904 | 39439.8054 | 62.3672 | 10.3635 | 29.0517 | 153107.369 | 0 | 73242.2939 | 0 | 0 | 0 | 116361.8401 | 133657.4862 | 347749.3621 | 237346.0852 | 1061464.4364 | 961560.8286 | 18348402.1352 | 18348402.1352 | 14367225.0389 | 7559907.4476 | 0 | 20371427.4002 | 60646962.0219 | 237.1374 | 0.031348 | 649841.7979 | 1934618.0344 | 13247.904 | 39439.8054
1 | 4400 | 707 | 0.03 | 15 | 15 | 7 | 3.1623e-13 | 5spot_SharedNeighbor | CO2 | Porous | Wet | R600a | MinimizeLCOE_Brownfield | IgnoreSilica | 2019 | 3.5272 | 0.25021 | 0.019686 | 4 | 275071.7124 | 786535.9268 | 5607.7089 | 16034.5987 | 75.2834 | 11.4075 | 49.2351 | 321404.1707 | 0 | 182910.8223 | 0 | 0 | 0 | 254651.7024 | 295997.0112 | 770123.5058 | 525625.1172 | 2350712.3295 | 961560.8286 | 18348402.1352 | 18348402.1352 | 14367225.0389 | 7559907.4476 | 0 | 21660675.2933 | 61936209.9149 | 316.2278 | 0.078746 | 275071.7124 | 786535.9268 | 5607.7089 | 16034.5987
1 | 4400 | 707 | 0.03 | 15 | 15 | 7 | 4.217e-13 | 5spot_SharedNeighbor | CO2 | Porous | Wet | R600a | MinimizeLCOE_Brownfield | IgnoreSilica | 2019 | 4.7233 | 0.40705 | 0.031899 | 4 | 174909.5062 | 490557.322 | 3565.7669 | 10000.6745 | 78.8776 | 11.6617 | 48.9223 | 413552.5846 | 0 | 245325.992 | 0 | 0 | 0 | 312261.0516 | 378744.455 | 985415.3807 | 672566.2456 | 3007865.7094 | 961560.8286 | 18348402.1352 | 18348402.1352 | 14367225.0389 | 7559907.4476 | 0 | 22317828.6732 | 62593363.2949 | 421.6965 | 0.1276 | 174909.5062 | 490557.322 | 3565.7669 | 10000.6745
1 | 4400 | 707 | 0.03 | 15 | 15 | 7 | 5.6234e-13 | 5spot_SharedNeighbor | CO2 | Porous | Wet | R600a | MinimizeLCOE_Brownfield | IgnoreSilica | 2019 | 6.2307 | 0.61315 | 0.04873 | 4 | 118391.7517 | 325018.4165 | 2413.576 | 6625.94 | 81.7056 | 11.851 | 61.0989 | 520596.3098 | 0 | 319634.8982 | 0 | 0 | 0 | 375968.8436 | 474318.0201 | 1234078.1923 | 842283.724 | 3766879.9881 | 961560.8286 | 18348402.1352 | 18348402.1352 | 14367225.0389 | 7559907.4476 | 0 | 23076842.9519 | 63352377.5735 | 562.3413 | 0.19492 | 118391.7517 | 325018.4165 | 2413.576 | 6625.94
1 | 4400 | 707 | 0.03 | 15 | 15 | 7 | 7.4989e-13 | 5spot_SharedNeighbor | CO2 | Porous | Wet | R600a | MinimizeLCOE_Brownfield | IgnoreSilica | 2019 | 8.2038 | 0.88863 | 0.071613 | 4 | 83769.4629 | 224369.9454 | 1707.7538 | 4574.0848 | 84.0007 | 11.9967 | 68.2209 | 649660.0667 | 0 | 411513.9751 | 0 | 0 | 0 | 451815.8308 | 590066.0503 | 1535230.8237 | 1047826.583 | 4686113.3296 | 961560.8286 | 18348402.1352 | 18348402.1352 | 14367225.0389 | 7559907.4476 | 0 | 23996076.2934 | 64271610.915 | 749.8942 | 0.28645 | 83769.4629 | 224369.9454 | 1707.7538 | 4574.0848
1 | 4400 | 707 | 0.03 | 15 | 15 | 7 | 1e-12 | 5spot_SharedNeighbor | CO2 | Porous | Wet | R600a | MinimizeLCOE_Brownfield | IgnoreSilica | 2019 | 10.6935 | 1.2424 | 0.10221 | 4 | 61296.5662 | 159805.0028 | 1249.6134 | 3257.8411 | 85.784 | 12.1041 | 48.8422 | 799747.1555 | 0 | 521097.2388 | 0 | 0 | 0 | 536078.8938 | 724200.0823 | 1884220.0604 | 1286018.908 | 5751362.3388 | 961560.8286 | 18348402.1352 | 18348402.1352 | 14367225.0389 | 7559907.4476 | 0 | 25061325.3025 | 65336859.9242 | 1000 | 0.40885 | 61296.5662 | 159805.0028 | 1249.6134 | 3257.8411
1 | 4400 | 707 | 0.03 | 15 | 15 | 7 | 1.3335e-12 | 5spot_SharedNeighbor | CO2 | Porous | Wet | R600a | MinimizeLCOE_Brownfield | IgnoreSilica | 2019 | 13.8802 | 1.6995 | 0.14282 | 4 | 46073.3381 | 116572.7752 | 939.2673 | 2376.4937 | 87.1853 | 12.1829 | 47.7375 | 977063.5371 | 0 | 653858.0698 | 0 | 0 | 0 | 632766.5605 | 882838.3853 | 2296964.3835 | 1567725.3897 | 7011216.326 | 961560.8286 | 18348402.1352 | 18348402.1352 | 14367225.0389 | 7559907.4476 | 0 | 26321179.2898 | 66596713.9114 | 1333.5214 | 0.57129 | 46073.3381 | 116572.7752 | 939.2673 | 2376.4937
1 | 4400 | 707 | 0.03 | 15 | 15 | 7 | 1.7783e-12 | 5spot_SharedNeighbor | CO2 | Porous | Wet | R600a | MinimizeLCOE_Brownfield | IgnoreSilica | 2019 | 17.9239 | 2.2839 | 0.1962 | 4 | 35421.485 | 86741.2161 | 722.1149 | 1768.337 | 88.268 | 12.2372 | 61.7146 | 1184999.6692 | 0 | 813519.6638 | 0 | 0 | 0 | 742194.9084 | 1068878.5541 | 2781002.7407 | 1898091.5144 | 8488687.0506 | 961560.8286 | 18348402.1352 | 18348402.1352 | 14367225.0389 | 7559907.4476 | 0 | 27798650.0144 | 68074184.636 | 1778.2794 | 0.7848 | 35421.485 | 86741.2161 | 722.1149 | 1768.337
1 | 4400 | 707 | 0.03 | 15 | 15 | 7 | 2.3714e-12 | 5spot_SharedNeighbor | CO2 | Porous | Wet | R600a | MinimizeLCOE_Brownfield | IgnoreSilica | 2019 | 22.9936 | 3.0208 | 0.26557 | 4 | 27780.1232 | 65693.9901 | 566.3354 | 1339.2608 | 89.0847 | 12.2689 | 45.0928 | 1426262.5967 | 0 | 1003539.0389 | 0 | 0 | 0 | 863630.1772 | 1284438.407 | 3341845.2605 | 2280878.0583 | 10200593.5386 | 961560.8286 | 18348402.1352 | 18348402.1352 | 14367225.0389 | 7559907.4476 | 0 | 29510556.5024 | 69786091.124 | 2371.3737 | 1.0623 | 27780.1232 | 65693.9901 | 566.3354 | 1339.2608
1 | 4400 | 707 | 0.03 | 15 | 15 | 7 | 3.1623e-12 | 5spot_SharedNeighbor | CO2 | Porous | Wet | R600a | MinimizeLCOE_Brownfield | IgnoreSilica | 2019 | 29.2586 | 3.9365 | 0.35447 | 4 | 22192.4099 | 50597.5899 | 452.4223 | 1031.5003 | 89.677 | 12.2779 | 56.6772 | 1702625.0268 | 0 | 1226928.9797 | 0 | 0 | 0 | 995382.0099 | 1530725.0464 | 3982632.5759 | 2718228.568 | 12156522.2067 | 961560.8286 | 18348402.1352 | 18348402.1352 | 14367225.0389 | 7559907.4476 | 0 | 31466485.1705 | 71742019.7922 | 3162.2777 | 1.4179 | 22192.4099 | 50597.5899 | 452.4223 | 1031.5003
1 | 4400 | 707 | 0.03 | 15 | 15 | 7 | 4.217e-12 | 5spot_SharedNeighbor | CO2 | Porous | Wet | R600a | MinimizeLCOE_Brownfield | IgnoreSilica | 2019 | 36.8614 | 5.0536 | 0.46629 | 4 | 18047.7209 | 39641.4461 | 367.9272 | 808.1445 | 90.0737 | 12.262 | 64.4722 | 2013905.3427 | 0 | 1485462.422 | 0 | 0 | 0 | 1134331.6119 | 1807142.7569 | 4701814.7574 | 3209085.1846 | 14351742.0754 | 961560.8286 | 18348402.1352 | 18348402.1352 | 14367225.0389 | 7559907.4476 | 0 | 33661705.0392 | 73937239.6608 | 4216.965 | 1.8651 | 18047.7209 | 39641.4461 | 367.9272 | 808.1445
1 | 4400 | 707 | 0.03 | 15 | 15 | 7 | 5.6234e-12 | 5spot_SharedNeighbor | CO2 | Porous | Wet | R600a | MinimizeLCOE_Brownfield | IgnoreSilica | 2019 | 45.7897 | 6.3736 | 0.60296 | 4 | 14943.5839 | 31642.5808 | 304.6452 | 645.0768 | 90.2897 | 12.2177 | 63.8071 | 2353650.1693 | 0 | 1775944.326 | 0 | 0 | 0 | 1272537.4288 | 2106831.4504 | 5481543.2635 | 3741265.9118 | 16731772.5498 | 961560.8286 | 18348402.1352 | 18348402.1352 | 14367225.0389 | 7559907.4476 | 0 | 36041735.5136 | 76317270.1352 | 5623.4133 | 2.4119 | 14943.5839 | 31642.5808 | 304.6452 | 645.0768
1 | 4400 | 707 | 0.03 | 15 | 15 | 7 | 7.4989e-12 | 5spot_SharedNeighbor | CO2 | Porous | Wet | R600a | MinimizeLCOE_Brownfield | IgnoreSilica | 2019 | 55.848 | 7.871 | 0.76368 | 4 | 12607.345 | 25792.0419 | 257.0178 | 525.8057 | 90.3341 | 12.1416 | 72.0447 | 2709820.3404 | 0 | 2090272.8449 | 0 | 0 | 0 | 1399568.4589 | 2417868.0412 | 6290796.6703 | 4293597.9905 | 19201924.3462 | 961560.8286 | 18348402.1352 | 18348402.1352 | 14367225.0389 | 7559907.4476 | 0 | 38511887.31 | 78787421.9316 | 7498.9421 | 3.0547 | 12607.345 | 25792.0419 | 257.0178 | 525.8057
1 | 4400 | 707 | 0.03 | 15 | 15 | 7 | 1e-11 | 5spot_SharedNeighbor | CO2 | Porous | Wet | R600a | MinimizeLCOE_Brownfield | IgnoreSilica | 2019 | 66.5466 | 9.4764 | 0.94303 | 4 | 10848.4013 | 21525.5614 | 221.1593 | 438.8277 | 90.2167 | 12.0337 | 78.2504 | 3062816.253 | 0 | 2412863.8268 | 0 | 0 | 0 | 1501957.7036 | 2721278.7355 | 7080209.0587 | 4832388.1663 | 21611513.7439 | 961560.8286 | 18348402.1352 | 18348402.1352 | 14367225.0389 | 7559907.4476 | 0 | 40921476.7077 | 81197011.3293 | 10000 | 3.7721 | 10848.4013 | 21525.5614 | 221.1593 | 438.8277
1 | 4400 | 707 | 0.03 | 15 | 15 | 7 | 1.3335e-11 | 5spot_SharedNeighbor | CO2 | Porous | Wet | R600a | MinimizeLCOE_Brownfield | IgnoreSilica | 2019 | 77.2628 | 11.0976 | 1.1316 | 4 | 9527.6785 | 18425.4787 | 194.2346 | 375.6283 | 89.9604 | 11.8992 | 89.7108 | 3392872.2658 | 0 | 2726174.6014 | 0 | 0 | 0 | 1570569.1757 | 2998950.2567 | 7802653.3988 | 5325471.2731 | 23816690.9716 | 961560.8286 | 18348402.1352 | 18348402.1352 | 14367225.0389 | 7559907.4476 | 0 | 43126653.9353 | 83402188.557 | 13335.2143 | 4.5265 | 9527.6785 | 18425.4787 | 194.2346 | 375.6283
1 | 4400 | 707 | 0.03 | 15 | 15 | 7 | 1.7783e-11 | 5spot_SharedNeighbor | CO2 | Porous | Wet | R600a | MinimizeLCOE_Brownfield | IgnoreSilica | 2019 | 87.3313 | 12.6332 | 1.3177 | 4 | 8539.5464 | 16180.6126 | 174.0902 | 329.8637 | 89.6071 | 11.7494 | 88.1906 | 3683232.3158 | 0 | 3013071.0025 | 0 | 0 | 0 | 1601822.0856 | 3236268.9075 | 8420107.8472 | 5746896.6216 | 25701398.7801 | 961560.8286 | 18348402.1352 | 18348402.1352 | 14367225.0389 | 7559907.4476 | 0 | 45011361.7439 | 85286896.3656 | 17782.7941 | 5.2709 | 8539.5464 | 16180.6126 | 174.0902 | 329.8637
1 | 4400 | 707 | 0.03 | 15 | 15 | 7 | 2.3714e-11 | 5spot_SharedNeighbor | CO2 | Porous | Wet | R600a | MinimizeLCOE_Brownfield | IgnoreSilica | 2019 | 96.3102 | 14.013 | 1.4912 | 4 | 7802.3244 | 14554.5186 | 159.0609 | 296.7135 | 89.2059 | 11.5971 | 80.4105 | 3926818.8793 | 0 | 3263664.5603 | 0 | 0 | 0 | 1600981.2546 | 3428671.2307 | 8920699.2252 | 6088560.5232 | 27229395.6734 | 961560.8286 | 18348402.1352 | 18348402.1352 | 14367225.0389 | 7559907.4476 | 0 | 46539358.6371 | 86814893.2588 | 23713.7371 | 5.9648 | 7802.3244 | 14554.5186 | 159.0609 | 296.7135
1 | 4400 | 707 | 0.03 | 15 | 15 | 7 | 3.1623e-11 | 5spot_SharedNeighbor | CO2 | Porous | Wet | R600a | MinimizeLCOE_Brownfield | IgnoreSilica | 2019 | 103.9667 | 15.1976 | 1.645 | 4 | 7253.0816 | 13373.9927 | 147.8639 | 272.6469 | 88.8019 | 11.4533 | 82.2136 | 4123407.4624 | 0 | 3473898.5866 | 0 | 0 | 0 | 1577029.0891 | 3577990.7038 | 9309197.8646 | 6353718.8275 | 28415242.534 | 961560.8286 | 18348402.1352 | 18348402.1352 | 14367225.0389 | 7559907.4476 | 0 | 47725205.4978 | 88000740.1194 | 31622.7766 | 6.58 | 7253.0816 | 13373.9927 | 147.8639 | 272.6469
1 | 4400 | 707 | 0.03 | 15 | 15 | 7 | 4.217e-11 | 5spot_SharedNeighbor | CO2 | Porous | Wet | R600a | MinimizeLCOE_Brownfield | IgnoreSilica | 2019 | 110.2855 | 16.1808 | 1.776 | 4 | 6843.9565 | 12513.2813 | 139.5233 | 255.1002 | 88.4264 | 11.3251 | 98.0627 | 4278041.4519 | 0 | 3645246.7157 | 0 | 0 | 0 | 1540028.3633 | 3690693.4471 | 9602427.284 | 6553853.9315 | 29310291.1935 | 961560.8286 | 18348402.1352 | 18348402.1352 | 14367225.0389 | 7559907.4476 | 0 | 48620254.1573 | 88895788.7789 | 42169.6503 | 7.1041 | 6843.9565 | 12513.2813 | 139.5233 | 255.1002
1 | 4400 | 707 | 0.03 | 15 | 15 | 7 | 5.6234e-11 | 5spot_SharedNeighbor | CO2 | Porous | Wet | R600a | MinimizeLCOE_Brownfield | IgnoreSilica | 2019 | 115.346 | 16.9724 | 1.884 | 4 | 6539.0104 | 11883.4004 | 133.3066 | 242.2592 | 88.0984 | 11.2163 | 95.6937 | 4396943.0878 | 0 | 3781180.9062 | 0 | 0 | 0 | 1497634.7764 | 3773545.9204 | 9817992.4243 | 6700981.5691 | 29968278.6841 | 961560.8286 | 18348402.1352 | 18348402.1352 | 14367225.0389 | 7559907.4476 | 0 | 49278241.6479 | 89553776.2696 | 56234.1325 | 7.536 | 6539.0104 | 11883.4004 | 133.3066 | 242.2592
1 | 4400 | 707 | 0.03 | 15 | 15 | 7 | 7.4989e-11 | 5spot_SharedNeighbor | CO2 | Porous | Wet | R600a | MinimizeLCOE_Brownfield | IgnoreSilica | 2019 | 119.3381 | 17.5993 | 1.971 | 4 | 6311.4883 | 11420.0163 | 128.6682 | 232.8125 | 87.8226 | 11.1266 | 102.0609 | 4487640.4669 | 0 | 3887656.1218 | 0 | 0 | 0 | 1455893.0957 | 3834163.9769 | 9975708.1727 | 6808625.8082 | 30449687.6421 | 961560.8286 | 18348402.1352 | 18348402.1352 | 14367225.0389 | 7559907.4476 | 0 | 49759650.6059 | 90035185.2276 | 74989.4209 | 7.884 | 6311.4883 | 11420.0163 | 128.6682 | 232.8125
1 | 4400 | 707 | 0.03 | 15 | 15 | 7 | 1e-10 | 5spot_SharedNeighbor | CO2 | Porous | Wet | R600a | MinimizeLCOE_Brownfield | IgnoreSilica | 2019 | 122.4392 | 18.0879 | 2.0398 | 4 | 6141.5537 | 11077.8609 | 125.2039 | 225.8372 | 87.5979 | 11.0545 | 93.0032 | 4556204.2047 | 0 | 3969929.8138 | 0 | 0 | 0 | 1417910.589 | 3878177.3969 | 10090222.0632 | 6886783.8915 | 30799227.959 | 961560.8286 | 18348402.1352 | 18348402.1352 | 14367225.0389 | 7559907.4476 | 0 | 50109190.9228 | 90384725.5445 | 100000 | 8.159 | 6141.5537 | 11077.8609 | 125.2039 | 225.8372
1 | 4400 | 707 | 0.03 | 15 | 15 | 7 | 1.3335e-10 | 5spot_SharedNeighbor | CO2 | Porous | Wet | R600a | MinimizeLCOE_Brownfield | IgnoreSilica | 2019 | 124.8286 | 18.4654 | 2.0934 | 4 | 6014.5109 | 10824.2823 | 122.6139 | 220.6676 | 87.4186 | 10.9976 | 109.1005 | 4607900.5234 | 0 | 4033070.4283 | 0 | 0 | 0 | 1385230.2191 | 3910218.4566 | 10173586.3281 | 6943681.7152 | 31053687.6707 | 961560.8286 | 18348402.1352 | 18348402.1352 | 14367225.0389 | 7559907.4476 | 0 | 50363650.6345 | 90639185.2561 | 133352.1432 | 8.3737 | 6014.5109 | 10824.2823 | 122.6139 | 220.6676
1 | 4400 | 707 | 0.03 | 15 | 15 | 7 | 1.7783e-10 | 5spot_SharedNeighbor | CO2 | Porous | Wet | R600a | MinimizeLCOE_Brownfield | IgnoreSilica | 2019 | 126.6534 | 18.7542 | 2.1349 | 4 | 5919.4606 | 10635.8936 | 120.6762 | 216.8271 | 87.2779 | 10.9533 | 98.4728 | 4646715.2737 | 0 | 4081148.2687 | 0 | 0 | 0 | 1358075.5793 | 3933516.2575 | 10234202.4268 | 6985053.4481 | 31238711.2542 | 961560.8286 | 18348402.1352 | 18348402.1352 | 14367225.0389 | 7559907.4476 | 0 | 50548674.2179 | 90824208.8396 | 177827.941 | 8.5394 | 5919.4606 | 10635.8936 | 120.6762 | 216.8271
1 | 4400 | 707 | 0.03 | 15 | 15 | 7 | 2.3714e-10 | 5spot_SharedNeighbor | CO2 | Porous | Wet | R600a | MinimizeLCOE_Brownfield | IgnoreSilica | 2019 | 128.0345 | 18.9733 | 2.1666 | 4 | 5848.3035 | 10495.7246 | 119.2256 | 213.9695 | 87.1693 | 10.9193 | 100.5772 | 4675709.404 | 0 | 4117458.0491 | 0 | 0 | 0 | 1336023.0702 | 3950384.3041 | 10278089.624 | 7015007.362 | 31372671.8134 | 961560.8286 | 18348402.1352 | 18348402.1352 | 14367225.0389 | 7559907.4476 | 0 | 50682634.7772 | 90958169.3988 | 237137.3706 | 8.6662 | 5848.3035 | 10495.7246 | 119.2256 | 213.9695
1 | 4400 | 707 | 0.03 | 15 | 15 | 7 | 3.1623e-10 | 5spot_SharedNeighbor | CO2 | Porous | Wet | R600a | MinimizeLCOE_Brownfield | IgnoreSilica | 2019 | 129.1017 | 19.1425 | 2.1909 | 4 | 5795.0095 | 10390.8036 | 118.1391 | 211.8306 | 87.0842 | 10.8928 | 98.6292 | 4697886.9242 | 0 | 4145468.8349 | 0 | 0 | 0 | 1318864.2837 | 3963265.8167 | 10311604.6774 | 7037882.0746 | 31474972.6113 | 961560.8286 | 18348402.1352 | 18348402.1352 | 14367225.0389 | 7559907.4476 | 0 | 50784935.5751 | 91060470.1967 | 316227.766 | 8.7636 | 5795.0095 | 10390.8036 | 118.1391 | 211.8306
1 | 4400 | 707 | 0.03 | 15 | 15 | 7 | 4.217e-10 | 5spot_SharedNeighbor | CO2 | Porous | Wet | R600a | MinimizeLCOE_Brownfield | IgnoreSilica | 2019 | 129.8936 | 19.2684 | 2.2092 | 4 | 5755.0811 | 10312.6962 | 117.3251 | 210.2383 | 87.0203 | 10.8729 | 92.1168 | 4714212.1351 | 0 | 4166224.9015 | 0 | 0 | 0 | 1305215.9421 | 3972404.6617 | 10335382.0775 | 7054110.6387 | 31547550.3566 | 961560.8286 | 18348402.1352 | 18348402.1352 | 14367225.0389 | 7559907.4476 | 0 | 50857513.3203 | 91133047.942 | 421696.5034 | 8.837 | 5755.0811 | 10312.6962 | 117.3251 | 210.2383
1 | 4400 | 707 | 0.03 | 15 | 15 | 7 | 5.6234e-10 | 5spot_SharedNeighbor | CO2 | Porous | Wet | R600a | MinimizeLCOE_Brownfield | IgnoreSilica | 2019 | 130.4829 | 19.3622 | 2.2231 | 4 | 5725.159 | 10254.4331 | 116.7151 | 209.0505 | 86.9723 | 10.858 | 101.0148 | 4726291.4164 | 0 | 4181659.2591 | 0 | 0 | 0 | 1294541.4378 | 3978971.9242 | 10352468.7474 | 7065772.642 | 31599705.4269 | 961560.8286 | 18348402.1352 | 18348402.1352 | 14367225.0389 | 7559907.4476 | 0 | 50909668.3907 | 91185203.0123 | 562341.3252 | 8.8923 | 5725.159 | 10254.4331 | 116.7151 | 209.0505
1 | 4400 | 707 | 0.03 | 15 | 15 | 7 | 7.4989e-10 | 5spot_SharedNeighbor | CO2 | Porous | Wet | R600a | MinimizeLCOE_Brownfield | IgnoreSilica | 2019 | 130.9387 | 19.4347 | 2.2336 | 4 | 5702.7317 | 10210.6368 | 116.2579 | 208.1576 | 86.935 | 10.8465 | 105.6452 | 4735592.951 | 0 | 4193588.8659 | 0 | 0 | 0 | 1286532.851 | 3984128.7205 | 10365885.6735 | 7074929.9698 | 31640659.0316 | 961560.8286 | 18348402.1352 | 18348402.1352 | 14367225.0389 | 7559907.4476 | 0 | 50950621.9954 | 91226156.617 | 749894.2093 | 8.9344 | 5702.7317 | 10210.6368 | 116.2579 | 208.1576
1 | 4400 | 707 | 0.03 | 15 | 15 | 7 | 1e-09 | 5spot_SharedNeighbor | CO2 | Porous | Wet | R600a | MinimizeLCOE_Brownfield | IgnoreSilica | 2019 | 131.2749 | 19.4882 | 2.2415 | 4 | 5685.9197 | 10177.9637 | 115.9152 | 207.4916 | 86.9074 | 10.8379 | 93.2116 | 4742429.2526 | 0 | 4202382.3361 | 0 | 0 | 0 | 1280319.9432 | 3987801.2975 | 10375440.9655 | 7081451.6529 | 31669825.4478 | 961560.8286 | 18348402.1352 | 18348402.1352 | 14367225.0389 | 7559907.4476 | 0 | 50979788.4116 | 91255323.0333 | 1000000 | 8.966 | 5685.9197 | 10177.9637 | 115.9152 | 207.4916
1 | 4400 | 707 | 0.03 | 15 | 15 | 7 | 1.3335e-09 | 5spot_SharedNeighbor | CO2 | Porous | Wet | R600a | MinimizeLCOE_Brownfield | IgnoreSilica | 2019 | 131.5307 | 19.5289 | 2.2475 | 4 | 5673.3158 | 10153.4418 | 115.6582 | 206.9916 | 86.8862 | 10.8314 | 100.4176 | 4747617.6411 | 0 | 4209070.4598 | 0 | 0 | 0 | 1275646.6246 | 3990610.5429 | 10382750.0459 | 7086440.2505 | 31692135.5648 | 961560.8286 | 18348402.1352 | 18348402.1352 | 14367225.0389 | 7559907.4476 | 0 | 51002098.5286 | 91277633.1502 | 1333521.4322 | 8.9898 | 5673.3158 | 10153.4418 | 115.6582 | 206.9916
1 | 4400 | 707 | 0.03 | 15 | 15 | 7 | 1.7783e-09 | 5spot_SharedNeighbor | CO2 | Porous | Wet | R600a | MinimizeLCOE_Brownfield | IgnoreSilica | 2019 | 131.7204 | 19.5592 | 2.2519 | 4 | 5663.8661 | 10135.1118 | 115.4656 | 206.618 | 86.8705 | 10.8266 | 98.3506 | 4751457.5644 | 0 | 4214028.5599 | 0 | 0 | 0 | 1272070.9269 | 3992647.25 | 10388049.1399 | 7090056.991 | 31708310.4321 | 961560.8286 | 18348402.1352 | 18348402.1352 | 14367225.0389 | 7559907.4476 | 0 | 51018273.3959 | 91293808.0175 | 1778279.41 | 9.0077 | 5663.8661 | 10135.1118 | 115.4656 | 206.618
1 | 4400 | 707 | 0.03 | 15 | 15 | 7 | 2.3714e-09 | 5spot_SharedNeighbor | CO2 | Porous | Wet | R600a | MinimizeLCOE_Brownfield | IgnoreSilica | 2019 | 131.8667 | 19.5824 | 2.2553 | 4 | 5656.7809 | 10121.3113 | 115.3211 | 206.3366 | 86.8584 | 10.8228 | 89.5896 | 4754415.8001 | 0 | 4217852.7855 | 0 | 0 | 0 | 1269427.9338 | 3994261.6426 | 10392249.4583 | 7092923.7947 | 31721131.415 | 961560.8286 | 18348402.1352 | 18348402.1352 | 14367225.0389 | 7559907.4476 | 0 | 51031094.3788 | 91306629.0005 | 2371373.7057 | 9.0212 | 5656.7809 | 10121.3113 | 115.3211 | 206.3366
1 | 4400 | 707 | 0.03 | 15 | 15 | 7 | 3.1623e-09 | 5spot_SharedNeighbor | CO2 | Porous | Wet | R600a | MinimizeLCOE_Brownfield | IgnoreSilica | 2019 | 131.9787 | 19.6002 | 2.2579 | 4 | 5651.4683 | 10110.9313 | 115.2128 | 206.125 | 86.8491 | 10.82 | 90.1896 | 4756678.9 | 0 | 4220781.0774 | 0 | 0 | 0 | 1267467.7648 | 3995521.8195 | 10395528.1801 | 7095161.5897 | 31731139.3316 | 961560.8286 | 18348402.1352 | 18348402.1352 | 14367225.0389 | 7559907.4476 | 0 | 51041102.2954 | 91316636.9171 | 3162277.6602 | 9.0315 | 5651.4683 | 10110.9313 | 115.2128 | 206.125
1 | 4400 | 707 | 0.03 | 15 | 15 | 7 | 4.217e-09 | 5spot_SharedNeighbor | CO2 | Porous | Wet | R600a | MinimizeLCOE_Brownfield | IgnoreSilica | 2019 | 132.0519 | 19.612 | 2.2597 | 4 | 5647.4848 | 10103.3316 | 115.1316 | 205.9701 | 86.843 | 10.8181 | 87.4706 | 4758154.5278 | 0 | 4222692.2233 | 0 | 0 | 0 | 1265829.7926 | 3996203.852 | 10397302.6889 | 7096372.7284 | 31736555.813 | 961560.8286 | 18348402.1352 | 18348402.1352 | 14367225.0389 | 7559907.4476 | 0 | 51046518.7768 | 91322053.3984 | 4216965.0343 | 9.0388 | 5647.4848 | 10103.3316 | 115.1316 | 205.9701
1 | 4400 | 707 | 0.03 | 15 | 15 | 7 | 5.6234e-09 | 5spot_SharedNeighbor | CO2 | Porous | Wet | R600a | MinimizeLCOE_Brownfield | IgnoreSilica | 2019 | 132.1102 | 19.6213 | 2.2611 | 4 | 5644.4977 | 10097.5771 | 115.0707 | 205.8528 | 86.8382 | 10.8166 | 93.1488 | 4759330.8902 | 0 | 4224216.3482 | 0 | 0 | 0 | 1264649.0999 | 3996796.5719 | 10398844.8244 | 7097425.2676 | 31741263.0022 | 961560.8286 | 18348402.1352 | 18348402.1352 | 14367225.0389 | 7559907.4476 | 0 | 51051225.966 | 91326760.5876 | 5623413.2519 | 9.0444 | 5644.4977 | 10097.5771 | 115.0707 | 205.8528
1 | 4400 | 707 | 0.03 | 15 | 15 | 7 | 7.4989e-09 | 5spot_SharedNeighbor | CO2 | Porous | Wet | R600a | MinimizeLCOE_Brownfield | IgnoreSilica | 2019 | 132.1614 | 19.6294 | 2.2622 | 4 | 5642.2578 | 10093.1416 | 115.0251 | 205.7623 | 86.8339 | 10.8153 | 100.7986 | 4760361.4814 | 0 | 4225551.8015 | 0 | 0 | 0 | 1263870.1817 | 3997415.5512 | 10400455.2815 | 7098524.4376 | 31746178.7348 | 961560.8286 | 18348402.1352 | 18348402.1352 | 14367225.0389 | 7559907.4476 | 0 | 51056141.6986 | 91331676.3202 | 7498942.0933 | 9.0489 | 5642.2578 | 10093.1416 | 115.0251 | 205.7623
1 | 4400 | 707 | 0.03 | 15 | 15 | 7 | 1e-08 | 5spot_SharedNeighbor | CO2 | Porous | Wet | R600a | MinimizeLCOE_Brownfield | IgnoreSilica | 2019 | 132.2003 | 19.6355 | 2.2631 | 4 | 5640.5782 | 10089.8069 | 114.9908 | 205.6944 | 86.8307 | 10.8143 | 104.4628 | 4761145.4909 | 0 | 4226568.0472 | 0 | 0 | 0 | 1263293.1088 | 3997892.5923 | 10401696.4446 | 7099371.5569 | 31749967.2408 | 961560.8286 | 18348402.1352 | 18348402.1352 | 14367225.0389 | 7559907.4476 | 0 | 51059930.2045 | 91335464.8262 | 10000000 | 9.0523 | 5640.5782 | 10089.8069 | 114.9908 | 205.6944
1 | 4500 | 707 | 0.03 | 15 | 15 | 7 | 1e-13 | 5spot_SharedNeighbor | CO2 | Porous | Wet | R600a | MinimizeLCOE_Brownfield | IgnoreSilica | 2019 | 0 | 0 | 0 | 0 |  |  |  |  | 15 |  | 21.939 | [19 empty] | 100 | 0
1 | 4500 | 707 | 0.03 | 15 | 15 | 7 | 1.3335e-13 | 5spot_SharedNeighbor | CO2 | Porous | Wet | R600a | MinimizeLCOE_Brownfield | IgnoreSilica | 2019 | 1.6 | 0.0184 | 0.0014879 | 4 | 3534343.0711 | 10480769.6961 | 72052.3641 | 213664.6665 | 63.0187 | 10.6779 | 26.5233 | 155701.9804 | 0 | 73122.6058 | 0 | 0 | 0 | 156494.0592 | 150274.2717 | 390982.8296 | 266853.8151 | 1193429.5618 | 961560.8286 | 18879803.5461 | 18879803.5461 | 14716656.7318 | 7745494.8509 | 0 | 21034793.9365 | 62376749.0653 | 133.3521 | 0.0059515 | 3534343.0711 | 10480769.6961 | 72052.3641 | 213664.6665
1 | 4500 | 707 | 0.03 | 15 | 15 | 7 | 1.7783e-13 | 5spot_SharedNeighbor | CO2 | Porous | Wet | R600a | MinimizeLCOE_Brownfield | IgnoreSilica | 2019 | 1.6 | 0.03408 | 0.0052813 | 4 | 992598.2185 | 2949600.7569 | 20235.4573 | 60131.6011 | 63.0187 | 10.6779 | 28.445 | 155701.9826 | 0 | 73122.6045 | 0 | 0 | 0 | 135179.5857 | 141961.6274 | 369355.0341 | 252092.4003 | 1127413.2346 | 961560.8286 | 18879803.5461 | 18879803.5461 | 14716656.7318 | 7745494.8509 | 0 | 20968777.6093 | 62310732.7381 | 177.8279 | 0.021125 | 992598.2185 | 2949600.7569 | 20235.4573 | 60131.6011
1 | 4500 | 707 | 0.03 | 15 | 15 | 7 | 2.3714e-13 | 5spot_SharedNeighbor | CO2 | Porous | Wet | R600a | MinimizeLCOE_Brownfield | IgnoreSilica | 2019 | 2.6887 | 0.14384 | 0.011968 | 4 | 453898.4589 | 1317477.8055 | 9253.334 | 26858.5671 | 72.4234 | 11.4591 | 50.7996 | 256651.7084 | 0 | 137346.9072 | 0 | 0 | 0 | 215580.949 | 237736.0302 | 618540.3842 | 422166.5219 | 1888022.5009 | 961560.8286 | 18879803.5461 | 18879803.5461 | 14716656.7318 | 7745494.8509 | 0 | 21729386.8757 | 63071342.0044 | 237.1374 | 0.047873 | 453898.4589 | 1317477.8055 | 9253.334 | 26858.5671
1 | 4500 | 707 | 0.03 | 15 | 15 | 7 | 3.1623e-13 | 5spot_SharedNeighbor | CO2 | Porous | Wet | R600a | MinimizeLCOE_Brownfield | IgnoreSilica | 2019 | 3.6561 | 0.26485 | 0.021249 | 4 | 262552.202 | 748958.1334 | 5352.4818 | 15268.5246 | 77.0616 | 11.8066 | 53.6447 | 338729.9182 | 0 | 191037.1203 | 0 | 0 | 0 | 269068.7026 | 311545.939 | 810578.6265 | 553236.5683 | 2474196.875 | 961560.8286 | 18879803.5461 | 18879803.5461 | 14716656.7318 | 7745494.8509 | 0 | 22315561.2498 | 63657516.3786 | 316.2278 | 0.084995 | 262552.202 | 748958.1334 | 5352.4818 | 15268.5246
1 | 4500 | 707 | 0.03 | 15 | 15 | 7 | 4.217e-13 | 5spot_SharedNeighbor | CO2 | Porous | Wet | R600a | MinimizeLCOE_Brownfield | IgnoreSilica | 2019 | 4.8935 | 0.43005 | 0.034419 | 4 | 167097.4498 | 467384.502 | 3406.5075 | 9528.2653 | 80.7727 | 12.0662 | 49.5184 | 435675.0916 | 0 | 255990.8525 | 0 | 0 | 0 | 329800.6132 | 398371.9574 | 1036482.1157 | 707420.3416 | 3163740.9719 | 961560.8286 | 18879803.5461 | 18879803.5461 | 14716656.7318 | 7745494.8509 | 0 | 23005105.3467 | 64347060.4755 | 421.6965 | 0.13767 | 167097.4498 | 467384.502 | 3406.5075 | 9528.2653
1 | 4500 | 707 | 0.03 | 15 | 15 | 7 | 5.6234e-13 | 5spot_SharedNeighbor | CO2 | Porous | Wet | R600a | MinimizeLCOE_Brownfield | IgnoreSilica | 2019 | 6.4741 | 0.64972 | 0.052598 | 4 | 113189.3926 | 309687.7229 | 2307.5189 | 6313.4031 | 83.7245 | 12.2604 | 54.2225 | 549760.7103 | 0 | 334354.2269 | 0 | 0 | 0 | 398614.6092 | 500264.5231 | 1301585.6708 | 888358.9652 | 3972938.7055 | 961560.8286 | 18879803.5461 | 18879803.5461 | 14716656.7318 | 7745494.8509 | 0 | 23814303.0803 | 65156258.2091 | 562.3413 | 0.21039 | 113189.3926 | 309687.7229 | 2307.5189 | 6313.4031
1 | 4500 | 707 | 0.03 | 15 | 15 | 7 | 7.4989e-13 | 5spot_SharedNeighbor | CO2 | Porous | Wet | R600a | MinimizeLCOE_Brownfield | IgnoreSilica | 2019 | 8.4887 | 0.9368 | 0.077229 | 4 | 80161.0249 | 213990.9402 | 1634.1909 | 4362.4948 | 86.0604 | 12.4065 | 48.1554 | 683761.3612 | 0 | 428718.9884 | 0 | 0 | 0 | 476511.5396 | 619706.8368 | 1612350.07 | 1100462.0533 | 4921510.8493 | 961560.8286 | 18879803.5461 | 18879803.5461 | 14716656.7318 | 7745494.8509 | 0 | 24762875.224 | 66104830.3528 | 749.8942 | 0.30891 | 80161.0249 | 213990.9402 | 1634.1909 | 4362.4948
1 | 4500 | 707 | 0.03 | 15 | 15 | 7 | 1e-12 | 5spot_SharedNeighbor | CO2 | Porous | Wet | R600a | MinimizeLCOE_Brownfield | IgnoreSilica | 2019 | 11.0808 | 1.3116 | 0.11024 | 4 | 58713.0005 | 152469.2444 | 1196.9439 | 3108.2918 | 87.9152 | 12.5164 | 55.6943 | 842720.8482 | 0 | 543511.6448 | 0 | 0 | 0 | 566536.3952 | 761579.8664 | 1981474.5909 | 1352397.1235 | 6048220.469 | 961560.8286 | 18879803.5461 | 18879803.5461 | 14716656.7318 | 7745494.8509 | 0 | 25889584.8438 | 67231539.9726 | 1000 | 0.44095 | 58713.0005 | 152469.2444 | 1196.9439 | 3108.2918
1 | 4500 | 707 | 0.03 | 15 | 15 | 7 | 1.3335e-12 | 5spot_SharedNeighbor | CO2 | Porous | Wet | R600a | MinimizeLCOE_Brownfield | IgnoreSilica | 2019 | 14.3749 | 1.7931 | 0.15398 | 4 | 44177.1675 | 111298.2716 | 900.6113 | 2268.9658 | 89.3607 | 12.5961 | 43.564 | 1029167.6448 | 0 | 681585.7379 | 0 | 0 | 0 | 668358.75 | 927853.7317 | 2414085.081 | 1647662.6723 | 7368713.6178 | 961560.8286 | 18879803.5461 | 18879803.5461 | 14716656.7318 | 7745494.8509 | 0 | 27210077.9925 | 68552033.1213 | 1333.5214 | 0.61593 | 44177.1675 | 111298.2716 | 900.6113 | 2268.9658
1 | 4500 | 707 | 0.03 | 15 | 15 | 7 | 1.7783e-12 | 5spot_SharedNeighbor | CO2 | Porous | Wet | R600a | MinimizeLCOE_Brownfield | IgnoreSilica | 2019 | 18.5398 | 2.4064 | 0.2114 | 4 | 34001.5785 | 82891.5474 | 693.1682 | 1689.8563 | 90.4748 | 12.6504 | 58.098 | 1247080.4611 | 0 | 847071.0305 | 0 | 0 | 0 | 782844.3953 | 1122028.3959 | 2919287.7264 | 1992473.8587 | 8910785.8679 | 961560.8286 | 18879803.5461 | 18879803.5461 | 14716656.7318 | 7745494.8509 | 0 | 28752150.2427 | 70094105.3714 | 1778.2794 | 0.84561 | 34001.5785 | 82891.5474 | 693.1682 | 1689.8563
1 | 4500 | 707 | 0.03 | 15 | 15 | 7 | 2.3714e-12 | 5spot_SharedNeighbor | CO2 | Porous | Wet | R600a | MinimizeLCOE_Brownfield | IgnoreSilica | 2019 | 23.7681 | 3.1808 | 0.28599 | 4 | 26698.6277 | 62837.5624 | 544.2876 | 1281.0287 | 91.317 | 12.6814 | 49.1971 | 1500314.0207 | 0 | 1044324.439 | 0 | 0 | 0 | 910402.2129 | 1347465.8623 | 3505829.7706 | 2392800.856 | 10701137.1616 | 961560.8286 | 18879803.5461 | 18879803.5461 | 14716656.7318 | 7745494.8509 | 0 | 30542501.5363 | 71884456.6651 | 2371.3737 | 1.144 | 26698.6277 | 62837.5624 | 544.2876 | 1281.0287
1 | 4500 | 707 | 0.03 | 15 | 15 | 7 | 3.1623e-12 | 5spot_SharedNeighbor | CO2 | Porous | Wet | R600a | MinimizeLCOE_Brownfield | IgnoreSilica | 2019 | 30.2332 | 4.1436 | 0.3815 | 4 | 21356.3021 | 48447.7095 | 435.3771 | 987.6721 | 91.9275 | 12.6886 | 57.0236 | 1790582.2867 | 0 | 1276394.5951 | 0 | 0 | 0 | 1049160.4374 | 1605293.5545 | 4176644.5377 | 2850645.7185 | 12748721.1298 | 961560.8286 | 18879803.5461 | 18879803.5461 | 14716656.7318 | 7745494.8509 | 0 | 32590085.5045 | 73932040.6333 | 3162.2777 | 1.526 | 21356.3021 | 48447.7095 | 435.3771 | 987.6721
1 | 4500 | 707 | 0.03 | 15 | 15 | 7 | 4.217e-12 | 5spot_SharedNeighbor | CO2 | Porous | Wet | R600a | MinimizeLCOE_Brownfield | IgnoreSilica | 2019 | 38.0212 | 5.3103 | 0.50119 | 4 | 17392.5349 | 38014.2502 | 354.5703 | 774.9719 | 92.3324 | 12.6695 | 60.8759 | 2115187.1413 | 0 | 1543084.1554 | 0 | 0 | 0 | 1193382.3503 | 1892144.9223 | 4922972.9556 | 3360030.1992 | 15026801.7241 | 961560.8286 | 18879803.5461 | 18879803.5461 | 14716656.7318 | 7745494.8509 | 0 | 34868166.0988 | 76210121.2276 | 4216.965 | 2.0048 | 17392.5349 | 38014.2502 | 354.5703 | 774.9719
1 | 4500 | 707 | 0.03 | 15 | 15 | 7 | 5.6234e-12 | 5spot_SharedNeighbor | CO2 | Porous | Wet | R600a | MinimizeLCOE_Brownfield | IgnoreSilica | 2019 | 47.1781 | 6.6903 | 0.64726 | 4 | 14423.6691 | 30391.6958 | 294.046 | 619.5758 | 92.5512 | 12.6203 | 62.457 | 2469961.8741 | 0 | 1843203.0609 | 0 | 0 | 0 | 1337705.2187 | 2203839.3599 | 5733937.9449 | 3913530.4681 | 17502177.9266 | 961560.8286 | 18879803.5461 | 18879803.5461 | 14716656.7318 | 7745494.8509 | 0 | 37343542.3013 | 78685497.4301 | 5623.4133 | 2.589 | 14423.6691 | 30391.6958 | 294.046 | 619.5758
1 | 4500 | 707 | 0.03 | 15 | 15 | 7 | 7.4989e-12 | 5spot_SharedNeighbor | CO2 | Porous | Wet | R600a | MinimizeLCOE_Brownfield | IgnoreSilica | 2019 | 57.4091 | 8.2438 | 0.81807 | 4 | 12189.7102 | 24823.7349 | 248.5037 | 506.0654 | 92.591 | 12.5379 | 77.1715 | 2838874.9686 | 0 | 2165424.2699 | 0 | 0 | 0 | 1468103.631 | 2524237.1191 | 6567547.1917 | 4482485.9079 | 20046673.0883 | 961560.8286 | 18879803.5461 | 18879803.5461 | 14716656.7318 | 7745494.8509 | 0 | 39888037.463 | 81229992.5918 | 7498.9421 | 3.2723 | 12189.7102 | 24823.7349 | 248.5037 | 506.0654
1 | 4500 | 707 | 0.03 | 15 | 15 | 7 | 1e-11 | 5spot_SharedNeighbor | CO2 | Porous | Wet | R600a | MinimizeLCOE_Brownfield | IgnoreSilica | 2019 | 68.2593 | 9.9043 | 1.0078 | 4 | 10508.5719 | 20763.7087 | 214.2315 | 423.2963 | 92.4637 | 12.4223 | 67.4637 | 3203478.1044 | 0 | 2495299.7746 | 0 | 0 | 0 | 1572914.1127 | 2835959.8768 | 7378585.864 | 5036036.4669 | 22522274.1994 | 961560.8286 | 18879803.5461 | 18879803.5461 | 14716656.7318 | 7745494.8509 | 0 | 42363638.5741 | 83705593.7029 | 10000 | 4.0313 | 10508.5719 | 20763.7087 | 214.2315 | 423.2963
1 | 4500 | 707 | 0.03 | 15 | 15 | 7 | 1.3335e-11 | 5spot_SharedNeighbor | CO2 | Porous | Wet | R600a | MinimizeLCOE_Brownfield | IgnoreSilica | 2019 | 79.0339 | 11.5673 | 1.206 | 4 | 9247.0012 | 17817.1936 | 188.5126 | 363.2276 | 92.1957 | 12.2802 | 85.0399 | 3541530.675 | 0 | 2813093.3221 | 0 | 0 | 0 | 1641319.4663 | 3118417.9507 | 8113483.8323 | 5537619.431 | 24765464.6774 | 961560.8286 | 18879803.5461 | 18879803.5461 | 14716656.7318 | 7745494.8509 | 0 | 44606829.0521 | 85948784.1809 | 13335.2143 | 4.8239 | 9247.0012 | 17817.1936 | 188.5126 | 363.2276
1 | 4500 | 707 | 0.03 | 15 | 15 | 7 | 1.7783e-11 | 5spot_SharedNeighbor | CO2 | Porous | Wet | R600a | MinimizeLCOE_Brownfield | IgnoreSilica | 2019 | 89.107 | 13.135 | 1.4004 | 4 | 8303.6108 | 15683.8316 | 169.2803 | 319.7361 | 91.8311 | 12.1235 | 83.0378 | 3837582.1985 | 0 | 3102814.318 | 0 | 0 | 0 | 1671480.3193 | 3358631.966 | 8738471.4253 | 5964186.3054 | 26673166.5324 | 961560.8286 | 18879803.5461 | 18879803.5461 | 14716656.7318 | 7745494.8509 | 0 | 46514530.9071 | 87856486.0359 | 17782.7941 | 5.6017 | 8303.6108 | 15683.8316 | 169.2803 | 319.7361
1 | 4500 | 707 | 0.03 | 15 | 15 | 7 | 2.3714e-11 | 5spot_SharedNeighbor | CO2 | Porous | Wet | R600a | MinimizeLCOE_Brownfield | IgnoreSilica | 2019 | 98.0593 | 14.5387 | 1.5808 | 4 | 7600.0312 | 14138.133 | 154.9369 | 288.225 | 91.4204 | 11.9651 | 87.7583 | 4085225.1698 | 0 | 3355137.3249 | 0 | 0 | 0 | 1669456.8284 | 3552829.536 | 9243733.6672 | 6309038.1676 | 28215420.6941 | 961560.8286 | 18879803.5461 | 18879803.5461 | 14716656.7318 | 7745494.8509 | 0 | 48056785.0688 | 89398740.1976 | 23713.7371 | 6.3232 | 7600.0312 | 14138.133 | 154.9369 | 288.225
1 | 4500 | 707 | 0.03 | 15 | 15 | 7 | 3.1623e-11 | 5spot_SharedNeighbor | CO2 | Porous | Wet | R600a | MinimizeLCOE_Brownfield | IgnoreSilica | 2019 | 105.6575 | 15.7384 | 1.74 | 4 | 7075.9739 | 13015.99 | 144.2533 | 265.3486 | 91.0101 | 11.8166 | 92.6953 | 4284287.2533 | 0 | 3565936.3989 | 0 | 0 | 0 | 1644236.1158 | 3702839.3095 | 9634028.3266 | 6575422.2924 | 29406749.6964 | 961560.8286 | 18879803.5461 | 18879803.5461 | 14716656.7318 | 7745494.8509 | 0 | 49248114.0712 | 90590069.1999 | 31622.7766 | 6.9599 | 7075.9739 | 13015.99 | 144.2533 | 265.3486
1 | 4500 | 707 | 0.03 | 15 | 15 | 7 | 4.217e-11 | 5spot_SharedNeighbor | CO2 | Porous | Wet | R600a | MinimizeLCOE_Brownfield | IgnoreSilica | 2019 | 111.9056 | 16.7307 | 1.8751 | 4 | 6685.6603 | 12197.7151 | 136.2962 | 248.6669 | 90.6311 | 11.6851 | 88.4278 | 4440413.7932 | 0 | 3737190.216 | 0 | 0 | 0 | 1606212.5555 | 3815688.4602 | 9927638.6681 | 6775817.3836 | 30302961.0765 | 961560.8286 | 18879803.5461 | 18879803.5461 | 14716656.7318 | 7745494.8509 | 0 | 50144325.4512 | 91486280.58 | 42169.6503 | 7.5003 | 6685.6603 | 12197.7151 | 136.2962 | 248.6669
1 | 4500 | 707 | 0.03 | 15 | 15 | 7 | 5.6234e-11 | 5spot_SharedNeighbor | CO2 | Porous | Wet | R600a | MinimizeLCOE_Brownfield | IgnoreSilica | 2019 | 116.9091 | 17.5293 | 1.9862 | 4 | 6394.7571 | 11598.4514 | 130.3658 | 236.4501 | 90.3005 | 11.5735 | 101.7161 | 4560540.2313 | 0 | 3873084.043 | 0 | 0 | 0 | 1563382.4806 | 3898832.6344 | 10143962.7543 | 6923463.0174 | 30963265.1611 | 961560.8286 | 18879803.5461 | 18879803.5461 | 14716656.7318 | 7745494.8509 | 0 | 50804629.5358 | 92146584.6646 | 56234.1325 | 7.9447 | 6394.7571 | 11598.4514 | 130.3658 | 236.4501
1 | 4500 | 707 | 0.03 | 15 | 15 | 7 | 7.4989e-11 | 5spot_SharedNeighbor | CO2 | Porous | Wet | R600a | MinimizeLCOE_Brownfield | IgnoreSilica | 2019 | 120.8534 | 18.1614 | 2.0755 | 4 | 6177.723 | 11157.4031 | 125.9412 | 227.4588 | 90.0231 | 11.4818 | 90.687 | 4652159.5346 | 0 | 3979474.6442 | 0 | 0 | 0 | 1521521.9268 | 3959730.8812 | 10302407.5003 | 7031604.8123 | 31446899.2994 | 961560.8286 | 18879803.5461 | 18879803.5461 | 14716656.7318 | 7745494.8509 | 0 | 51288263.6741 | 92630218.8029 | 74989.4209 | 8.3021 | 6177.723 | 11157.4031 | 125.9412 | 227.4588
1 | 4500 | 707 | 0.03 | 15 | 15 | 7 | 1e-10 | 5spot_SharedNeighbor | CO2 | Porous | Wet | R600a | MinimizeLCOE_Brownfield | IgnoreSilica | 2019 | 123.9083 | 18.6527 | 2.146 | 4 | 6015.6283 | 10831.7718 | 122.6367 | 220.8203 | 89.7979 | 11.4083 | 88.2766 | 4721254.8549 | 0 | 4061457.8342 | 0 | 0 | 0 | 1483483.471 | 4003816.5024 | 10417109.2437 | 7109891.109 | 31797013.0152 | 961560.8286 | 18879803.5461 | 18879803.5461 | 14716656.7318 | 7745494.8509 | 0 | 51638377.3899 | 92980332.5187 | 100000 | 8.584 | 6015.6283 | 10831.7718 | 122.6367 | 220.8203
1 | 4500 | 707 | 0.03 | 15 | 15 | 7 | 1.3335e-10 | 5spot_SharedNeighbor | CO2 | Porous | Wet | R600a | MinimizeLCOE_Brownfield | IgnoreSilica | 2019 | 126.2512 | 19.0306 | 2.2009 | 4 | 5894.4513 | 10590.555 | 120.1664 | 215.9028 | 89.6192 | 11.3506 | 97.8175 | 4773136.0712 | 0 | 4124092.3225 | 0 | 0 | 0 | 1450711.7107 | 4035696.6407 | 10500054.824 | 7166503.1719 | 32050194.741 | 961560.8286 | 18879803.5461 | 18879803.5461 | 14716656.7318 | 7745494.8509 | 0 | 51891559.1158 | 93233514.2446 | 133352.1432 | 8.8035 | 5894.4513 | 10590.555 | 120.1664 | 215.9028
1 | 4500 | 707 | 0.03 | 15 | 15 | 7 | 1.7783e-10 | 5spot_SharedNeighbor | CO2 | Porous | Wet | R600a | MinimizeLCOE_Brownfield | IgnoreSilica | 2019 | 128.0493 | 19.321 | 2.2433 | 4 | 5803.7931 | 10411.1392 | 118.3182 | 212.2452 | 89.4784 | 11.3055 | 99.1124 | 4812298.618 | 0 | 4172025.6985 | 0 | 0 | 0 | 1423726.0162 | 4059139.6297 | 10561048.6725 | 7208132.7268 | 32236371.3615 | 961560.8286 | 18879803.5461 | 18879803.5461 | 14716656.7318 | 7745494.8509 | 0 | 52077735.7363 | 93419690.8651 | 177827.941 | 8.9731 | 5803.7931 | 10411.1392 | 118.3182 | 212.2452
1 | 4500 | 707 | 0.03 | 15 | 15 | 7 | 2.3714e-10 | 5spot_SharedNeighbor | CO2 | Porous | Wet | R600a | MinimizeLCOE_Brownfield | IgnoreSilica | 2019 | 129.4159 | 19.5421 | 2.2757 | 4 | 5735.9265 | 10277.5254 | 116.9346 | 209.5213 | 89.3693 | 11.2708 | 109.5659 | 4841680.2374 | 0 | 4208377.0656 | 0 | 0 | 0 | 1401943.9006 | 4076280.4694 | 10605645.6213 | 7238571.0608 | 32372498.3551 | 961560.8286 | 18879803.5461 | 18879803.5461 | 14716656.7318 | 7745494.8509 | 0 | 52213862.7298 | 93555817.8586 | 237137.3706 | 9.103 | 5735.9265 | 10277.5254 | 116.9346 | 209.5213
1 | 4500 | 707 | 0.03 | 15 | 15 | 7 | 3.1623e-10 | 5spot_SharedNeighbor | CO2 | Porous | Wet | R600a | MinimizeLCOE_Brownfield | IgnoreSilica | 2019 | 130.4512 | 19.7098 | 2.3005 | 4 | 5685.0988 | 10177.846 | 115.8984 | 207.4892 | 89.2854 | 11.2442 | 93.7359 | 4863722.07 | 0 | 4235875.8782 | 0 | 0 | 0 | 1384699.8983 | 4088876.1602 | 10638417.0249 | 7260938.2171 | 32472529.2487 | 961560.8286 | 18879803.5461 | 18879803.5461 | 14716656.7318 | 7745494.8509 | 0 | 52313893.6235 | 93655848.7523 | 316227.766 | 9.2019 | 5685.0988 | 10177.846 | 115.8984 | 207.4892
1 | 4500 | 707 | 0.03 | 15 | 15 | 7 | 4.217e-10 | 5spot_SharedNeighbor | CO2 | Porous | Wet | R600a | MinimizeLCOE_Brownfield | IgnoreSilica | 2019 | 131.2212 | 19.8349 | 2.3192 | 4 | 5647.0191 | 10103.5963 | 115.1221 | 205.9755 | 89.2223 | 11.2243 | 97.2706 | 4879989.0567 | 0 | 4256300.2105 | 0 | 0 | 0 | 1371040.1552 | 4097858.4747 | 10661787.1649 | 7276888.8178 | 32543863.8798 | 961560.8286 | 18879803.5461 | 18879803.5461 | 14716656.7318 | 7745494.8509 | 0 | 52385228.2545 | 93727183.3833 | 421696.5034 | 9.2766 | 5647.0191 | 10103.5963 | 115.1221 | 205.9755
1 | 4500 | 707 | 0.03 | 15 | 15 | 7 | 5.6234e-10 | 5spot_SharedNeighbor | CO2 | Porous | Wet | R600a | MinimizeLCOE_Brownfield | IgnoreSilica | 2019 | 131.8083 | 19.9302 | 2.3333 | 4 | 5618.4832 | 10047.9709 | 114.5404 | 204.8415 | 89.1738 | 11.209 | 94.3334 | 4892323.829 | 0 | 4271862.2151 | 0 | 0 | 0 | 1360590.3046 | 4104662.776 | 10679490.561 | 7288971.7495 | 32597901.4352 | 961560.8286 | 18879803.5461 | 18879803.5461 | 14716656.7318 | 7745494.8509 | 0 | 52439265.81 | 93781220.9388 | 562341.3252 | 9.3333 | 5618.4832 | 10047.9709 | 114.5404 | 204.8415
1 | 4500 | 707 | 0.03 | 15 | 15 | 7 | 7.4989e-10 | 5spot_SharedNeighbor | CO2 | Porous | Wet | R600a | MinimizeLCOE_Brownfield | IgnoreSilica | 2019 | 132.254 | 20.0025 | 2.3441 | 4 | 5597.0953 | 10006.293 | 114.1044 | 203.9918 | 89.1368 | 11.1973 | 94.8635 | 4901644.9427 | 0 | 4283665.6843 | 0 | 0 | 0 | 1352629.712 | 4109796.7322 | 10692848.0619 | 7298088.5183 | 32638673.6514 | 961560.8286 | 18879803.5461 | 18879803.5461 | 14716656.7318 | 7745494.8509 | 0 | 52480038.0262 | 93821993.155 | 749894.2093 | 9.3763 | 5597.0953 | 10006.293 | 114.1044 | 203.9918
1 | 4500 | 707 | 0.03 | 15 | 15 | 7 | 1e-09 | 5spot_SharedNeighbor | CO2 | Porous | Wet | R600a | MinimizeLCOE_Brownfield | IgnoreSilica | 2019 | 132.5829 | 20.056 | 2.3521 | 4 | 5581.0627 | 9975.1935 | 113.7775 | 203.3578 | 89.1094 | 11.1887 | 97.28 | 4908502.2094 | 0 | 4292373.811 | 0 | 0 | 0 | 1346461.1722 | 4113461.5051 | 10702383.0493 | 7304596.3431 | 32667778.0901 | 961560.8286 | 18879803.5461 | 18879803.5461 | 14716656.7318 | 7745494.8509 | 0 | 52509142.4648 | 93851097.5936 | 1000000 | 9.4084 | 5581.0627 | 9975.1935 | 113.7775 | 203.3578
1 | 4500 | 707 | 0.03 | 15 | 15 | 7 | 1.3335e-09 | 5spot_SharedNeighbor | CO2 | Porous | Wet | R600a | MinimizeLCOE_Brownfield | IgnoreSilica | 2019 | 132.8413 | 20.0979 | 2.3583 | 4 | 5569.0433 | 9951.7206 | 113.5325 | 202.8793 | 89.0877 | 11.1819 | 90.336 | 4913875.8617 | 0 | 4299211.9651 | 0 | 0 | 0 | 1341948.1947 | 4116464.0484 | 10710195.051 | 7309928.1948 | 32691623.3156 | 961560.8286 | 18879803.5461 | 18879803.5461 | 14716656.7318 | 7745494.8509 | 0 | 52532987.6904 | 93874942.8192 | 1333521.4322 | 9.433 | 5569.0433 | 9951.7206 | 113.5325 | 202.8793
1 | 4500 | 707 | 0.03 | 15 | 15 | 7 | 1.7783e-09 | 5spot_SharedNeighbor | CO2 | Porous | Wet | R600a | MinimizeLCOE_Brownfield | IgnoreSilica | 2019 | 133.0265 | 20.128 | 2.3628 | 4 | 5560.0319 | 9934.2788 | 113.3488 | 202.5237 | 89.0722 | 11.177 | 85.7397 | 4917720.0019 | 0 | 4304112.0861 | 0 | 0 | 0 | 1338394.7646 | 4118488.4725 | 10715462.1873 | 7313523.1236 | 32707700.636 | 961560.8286 | 18879803.5461 | 18879803.5461 | 14716656.7318 | 7745494.8509 | 0 | 52549065.0108 | 93891020.1395 | 1778279.41 | 9.4512 | 5560.0319 | 9934.2788 | 113.3488 | 202.5237
1 | 4500 | 707 | 0.03 | 15 | 15 | 7 | 2.3714e-09 | 5spot_SharedNeighbor | CO2 | Porous | Wet | R600a | MinimizeLCOE_Brownfield | IgnoreSilica | 2019 | 133.1749 | 20.152 | 2.3663 | 4 | 5553.2753 | 9921.0591 | 113.211 | 202.2542 | 89.0597 | 11.1731 | 101.8274 | 4920795.2567 | 0 | 4308036.4668 | 0 | 0 | 0 | 1335852.9347 | 4120227.0167 | 10719985.5227 | 7316610.3929 | 32721507.5904 | 961560.8286 | 18879803.5461 | 18879803.5461 | 14716656.7318 | 7745494.8509 | 0 | 52562871.9652 | 93904827.0939 | 2371373.7057 | 9.4652 | 5553.2753 | 9921.0591 | 113.211 | 202.2542
1 | 4500 | 707 | 0.03 | 15 | 15 | 7 | 3.1623e-09 | 5spot_SharedNeighbor | CO2 | Porous | Wet | R600a | MinimizeLCOE_Brownfield | IgnoreSilica | 2019 | 133.2628 | 20.1666 | 2.3687 | 4 | 5548.2092 | 9911.5268 | 113.1077 | 202.0599 | 89.0523 | 11.1708 | 89.1268 | 4922615.5274 | 0 | 4310362.3949 | 0 | 0 | 0 | 1333580.0044 | 4120957.5914 | 10721886.3283 | 7317907.7318 | 32727309.5782 | 961560.8286 | 18879803.5461 | 18879803.5461 | 14716656.7318 | 7745494.8509 | 0 | 52568673.9529 | 93910629.0817 | 3162277.6602 | 9.4749 | 5548.2092 | 9911.5268 | 113.1077 | 202.0599
1 | 4500 | 707 | 0.03 | 15 | 15 | 7 | 4.217e-09 | 5spot_SharedNeighbor | CO2 | Porous | Wet | R600a | MinimizeLCOE_Brownfield | IgnoreSilica | 2019 | 133.3601 | 20.1821 | 2.3708 | 4 | 5544.4105 | 9903.8802 | 113.0303 | 201.904 | 89.0441 | 11.1682 | 100.0846 | 4924628.5708 | 0 | 4312934.6425 | 0 | 0 | 0 | 1332344.8026 | 4122264.1262 | 10725285.6638 | 7320227.8481 | 32737685.654 | 961560.8286 | 18879803.5461 | 18879803.5461 | 14716656.7318 | 7745494.8509 | 0 | 52579050.0287 | 93921005.1575 | 4216965.0343 | 9.4833 | 5544.4105 | 9903.8802 | 113.0303 | 201.904
1 | 4500 | 707 | 0.03 | 15 | 15 | 7 | 5.6234e-09 | 5spot_SharedNeighbor | CO2 | Porous | Wet | R600a | MinimizeLCOE_Brownfield | IgnoreSilica | 2019 | 133.4092 | 20.1903 | 2.3722 | 4 | 5541.5621 | 9898.5306 | 112.9722 | 201.7949 | 89.0399 | 11.1669 | 93.7793 | 4925642.5961 | 0 | 4314231.9663 | 0 | 0 | 0 | 1331051.993 | 4122661.3566 | 10726319.1758 | 7320933.2413 | 32740840.3291 | 961560.8286 | 18879803.5461 | 18879803.5461 | 14716656.7318 | 7745494.8509 | 0 | 52582204.7038 | 93924159.8326 | 5623413.2519 | 9.4887 | 5541.5621 | 9898.5306 | 112.9722 | 201.7949
1 | 4500 | 707 | 0.03 | 15 | 15 | 7 | 7.4989e-09 | 5spot_SharedNeighbor | CO2 | Porous | Wet | R600a | MinimizeLCOE_Brownfield | IgnoreSilica | 2019 | 133.4481 | 20.1967 | 2.3732 | 4 | 5539.4261 | 9894.4865 | 112.9287 | 201.7125 | 89.0367 | 11.1659 | 85.8948 | 4926446.0434 | 0 | 4315260.0966 | 0 | 0 | 0 | 1330112.2588 | 4123009.1755 | 10727224.1293 | 7321550.8906 | 32743602.5943 | 961560.8286 | 18879803.5461 | 18879803.5461 | 14716656.7318 | 7745494.8509 | 0 | 52584966.969 | 93926922.0978 | 7498942.0933 | 9.4929 | 5539.4261 | 9894.4865 | 112.9287 | 201.7125
1 | 4500 | 707 | 0.03 | 15 | 15 | 7 | 1e-08 | 5spot_SharedNeighbor | CO2 | Porous | Wet | R600a | MinimizeLCOE_Brownfield | IgnoreSilica | 2019 | 133.4861 | 20.2028 | 2.3741 | 4 | 5537.8245 | 9891.3121 | 112.896 | 201.6478 | 89.0334 | 11.1649 | 99.3931 | 4927232.8423 | 0 | 4316266.7271 | 0 | 0 | 0 | 1329541.4669 | 4123486.0042 | 10728464.7395 | 7322397.6326 | 32747389.4126 | 961560.8286 | 18879803.5461 | 18879803.5461 | 14716656.7318 | 7745494.8509 | 0 | 52588753.7873 | 93930708.9161 | 10000000 | 9.4963 | 5537.8245 | 9891.3121 | 112.896 | 201.6478
1 | 4600 | 707 | 0.03 | 15 | 15 | 7 | 1e-13 | 5spot_SharedNeighbor | CO2 | Porous | Wet | R600a | MinimizeLCOE_Brownfield | IgnoreSilica | 2019 | 0 | 0 | 0 | 0 |  |  |  |  | 15 |  | 21.7327 | [19 empty] | 100 | 0
1 | 4600 | 707 | 0.03 | 15 | 15 | 7 | 1.3335e-13 | 5spot_SharedNeighbor | CO2 | Porous | Wet | R600a | MinimizeLCOE_Brownfield | IgnoreSilica | 2019 | 1.6 | 0.016995 | 0.0017534 | 4 | 3077635.7722 | 9126343.3678 | 62741.768 | 186052.8538 | 63.6454 | 10.9906 | 25.7352 | 158235.8922 | 0 | 72989.7573 | 0 | 0 | 0 | 158195.6717 | 151874.3153 | 395145.8146 | 269695.1379 | 1206136.589 | 961560.8286 | 19417065.0479 | 19417065.0479 | 15071655.511 | 7933426.2906 | 0 | 21584762.4656 | 64006909.3151 | 133.3521 | 0.0070134 | 3077635.7722 | 9126343.3678 | 62741.768 | 186052.8538
1 | 4600 | 707 | 0.03 | 15 | 15 | 7 | 1.7783e-13 | 5spot_SharedNeighbor | CO2 | Porous | Wet | R600a | MinimizeLCOE_Brownfield | IgnoreSilica | 2019 | 1.6 | 0.03265 | 0.0055311 | 4 | 972658.721 | 2890107.1006 | 19828.9636 | 58918.7424 | 63.6454 | 10.9906 | 27.826 | 158235.8946 | 0 | 72989.7559 | 0 | 0 | 0 | 137080.9322 | 143639.5673 | 373720.6895 | 255072.0498 | 1140738.8892 | 961560.8286 | 19417065.0479 | 19417065.0479 | 15071655.511 | 7933426.2906 | 0 | 21519364.7658 | 63941511.6153 | 177.8279 | 0.022124 | 972658.721 | 2890107.1006 | 19828.9636 | 58918.7424
1 | 4600 | 707 | 0.03 | 15 | 15 | 7 | 2.3714e-13 | 5spot_SharedNeighbor | CO2 | Porous | Wet | R600a | MinimizeLCOE_Brownfield | IgnoreSilica | 2019 | 2.7935 | 0.15333 | 0.012909 | 4 | 433245.1952 | 1254825.7386 | 8832.2893 | 25581.32 | 74.1138 | 11.8559 | 51.0956 | 270932.3596 | 0 | 143916.6281 | 0 | 0 | 0 | 228270.1372 | 250816.4587 | 652572.9761 | 445394.4652 | 1991903.025 | 961560.8286 | 19417065.0479 | 19417065.0479 | 15071655.511 | 7933426.2906 | 0 | 22370528.9015 | 64792675.751 | 237.1374 | 0.051635 | 433245.1952 | 1254825.7386 | 8832.2893 | 25581.32
1 | 4600 | 707 | 0.03 | 15 | 15 | 7 | 3.1623e-13 | 5spot_SharedNeighbor | CO2 | Porous | Wet | R600a | MinimizeLCOE_Brownfield | IgnoreSilica | 2019 | 3.7876 | 0.28016 | 0.022904 | 4 | 250826.122 | 713860.9988 | 5113.4298 | 14553.022 | 78.853 | 12.2066 | 55.2669 | 356608.8341 | 0 | 199396.9774 | 0 | 0 | 0 | 283919.892 | 327571.0244 | 852272.6113 | 581693.5697 | 2601462.9088 | 961560.8286 | 19417065.0479 | 19417065.0479 | 15071655.511 | 7933426.2906 | 0 | 22980088.7854 | 65402235.6348 | 316.2278 | 0.091618 | 250826.122 | 713860.9988 | 5113.4298 | 14553.022
1 | 4600 | 707 | 0.03 | 15 | 15 | 7 | 4.217e-13 | 5spot_SharedNeighbor | CO2 | Porous | Wet | R600a | MinimizeLCOE_Brownfield | IgnoreSilica | 2019 | 5.0593 | 0.45318 | 0.037079 | 4 | 159776.5939 | 445799.8573 | 3257.262 | 9088.2331 | 82.6608 | 12.4696 | 41.2941 | 457885.4778 | 0 | 266550.7671 | 0 | 0 | 0 | 347151.3272 | 417919.1531 | 1087339.9094 | 742131.8308 | 3318978.4653 | 961560.8286 | 19417065.0479 | 19417065.0479 | 15071655.511 | 7933426.2906 | 0 | 23697604.3419 | 66119751.1913 | 421.6965 | 0.14832 | 159776.5939 | 445799.8573 | 3257.262 | 9088.2331
1 | 4600 | 707 | 0.03 | 15 | 15 | 7 | 5.6234e-13 | 5spot_SharedNeighbor | CO2 | Porous | Wet | R600a | MinimizeLCOE_Brownfield | IgnoreSilica | 2019 | 6.6982 | 0.68494 | 0.056655 | 4 | 108327.2777 | 295522.9059 | 2208.3981 | 6024.6342 | 85.7199 | 12.6682 | 53.1242 | 578165.9182 | 0 | 348304.5077 | 0 | 0 | 0 | 420022.0369 | 525132.0605 | 1366285.902 | 932518.2025 | 4170428.6279 | 961560.8286 | 19417065.0479 | 19417065.0479 | 15071655.511 | 7933426.2906 | 0 | 24549054.5044 | 66971201.3539 | 562.3413 | 0.22662 | 108327.2777 | 295522.9059 | 2208.3981 | 6024.6342
1 | 4600 | 707 | 0.03 | 15 | 15 | 7 | 7.4989e-13 | 5spot_SharedNeighbor | CO2 | Porous | Wet | R600a | MinimizeLCOE_Brownfield | IgnoreSilica | 2019 | 8.7936 | 0.9887 | 0.083184 | 4 | 76789.2465 | 204283.797 | 1565.4527 | 4164.6015 | 88.1439 | 12.8177 | 49.0337 | 719842.0803 | 0 | 447033.0816 | 0 | 0 | 0 | 502989.127 | 651247.0727 | 1694411.294 | 1156470.5248 | 5171993.1804 | 961560.8286 | 19417065.0479 | 19417065.0479 | 15071655.511 | 7933426.2906 | 0 | 25550619.0569 | 67972765.9064 | 749.8942 | 0.33274 | 76789.2465 | 204283.797 | 1565.4527 | 4164.6015
1 | 4600 | 707 | 0.03 | 15 | 15 | 7 | 1e-12 | 5spot_SharedNeighbor | CO2 | Porous | Wet | R600a | MinimizeLCOE_Brownfield | IgnoreSilica | 2019 | 11.4707 | 1.383 | 0.1187 | 4 | 56298.3265 | 145647.8872 | 1147.7175 | 2969.2292 | 90.0538 | 12.929 | 50.7552 | 886729.1188 | 0 | 566290.9019 | 0 | 0 | 0 | 597562.4624 | 799727.1684 | 2080726.0456 | 1420138.2808 | 6351173.9779 | 961560.8286 | 19417065.0479 | 19417065.0479 | 15071655.511 | 7933426.2906 | 0 | 26729799.8545 | 69151946.7039 | 1000 | 0.47479 | 56298.3265 | 145647.8872 | 1147.7175 | 2969.2292
1 | 4600 | 707 | 0.03 | 15 | 15 | 7 | 1.3335e-12 | 5spot_SharedNeighbor | CO2 | Porous | Wet | R600a | MinimizeLCOE_Brownfield | IgnoreSilica | 2019 | 14.8734 | 1.8894 | 0.16574 | 4 | 42404.1267 | 106392.8568 | 864.4655 | 2168.9623 | 91.5436 | 13.0095 | 63.9858 | 1082548.8503 | 0 | 709781.0417 | 0 | 0 | 0 | 704634.5507 | 973816.1327 | 2533669.82 | 1729281.7139 | 7733732.1094 | 961560.8286 | 19417065.0479 | 19417065.0479 | 15071655.511 | 7933426.2906 | 0 | 28112357.9859 | 70534504.8354 | 1333.5214 | 0.66296 | 42404.1267 | 106392.8568 | 864.4655 | 2168.9623
1 | 4600 | 707 | 0.03 | 15 | 15 | 7 | 1.7783e-12 | 5spot_SharedNeighbor | CO2 | Porous | Wet | R600a | MinimizeLCOE_Brownfield | IgnoreSilica | 2019 | 19.166 | 2.5334 | 0.22743 | 4 | 32672.9571 | 79305.7537 | 666.0824 | 1616.7551 | 92.6902 | 13.0638 | 56.4233 | 1310953.4646 | 0 | 881402.4158 | 0 | 0 | 0 | 824564.5514 | 1176598.9684 | 3061269.1621 | 2089379.1059 | 9344167.6682 | 961560.8286 | 19417065.0479 | 19417065.0479 | 15071655.511 | 7933426.2906 | 0 | 29722793.5448 | 72144940.3942 | 1778.2794 | 0.90971 | 32672.9571 | 79305.7537 | 666.0824 | 1616.7551
1 | 4600 | 707 | 0.03 | 15 | 15 | 7 | 2.3714e-12 | 5spot_SharedNeighbor | CO2 | Porous | Wet | R600a | MinimizeLCOE_Brownfield | IgnoreSilica | 2019 | 24.5593 | 3.3471 | 0.30751 | 4 | 25685.7932 | 60173.7016 | 523.6396 | 1226.7223 | 93.5579 | 13.094 | 52.4482 | 1576651.6516 | 0 | 1086181.5951 | 0 | 0 | 0 | 958569.8563 | 1412347.2102 | 3674637.7287 | 2508015.7561 | 11216403.798 | 961560.8286 | 19417065.0479 | 19417065.0479 | 15071655.511 | 7933426.2906 | 0 | 31595029.6745 | 74017176.524 | 2371.3737 | 1.2301 | 25685.7932 | 60173.7016 | 523.6396 | 1226.7223
1 | 4600 | 707 | 0.03 | 15 | 15 | 7 | 3.1623e-12 | 5spot_SharedNeighbor | CO2 | Porous | Wet | R600a | MinimizeLCOE_Brownfield | IgnoreSilica | 2019 | 31.1929 | 4.3538 | 0.40981 | 4 | 20572.4859 | 46451.9205 | 419.398 | 946.9852 | 94.1834 | 13.0992 | 57.8685 | 1879653.5945 | 0 | 1325886.3027 | 0 | 0 | 0 | 1102874.5467 | 1680281.6331 | 4371748.1362 | 2983807.9334 | 13344252.1465 | 961560.8286 | 19417065.0479 | 19417065.0479 | 15071655.511 | 7933426.2906 | 0 | 33722878.0231 | 76145024.8725 | 3162.2777 | 1.6392 | 20572.4859 | 46451.9205 | 419.398 | 946.9852
1 | 4600 | 707 | 0.03 | 15 | 15 | 7 | 4.217e-12 | 5spot_SharedNeighbor | CO2 | Porous | Wet | R600a | MinimizeLCOE_Brownfield | IgnoreSilica | 2019 | 39.2003 | 5.576 | 0.53788 | 4 | 16777.6306 | 36494.8 | 342.0347 | 743.9959 | 94.5984 | 13.0767 | 50.415 | 2219255.4363 | 0 | 1602000.2474 | 0 | 0 | 0 | 1253887.4135 | 1979305.8079 | 5149747.7007 | 3514808.6225 | 15719005.2283 | 961560.8286 | 19417065.0479 | 19417065.0479 | 15071655.511 | 7933426.2906 | 0 | 36097631.1048 | 78519777.9543 | 4216.965 | 2.1515 | 16777.6306 | 36494.8 | 342.0347 | 743.9959
1 | 4600 | 707 | 0.03 | 15 | 15 | 7 | 5.6234e-12 | 5spot_SharedNeighbor | CO2 | Porous | Wet | R600a | MinimizeLCOE_Brownfield | IgnoreSilica | 2019 | 48.5593 | 7.0137 | 0.69358 | 4 | 13935.1208 | 29226.225 | 284.0863 | 595.8161 | 94.8188 | 13.0224 | 65.2197 | 2588247.835 | 0 | 1910978.1743 | 0 | 0 | 0 | 1403297.8473 | 2301984.3041 | 5989290.9574 | 4087814.146 | 18281613.2642 | 961560.8286 | 19417065.0479 | 19417065.0479 | 15071655.511 | 7933426.2906 | 0 | 38660239.1407 | 81082385.9902 | 5623.4133 | 2.7743 | 13935.1208 | 29226.225 | 284.0863 | 595.8161
1 | 4600 | 707 | 0.03 | 15 | 15 | 7 | 7.4989e-12 | 5spot_SharedNeighbor | CO2 | Porous | Wet | R600a | MinimizeLCOE_Brownfield | IgnoreSilica | 2019 | 58.9755 | 8.626 | 0.8749 | 4 | 11796.7395 | 23918.7692 | 240.4925 | 487.6165 | 94.8538 | 12.9333 | 75.7113 | 2970509.1398 | 0 | 2241566.0277 | 0 | 0 | 0 | 1537497.5309 | 2632333.3524 | 6848791.4172 | 4674440.8708 | 20905138.3389 | 961560.8286 | 19417065.0479 | 19417065.0479 | 15071655.511 | 7933426.2906 | 0 | 41283764.2155 | 83705911.0649 | 7498.9421 | 3.4996 | 11796.7395 | 23918.7692 | 240.4925 | 487.6165
1 | 4600 | 707 | 0.03 | 15 | 15 | 7 | 1e-11 | 5spot_SharedNeighbor | CO2 | Porous | Wet | R600a | MinimizeLCOE_Brownfield | IgnoreSilica | 2019 | 69.9501 | 10.3387 | 1.0752 | 4 | 10188.3063 | 20052.1193 | 207.7024 | 408.7896 | 94.7166 | 12.81 | 78.8695 | 3345899.2599 | 0 | 2577962.1665 | 0 | 0 | 0 | 1643842.0545 | 2951404.3575 | 7678948.7221 | 5241040.2894 | 23439096.8499 | 961560.8286 | 19417065.0479 | 19417065.0479 | 15071655.511 | 7933426.2906 | 0 | 43817722.7265 | 86239869.5759 | 10000 | 4.3008 | 10188.3063 | 20052.1193 | 207.7024 | 408.7896
1 | 4600 | 707 | 0.03 | 15 | 15 | 7 | 1.3335e-11 | 5spot_SharedNeighbor | CO2 | Porous | Wet | R600a | MinimizeLCOE_Brownfield | IgnoreSilica | 2019 | 80.7855 | 12.0443 | 1.2831 | 4 | 8981.9812 | 17247.4458 | 183.1098 | 351.6125 | 94.4367 | 12.6602 | 79.0955 | 3692038.4726 | 0 | 2900339.2914 | 0 | 0 | 0 | 1712080.3077 | 3238738.648 | 8426533.6053 | 5751282.3336 | 25721012.6586 | 961560.8286 | 19417065.0479 | 19417065.0479 | 15071655.511 | 7933426.2906 | 0 | 46099638.5352 | 88521785.3846 | 13335.2143 | 5.1325 | 8981.9812 | 17247.4458 | 183.1098 | 351.6125
1 | 4600 | 707 | 0.03 | 15 | 15 | 7 | 1.7783e-11 | 5spot_SharedNeighbor | CO2 | Porous | Wet | R600a | MinimizeLCOE_Brownfield | IgnoreSilica | 2019 | 90.8728 | 13.6455 | 1.4861 | 4 | 8080.3487 | 15216.8965 | 164.7288 | 310.217 | 94.0605 | 12.4961 | 86.5726 | 3994006.7497 | 0 | 3193154.2911 | 0 | 0 | 0 | 1741331.2177 | 3482111.9808 | 9059741.0948 | 6183459.4562 | 27653804.7904 | 961560.8286 | 19417065.0479 | 19417065.0479 | 15071655.511 | 7933426.2906 | 0 | 48032430.667 | 90454577.5164 | 17782.7941 | 5.9444 | 8080.3487 | 15216.8965 | 164.7288 | 310.217
1 | 4600 | 707 | 0.03 | 15 | 15 | 7 | 2.3714e-11 | 5spot_SharedNeighbor | CO2 | Porous | Wet | R600a | MinimizeLCOE_Brownfield | IgnoreSilica | 2019 | 99.7861 | 15.0712 | 1.6733 | 4 | 7408.1481 | 13746.1092 | 151.0251 | 280.233 | 93.6411 | 12.3318 | 87.2428 | 4245277.8959 | 0 | 3446833.7957 | 0 | 0 | 0 | 1737742.5072 | 3677643.1375 | 9568473.0554 | 6530679.4728 | 29206649.8644 | 961560.8286 | 19417065.0479 | 19417065.0479 | 15071655.511 | 7933426.2906 | 0 | 49585275.7409 | 92007422.5904 | 23713.7371 | 6.6933 | 7408.1481 | 13746.1092 | 151.0251 | 280.233
1 | 4600 | 707 | 0.03 | 15 | 15 | 7 | 3.1623e-11 | 5spot_SharedNeighbor | CO2 | Porous | Wet | R600a | MinimizeLCOE_Brownfield | IgnoreSilica | 2019 | 107.3307 | 16.2864 | 1.8379 | 4 | 6907.5709 | 12677.9528 | 140.8202 | 258.4572 | 93.2245 | 12.1787 | 99.0757 | 4446832.5114 | 0 | 3658281.1539 | 0 | 0 | 0 | 1711260.2129 | 3828385.8125 | 9960674.5742 | 6798365.0683 | 30403799.3332 | 961560.8286 | 19417065.0479 | 19417065.0479 | 15071655.511 | 7933426.2906 | 0 | 50782425.2097 | 93204572.0592 | 31622.7766 | 7.3517 | 6907.5709 | 12677.9528 | 140.8202 | 258.4572
1 | 4600 | 707 | 0.03 | 15 | 15 | 7 | 4.217e-11 | 5spot_SharedNeighbor | CO2 | Porous | Wet | R600a | MinimizeLCOE_Brownfield | IgnoreSilica | 2019 | 113.5233 | 17.2897 | 1.9772 | 4 | 6534.7896 | 11898.6971 | 133.2205 | 242.571 | 92.8411 | 12.0434 | 105.0382 | 4604727.3323 | 0 | 3829811.3519 | 0 | 0 | 0 | 1672418.4005 | 3941713.263 | 10255529.3537 | 6999609.514 | 31303809.2153 | 961560.8286 | 19417065.0479 | 19417065.0479 | 15071655.511 | 7933426.2906 | 0 | 51682435.0919 | 94104581.9413 | 42169.6503 | 7.9088 | 6534.7896 | 11898.6971 | 133.2205 | 242.571
1 | 4600 | 707 | 0.03 | 15 | 15 | 7 | 5.6234e-11 | 5spot_SharedNeighbor | CO2 | Porous | Wet | R600a | MinimizeLCOE_Brownfield | IgnoreSilica | 2019 | 118.4561 | 18.0932 | 2.0913 | 4 | 6256.971 | 11328.1936 | 127.5568 | 230.9405 | 92.5091 | 11.9295 | 96.1979 | 4725650.9484 | 0 | 3965243.4577 | 0 | 0 | 0 | 1628772.9578 | 4024670.2719 | 10471366.4742 | 7146922.7837 | 31962626.8937 | 961560.8286 | 19417065.0479 | 19417065.0479 | 15071655.511 | 7933426.2906 | 0 | 52341252.7703 | 94763399.6197 | 56234.1325 | 8.3653 | 6256.971 | 11328.1936 | 127.5568 | 230.9405
1 | 4600 | 707 | 0.03 | 15 | 15 | 7 | 7.4989e-11 | 5spot_SharedNeighbor | CO2 | Porous | Wet | R600a | MinimizeLCOE_Brownfield | IgnoreSilica | 2019 | 122.342 | 18.7286 | 2.1829 | 4 | 6049.7073 | 10908.1099 | 123.3315 | 222.3766 | 92.231 | 11.836 | 89.4644 | 4817878.8596 | 0 | 4071228.501 | 0 | 0 | 0 | 1586510.3637 | 4085490.9125 | 10629609.3048 | 7254926.7672 | 32445644.7087 | 961560.8286 | 19417065.0479 | 19417065.0479 | 15071655.511 | 7933426.2906 | 0 | 52824270.5853 | 95246417.4347 | 74989.4209 | 8.7317 | 6049.7073 | 10908.1099 | 123.3315 | 222.3766
1 | 4600 | 707 | 0.03 | 15 | 15 | 7 | 1e-10 | 5spot_SharedNeighbor | CO2 | Porous | Wet | R600a | MinimizeLCOE_Brownfield | IgnoreSilica | 2019 | 125.3427 | 19.2211 | 2.255 | 4 | 5894.9146 | 10597.9802 | 120.1758 | 216.0542 | 92.0062 | 11.7614 | 104.2094 | 4887266.0428 | 0 | 4152670.3031 | 0 | 0 | 0 | 1548193.8313 | 4129370.7691 | 10743775.6908 | 7332847.6715 | 32794124.3085 | 961560.8286 | 19417065.0479 | 19417065.0479 | 15071655.511 | 7933426.2906 | 0 | 53172750.1851 | 95594897.0345 | 100000 | 9.0201 | 5894.9146 | 10597.9802 | 120.1758 | 216.0542
1 | 4600 | 707 | 0.03 | 15 | 15 | 7 | 1.3335e-10 | 5spot_SharedNeighbor | CO2 | Porous | Wet | R600a | MinimizeLCOE_Brownfield | IgnoreSilica | 2019 | 127.6472 | 19.6003 | 2.3111 | 4 | 5779.1998 | 10368.1035 | 117.8168 | 211.3678 | 91.8276 | 11.7028 | 91.0024 | 4939464.2148 | 0 | 4214985.6099 | 0 | 0 | 0 | 1515397.0322 | 4161240.2742 | 10826693.6057 | 7389440.8522 | 33047221.5891 | 961560.8286 | 19417065.0479 | 19417065.0479 | 15071655.511 | 7933426.2906 | 0 | 53425847.4657 | 95847994.3151 | 133352.1432 | 9.2445 | 5779.1998 | 10368.1035 | 117.8168 | 211.3678
1 | 4600 | 707 | 0.03 | 15 | 15 | 7 | 1.7783e-10 | 5spot_SharedNeighbor | CO2 | Porous | Wet | R600a | MinimizeLCOE_Brownfield | IgnoreSilica | 2019 | 129.4112 | 19.8912 | 2.3544 | 4 | 5692.6307 | 10197.1563 | 116.052 | 207.8828 | 91.6873 | 11.6571 | 98.4282 | 4978779.098 | 0 | 4262555.5262 | 0 | 0 | 0 | 1488398.9985 | 4184596.1129 | 10887460.707 | 7430915.6475 | 33232706.0901 | 961560.8286 | 19417065.0479 | 19417065.0479 | 15071655.511 | 7933426.2906 | 0 | 53611331.9667 | 96033478.8161 | 177827.941 | 9.4177 | 5692.6307 | 10197.1563 | 116.052 | 207.8828
1 | 4600 | 707 | 0.03 | 15 | 15 | 7 | 2.3714e-10 | 5spot_SharedNeighbor | CO2 | Porous | Wet | R600a | MinimizeLCOE_Brownfield | IgnoreSilica | 2019 | 130.7607 | 20.1138 | 2.3876 | 4 | 5627.8271 | 10069.673 | 114.7309 | 205.2839 | 91.578 | 11.6217 | 94.2893 | 5008480.2156 | 0 | 4298873.7377 | 0 | 0 | 0 | 1466808.3698 | 4201923.306 | 10932542.5092 | 7461684.9038 | 33370313.0419 | 961560.8286 | 19417065.0479 | 19417065.0479 | 15071655.511 | 7933426.2906 | 0 | 53748938.9185 | 96171085.7679 | 237137.3706 | 9.5506 | 5627.8271 | 10069.673 | 114.7309 | 205.2839
1 | 4600 | 707 | 0.03 | 15 | 15 | 7 | 3.1623e-10 | 5spot_SharedNeighbor | CO2 | Porous | Wet | R600a | MinimizeLCOE_Brownfield | IgnoreSilica | 2019 | 131.7741 | 20.2814 | 2.4129 | 4 | 5579.2945 | 9974.7058 | 113.7415 | 203.3479 | 91.4947 | 11.5949 | 89.9116 | 5030566.8884 | 0 | 4326102.7415 | 0 | 0 | 0 | 1449589.5799 | 4214441.0918 | 10965111.2202 | 7483913.7183 | 33469725.24 | 961560.8286 | 19417065.0479 | 19417065.0479 | 15071655.511 | 7933426.2906 | 0 | 53848351.1166 | 96270497.966 | 316227.766 | 9.6515 | 5579.2945 | 9974.7058 | 113.7415 | 203.3479
1 | 4600 | 707 | 0.03 | 15 | 15 | 7 | 4.217e-10 | 5spot_SharedNeighbor | CO2 | Porous | Wet | R600a | MinimizeLCOE_Brownfield | IgnoreSilica | 2019 | 132.5318 | 20.4069 | 2.4319 | 4 | 5542.9353 | 9903.8889 | 113.0002 | 201.9042 | 91.4318 | 11.5746 | 90.3316 | 5046961.0169 | 0 | 4346440.0453 | 0 | 0 | 0 | 1436035.6866 | 4223480.332 | 10988629.469 | 7499965.4064 | 33541511.9563 | 961560.8286 | 19417065.0479 | 19417065.0479 | 15071655.511 | 7933426.2906 | 0 | 53920137.8328 | 96342284.6823 | 421696.5034 | 9.7277 | 5542.9353 | 9903.8889 | 113.0002 | 201.9042
1 | 4600 | 707 | 0.03 | 15 | 15 | 7 | 5.6234e-10 | 5spot_SharedNeighbor | CO2 | Porous | Wet | R600a | MinimizeLCOE_Brownfield | IgnoreSilica | 2019 | 133.1165 | 20.5036 | 2.4465 | 4 | 5515.6892 | 9850.7208 | 112.4448 | 200.8203 | 91.3828 | 11.5589 | 97.193 | 5059542.262 | 0 | 4362121.2315 | 0 | 0 | 0 | 1425787.6085 | 4230505.9298 | 11006908.6331 | 7512441.3115 | 33597306.9763 | 961560.8286 | 19417065.0479 | 19417065.0479 | 15071655.511 | 7933426.2906 | 0 | 53975932.8529 | 96398079.7023 | 562341.3252 | 9.7859 | 5515.6892 | 9850.7208 | 112.4448 | 200.8203
1 | 4600 | 707 | 0.03 | 15 | 15 | 7 | 7.4989e-10 | 5spot_SharedNeighbor | CO2 | Porous | Wet | R600a | MinimizeLCOE_Brownfield | IgnoreSilica | 2019 | 133.5593 | 20.5769 | 2.4575 | 4 | 5495.2682 | 9810.8984 | 112.0285 | 200.0084 | 91.3455 | 11.547 | 96.2961 | 5069028.3569 | 0 | 4373988.0384 | 0 | 0 | 0 | 1417969.2153 | 4235784.3881 | 11020642.0991 | 7521814.6842 | 33639226.7821 | 961560.8286 | 19417065.0479 | 19417065.0479 | 15071655.511 | 7933426.2906 | 0 | 54017852.6586 | 96439999.5081 | 749894.2093 | 9.8299 | 5495.2682 | 9810.8984 | 112.0285 | 200.0084
1 | 4600 | 707 | 0.03 | 15 | 15 | 7 | 1e-09 | 5spot_SharedNeighbor | CO2 | Porous | Wet | R600a | MinimizeLCOE_Brownfield | IgnoreSilica | 2019 | 133.8734 | 20.6292 | 2.4656 | 4 | 5479.9607 | 9781.3841 | 111.7164 | 199.4067 | 91.3189 | 11.5385 | 107.8226 | 5075735.3882 | 0 | 4382402.0715 | 0 | 0 | 0 | 1411708.0696 | 4239239.7564 | 11029632.2586 | 7527950.6527 | 33666668.197 | 961560.8286 | 19417065.0479 | 19417065.0479 | 15071655.511 | 7933426.2906 | 0 | 54045294.0735 | 96467440.923 | 1000000 | 9.8624 | 5479.9607 | 9781.3841 | 111.7164 | 199.4067
1 | 4600 | 707 | 0.03 | 15 | 15 | 7 | 1.3335e-09 | 5spot_SharedNeighbor | CO2 | Porous | Wet | R600a | MinimizeLCOE_Brownfield | IgnoreSilica | 2019 | 134.1272 | 20.6711 | 2.4719 | 4 | 5468.4849 | 9759.0002 | 111.4825 | 198.9504 | 91.2974 | 11.5316 | 100.7252 | 5081141.724 | 0 | 4389197.4553 | 0 | 0 | 0 | 1407235.5881 | 4242254.1593 | 11037475.1165 | 7533303.5645 | 33690607.6077 | 961560.8286 | 19417065.0479 | 19417065.0479 | 15071655.511 | 7933426.2906 | 0 | 54069233.4843 | 96491380.3337 | 1333521.4322 | 9.8874 | 5468.4849 | 9759.0002 | 111.4825 | 198.9504
1 | 4600 | 707 | 0.03 | 15 | 15 | 7 | 1.7783e-09 | 5spot_SharedNeighbor | CO2 | Porous | Wet | R600a | MinimizeLCOE_Brownfield | IgnoreSilica | 2019 | 134.3144 | 20.7021 | 2.4765 | 4 | 5459.8812 | 9742.2833 | 111.3071 | 198.6096 | 91.2814 | 11.5265 | 109.9933 | 5085123.4617 | 0 | 4394210.3883 | 0 | 0 | 0 | 1403796.6177 | 4244420.8824 | 11043112.4856 | 7537151.1847 | 33707815.0204 | 961560.8286 | 19417065.0479 | 19417065.0479 | 15071655.511 | 7933426.2906 | 0 | 54086440.897 | 96508587.7464 | 1778279.41 | 9.9062 | 5459.8812 | 9742.2833 | 111.3071 | 198.6096
1 | 4600 | 707 | 0.03 | 15 | 15 | 7 | 2.3714e-09 | 5spot_SharedNeighbor | CO2 | Porous | Wet | R600a | MinimizeLCOE_Brownfield | IgnoreSilica | 2019 | 134.4413 | 20.7234 | 2.4799 | 4 | 5453.4304 | 9729.9704 | 111.1756 | 198.3586 | 91.2706 | 11.5231 | 101.7144 | 5087816.7606 | 0 | 4397605.7265 | 0 | 0 | 0 | 1400984.6488 | 4245698.783 | 11046437.3208 | 7539420.4531 | 33717963.6928 | 961560.8286 | 19417065.0479 | 19417065.0479 | 15071655.511 | 7933426.2906 | 0 | 54096589.5694 | 96518736.4188 | 2371373.7057 | 9.9197 | 5453.4304 | 9729.9704 | 111.1756 | 198.3586
1 | 4600 | 707 | 0.03 | 15 | 15 | 7 | 3.1623e-09 | 5spot_SharedNeighbor | CO2 | Porous | Wet | R600a | MinimizeLCOE_Brownfield | IgnoreSilica | 2019 | 134.5534 | 20.7418 | 2.4826 | 4 | 5448.5936 | 9720.4792 | 111.0769 | 198.1651 | 91.2611 | 11.52 | 101.0029 | 5090194.4979 | 0 | 4400604.9822 | 0 | 0 | 0 | 1399129.289 | 4247072.22 | 11050010.7221 | 7541859.3728 | 33728871.0841 | 961560.8286 | 19417065.0479 | 19417065.0479 | 15071655.511 | 7933426.2906 | 0 | 54107496.9606 | 96529643.8101 | 3162277.6602 | 9.9305 | 5448.5936 | 9720.4792 | 111.0769 | 198.1651
1 | 4600 | 707 | 0.03 | 15 | 15 | 7 | 4.217e-09 | 5spot_SharedNeighbor | CO2 | Porous | Wet | R600a | MinimizeLCOE_Brownfield | IgnoreSilica | 2019 | 134.6387 | 20.7559 | 2.4847 | 4 | 5444.9668 | 9713.3448 | 111.003 | 198.0197 | 91.2538 | 11.5177 | 111.0978 | 5092004.6754 | 0 | 4402889.9112 | 0 | 0 | 0 | 1397752.1116 | 4248132.2123 | 11052768.6047 | 7543741.6844 | 33737289.1996 | 961560.8286 | 19417065.0479 | 19417065.0479 | 15071655.511 | 7933426.2906 | 0 | 54115915.0762 | 96538061.9256 | 4216965.0343 | 9.9387 | 5444.9668 | 9713.3448 | 111.003 | 198.0197
1 | 4600 | 707 | 0.03 | 15 | 15 | 7 | 5.6234e-09 | 5spot_SharedNeighbor | CO2 | Porous | Wet | R600a | MinimizeLCOE_Brownfield | IgnoreSilica | 2019 | 134.6971 | 20.7655 | 2.4862 | 4 | 5442.2473 | 9708.0852 | 110.9476 | 197.9124 | 91.2488 | 11.5161 | 105.9567 | 5093240.531 | 0 | 4404450.9641 | 0 | 0 | 0 | 1396626.7885 | 4248784.1306 | 11054464.7623 | 7544899.3468 | 33742466.5232 | 961560.8286 | 19417065.0479 | 19417065.0479 | 15071655.511 | 7933426.2906 | 0 | 54121092.3998 | 96543239.2493 | 5623413.2519 | 9.9446 | 5442.2473 | 9708.0852 | 110.9476 | 197.9124
1 | 4600 | 707 | 0.03 | 15 | 15 | 7 | 7.4989e-09 | 5spot_SharedNeighbor | CO2 | Porous | Wet | R600a | MinimizeLCOE_Brownfield | IgnoreSilica | 2019 | 134.736 | 20.7721 | 2.4872 | 4 | 5440.208 | 9704.2177 | 110.906 | 197.8336 | 91.2454 | 11.5151 | 110.2639 | 5094063.7141 | 0 | 4405491.363 | 0 | 0 | 0 | 1395705.0529 | 4249151.4507 | 11055420.4539 | 7545551.626 | 33745383.6606 | 961560.8286 | 19417065.0479 | 19417065.0479 | 15071655.511 | 7933426.2906 | 0 | 54124009.5372 | 96546156.3866 | 7498942.0933 | 9.9489 | 5440.208 | 9704.2177 | 110.906 | 197.8336
1 | 4600 | 707 | 0.03 | 15 | 15 | 7 | 1e-08 | 5spot_SharedNeighbor | CO2 | Porous | Wet | R600a | MinimizeLCOE_Brownfield | IgnoreSilica | 2019 | 134.7749 | 20.7784 | 2.4881 | 4 | 5438.6788 | 9701.167 | 110.8748 | 197.7714 | 91.2421 | 11.514 | 113.3578 | 5094887.4716 | 0 | 4406532.2521 | 0 | 0 | 0 | 1395164.4292 | 4249667.8196 | 11056763.9399 | 7546468.5828 | 33749484.4951 | 961560.8286 | 19417065.0479 | 19417065.0479 | 15071655.511 | 7933426.2906 | 0 | 54128110.3717 | 96550257.2211 | 10000000 | 9.9524 | 5438.6788 | 9701.167 | 110.8748 | 197.7714
1 | 4700 | 707 | 0.03 | 15 | 15 | 7 | 1e-13 | 5spot_SharedNeighbor | CO2 | Porous | Wet | R600a | MinimizeLCOE_Brownfield | IgnoreSilica | 2019 | 0 | 0 | 0 | 0 |  |  |  |  | 15 |  | 21.3457 | [19 empty] | 100 | 0
1 | 4700 | 707 | 0.03 | 15 | 15 | 7 | 1.3335e-13 | 5spot_SharedNeighbor | CO2 | Porous | Wet | R600a | MinimizeLCOE_Brownfield | IgnoreSilica | 2019 | 1.6 | 0.015601 | 0.0020085 | 4 | 2755805.1087 | 8172241.0116 | 56180.8146 | 166602.1868 | 64.2485 | 11.3018 | 25.9341 | 160711.608 | 0 | 72844.4984 | 0 | 0 | 0 | 159897.8616 | 153447.0475 | 399237.7413 | 272487.9619 | 1218626.7187 | 961560.8286 | 19960186.6406 | 19960186.6406 | 15432221.3765 | 8123701.7665 | 0 | 22140374.1879 | 65656483.9716 | 133.3521 | 0.0080341 | 2755805.1087 | 8172241.0116 | 56180.8146 | 166602.1868
1 | 4700 | 707 | 0.03 | 15 | 15 | 7 | 1.7783e-13 | 5spot_SharedNeighbor | CO2 | Porous | Wet | R600a | MinimizeLCOE_Brownfield | IgnoreSilica | 2019 | 1.6 | 0.031226 | 0.0057708 | 4 | 956344.7604 | 2841522.9224 | 19496.3815 | 57928.2882 | 64.2485 | 11.3018 | 28.0981 | 160711.6105 | 0 | 72844.4969 | 0 | 0 | 0 | 138978.3623 | 145288.4432 | 378010.7265 | 258000.0882 | 1153833.7276 | 961560.8286 | 19960186.6406 | 19960186.6406 | 15432221.3765 | 8123701.7665 | 0 | 22075581.1968 | 65591690.9805 | 177.8279 | 0.023083 | 956344.7604 | 2841522.9224 | 19496.3815 | 57928.2882
1 | 4700 | 707 | 0.03 | 15 | 15 | 7 | 2.3714e-13 | 5spot_SharedNeighbor | CO2 | Porous | Wet | R600a | MinimizeLCOE_Brownfield | IgnoreSilica | 2019 | 2.8861 | 0.16196 | 0.0139 | 4 | 413828.0147 | 1196464.178 | 8436.4438 | 24391.5406 | 75.7328 | 12.2471 | 49.256 | 284376.117 | 0 | 149855.1476 | 0 | 0 | 0 | 239883.3667 | 262904.7062 | 684024.1164 | 466860.5147 | 2087903.9685 | 961560.8286 | 19960186.6406 | 19960186.6406 | 15432221.3765 | 8123701.7665 | 0 | 23009651.4378 | 66525761.2214 | 237.1374 | 0.055602 | 413828.0147 | 1196464.178 | 8436.4438 | 24391.5406
1 | 4700 | 707 | 0.03 | 15 | 15 | 7 | 3.1623e-13 | 5spot_SharedNeighbor | CO2 | Porous | Wet | R600a | MinimizeLCOE_Brownfield | IgnoreSilica | 2019 | 3.9339 | 0.29746 | 0.024666 | 4 | 239836.3342 | 680890.0279 | 4889.3881 | 13880.8642 | 80.7037 | 12.6107 | 46.8011 | 376078.0417 | 0 | 208659.7084 | 0 | 0 | 0 | 300387.7564 | 345198.9475 | 898136.8515 | 612996.856 | 2741458.1615 | 961560.8286 | 19960186.6406 | 19960186.6406 | 15432221.3765 | 8123701.7665 | 0 | 23663205.6308 | 67179315.4144 | 316.2278 | 0.098664 | 239836.3342 | 680890.0279 | 4889.3881 | 13880.8642
1 | 4700 | 707 | 0.03 | 15 | 15 | 7 | 4.217e-13 | 5spot_SharedNeighbor | CO2 | Porous | Wet | R600a | MinimizeLCOE_Brownfield | IgnoreSilica | 2019 | 5.2419 | 0.47886 | 0.039905 | 4 | 152922.5106 | 425543.6096 | 3117.5322 | 8675.2821 | 84.593 | 12.8759 | 53.1753 | 481828.2658 | 0 | 278097.752 | 0 | 0 | 0 | 366209.9708 | 439193.0355 | 1142690.1876 | 779909.533 | 3487928.7446 | 961560.8286 | 19960186.6406 | 19960186.6406 | 15432221.3765 | 8123701.7665 | 0 | 24409676.2138 | 67925785.9975 | 421.6965 | 0.15962 | 152922.5106 | 425543.6096 | 3117.5322 | 8675.2821
1 | 4700 | 707 | 0.03 | 15 | 15 | 7 | 5.6234e-13 | 5spot_SharedNeighbor | CO2 | Porous | Wet | R600a | MinimizeLCOE_Brownfield | IgnoreSilica | 2019 | 6.9345 | 0.72252 | 0.060944 | 4 | 103786.307 | 282296.0863 | 2115.8242 | 5754.9876 | 87.7392 | 13.0779 | 62.08 | 608008.648 | 0 | 362999.8873 | 0 | 0 | 0 | 442726.0668 | 551356.4948 | 1434516.5008 | 979086.9882 | 4378694.5859 | 961560.8286 | 19960186.6406 | 19960186.6406 | 15432221.3765 | 8123701.7665 | 0 | 25300442.0551 | 68816551.8388 | 562.3413 | 0.24377 | 103786.307 | 282296.0863 | 2115.8242 | 5754.9876
1 | 4700 | 707 | 0.03 | 15 | 15 | 7 | 7.4989e-13 | 5spot_SharedNeighbor | CO2 | Porous | Wet | R600a | MinimizeLCOE_Brownfield | IgnoreSilica | 2019 | 9.0929 | 1.0412 | 0.089445 | 4 | 73634.4829 | 195262.8266 | 1501.1385 | 3980.6968 | 90.2277 | 13.2287 | 58.9151 | 756274.0943 | 0 | 465292.7538 | 0 | 0 | 0 | 529387.6013 | 682872.2353 | 1776693.4798 | 1212629.8073 | 5423149.9717 | 961560.8286 | 19960186.6406 | 19960186.6406 | 15432221.3765 | 8123701.7665 | 0 | 26344897.441 | 69861007.2246 | 749.8942 | 0.35778 | 73634.4829 | 195262.8266 | 1501.1385 | 3980.6968
1 | 4700 | 707 | 0.03 | 15 | 15 | 7 | 1e-12 | 5spot_SharedNeighbor | CO2 | Porous | Wet | R600a | MinimizeLCOE_Brownfield | IgnoreSilica | 2019 | 11.8534 | 1.4551 | 0.12758 | 4 | 54038.4736 | 139311.3847 | 1101.6474 | 2840.051 | 92.1941 | 13.3416 | 46.6733 | 931174.0866 | 0 | 589005.2114 | 0 | 0 | 0 | 628478.0996 | 837976.3851 | 2180242.6614 | 1488060.4159 | 6654936.8601 | 961560.8286 | 19960186.6406 | 19960186.6406 | 15432221.3765 | 8123701.7665 | 0 | 27576684.3293 | 71092794.113 | 1000 | 0.51032 | 54038.4736 | 139311.3847 | 1101.6474 | 2840.051
1 | 4700 | 707 | 0.03 | 15 | 15 | 7 | 1.3335e-12 | 5spot_SharedNeighbor | CO2 | Porous | Wet | R600a | MinimizeLCOE_Brownfield | IgnoreSilica | 2019 | 15.3681 | 1.9877 | 0.17809 | 4 | 40743.959 | 101831.451 | 830.6207 | 2075.9719 | 93.7313 | 13.4231 | 59.9773 | 1136782.1256 | 0 | 738129.19 | 0 | 0 | 0 | 741116.5711 | 1020250.8758 | 2654483.4966 | 1811739.5306 | 8102501.7897 | 961560.8286 | 19960186.6406 | 19960186.6406 | 15432221.3765 | 8123701.7665 | 0 | 29024249.2589 | 72540359.0426 | 1333.5214 | 0.71236 | 40743.959 | 101831.451 | 830.6207 | 2075.9719
1 | 4700 | 707 | 0.03 | 15 | 15 | 7 | 1.7783e-12 | 5spot_SharedNeighbor | CO2 | Porous | Wet | R600a | MinimizeLCOE_Brownfield | IgnoreSilica | 2019 | 19.7922 | 2.6635 | 0.24426 | 4 | 31428.068 | 75967.5837 | 640.7037 | 1548.7019 | 94.9119 | 13.4774 | 54.3981 | 1376096.6564 | 0 | 916110.6478 | 0 | 0 | 0 | 866779.2882 | 1232004.7711 | 3205423.6954 | 2187767.537 | 9784182.5959 | 961560.8286 | 19960186.6406 | 19960186.6406 | 15432221.3765 | 8123701.7665 | 0 | 30705930.0651 | 74222039.8487 | 1778.2794 | 0.97702 | 31428.068 | 75967.5837 | 640.7037 | 1548.7019
1 | 4700 | 707 | 0.03 | 15 | 15 | 7 | 2.3714e-12 | 5spot_SharedNeighbor | CO2 | Porous | Wet | R600a | MinimizeLCOE_Brownfield | IgnoreSilica | 2019 | 25.3487 | 3.5172 | 0.33009 | 4 | 24735.9727 | 57693.5999 | 504.2763 | 1176.1621 | 95.8049 | 13.5067 | 59.4611 | 1654418.424 | 0 | 1128432.3243 | 0 | 0 | 0 | 1007208.4161 | 1478123.0741 | 3845773.0341 | 2624819.1185 | 11738774.3911 | 961560.8286 | 19960186.6406 | 19960186.6406 | 15432221.3765 | 8123701.7665 | 0 | 32660521.8604 | 76176631.644 | 2371.3737 | 1.3204 | 24735.9727 | 57693.5999 | 504.2763 | 1176.1621
1 | 4700 | 707 | 0.03 | 15 | 15 | 7 | 3.1623e-12 | 5spot_SharedNeighbor | CO2 | Porous | Wet | R600a | MinimizeLCOE_Brownfield | IgnoreSilica | 2019 | 32.1675 | 4.5712 | 0.43954 | 4 | 19836.7067 | 44587.4758 | 404.3981 | 908.976 | 96.4469 | 13.5097 | 61.8568 | 1971135.7045 | 0 | 1376452.5878 | 0 | 0 | 0 | 1157885.6043 | 1757134.8197 | 4571704.3629 | 3120282.1668 | 13954595.2462 | 961560.8286 | 19960186.6406 | 19960186.6406 | 15432221.3765 | 8123701.7665 | 0 | 34876342.7154 | 78392452.499 | 3162.2777 | 1.7582 | 19836.7067 | 44587.4758 | 404.3981 | 908.976
1 | 4700 | 707 | 0.03 | 15 | 15 | 7 | 4.217e-12 | 5spot_SharedNeighbor | CO2 | Porous | Wet | R600a | MinimizeLCOE_Brownfield | IgnoreSilica | 2019 | 40.377 | 5.8477 | 0.57628 | 4 | 16199.7746 | 35077.8417 | 330.2543 | 715.1092 | 96.8706 | 13.4835 | 65.9605 | 2325233.2313 | 0 | 1661479.3664 | 0 | 0 | 0 | 1314949.2176 | 2067648.108 | 5379596.244 | 3671684.9762 | 16420591.1435 | 961560.8286 | 19960186.6406 | 19960186.6406 | 15432221.3765 | 8123701.7665 | 0 | 37342338.6127 | 80858448.3964 | 4216.965 | 2.3051 | 16199.7746 | 35077.8417 | 330.2543 | 715.1092
1 | 4700 | 707 | 0.03 | 15 | 15 | 7 | 5.6234e-12 | 5spot_SharedNeighbor | CO2 | Porous | Wet | R600a | MinimizeLCOE_Brownfield | IgnoreSilica | 2019 | 49.9307 | 7.3432 | 0.74192 | 4 | 13475.4593 | 28138.8365 | 274.7155 | 573.6482 | 97.0924 | 13.424 | 73.1811 | 2708379.5626 | 0 | 1979173.4368 | 0 | 0 | 0 | 1469195.2278 | 2401131.8086 | 6247252.4261 | 4263878.149 | 19069010.6108 | 961560.8286 | 19960186.6406 | 19960186.6406 | 15432221.3765 | 8123701.7665 | 0 | 39990758.08 | 83506867.8637 | 5623.4133 | 2.9677 | 13475.4593 | 28138.8365 | 274.7155 | 573.6482
1 | 4700 | 707 | 0.03 | 15 | 15 | 7 | 7.4989e-12 | 5spot_SharedNeighbor | CO2 | Porous | Wet | R600a | MinimizeLCOE_Brownfield | IgnoreSilica | 2019 | 60.5297 | 9.0151 | 0.93409 | 4 | 11426.5179 | 23073.2045 | 232.945 | 470.3785 | 97.1223 | 13.3279 | 69.7821 | 3104082.8105 | 0 | 2318141.7044 | 0 | 0 | 0 | 1607143.265 | 2741453.4342 | 7132699.4863 | 4868213.9617 | 21771734.6621 | 961560.8286 | 19960186.6406 | 19960186.6406 | 15432221.3765 | 8123701.7665 | 0 | 42693482.1314 | 86209591.915 | 7498.9421 | 3.7364 | 11426.5179 | 23073.2045 | 232.945 | 470.3785
1 | 4700 | 707 | 0.03 | 15 | 15 | 7 | 1e-11 | 5spot_SharedNeighbor | CO2 | Porous | Wet | R600a | MinimizeLCOE_Brownfield | IgnoreSilica | 2019 | 71.624 | 10.7801 | 1.1452 | 4 | 9886.1147 | 19386.108 | 201.5418 | 395.212 | 96.9751 | 13.1968 | 75.7955 | 3490184.7532 | 0 | 2660970.8655 | 0 | 0 | 0 | 1714860.9966 | 3067746.48 | 7981647.0596 | 5447638.1246 | 24363048.2794 | 961560.8286 | 19960186.6406 | 19960186.6406 | 15432221.3765 | 8123701.7665 | 0 | 45284795.7487 | 88800905.5323 | 10000 | 4.5806 | 9886.1147 | 19386.108 | 201.5418 | 395.212
1 | 4700 | 707 | 0.03 | 15 | 15 | 7 | 1.3335e-11 | 5spot_SharedNeighbor | CO2 | Porous | Wet | R600a | MinimizeLCOE_Brownfield | IgnoreSilica | 2019 | 82.5124 | 12.5276 | 1.363 | 4 | 8731.4556 | 16713.2327 | 178.0025 | 340.7219 | 96.6834 | 13.0391 | 78.9925 | 3844177.9904 | 0 | 2987729.2447 | 0 | 0 | 0 | 1782679.2233 | 3359688.7188 | 8741220.8793 | 5966062.8643 | 26681558.9208 | 961560.8286 | 19960186.6406 | 19960186.6406 | 15432221.3765 | 8123701.7665 | 0 | 47603306.39 | 91119416.1737 | 13335.2143 | 5.4519 | 8731.4556 | 16713.2327 | 178.0025 | 340.7219
1 | 4700 | 707 | 0.03 | 15 | 15 | 7 | 1.7783e-11 | 5spot_SharedNeighbor | CO2 | Porous | Wet | R600a | MinimizeLCOE_Brownfield | IgnoreSilica | 2019 | 92.6218 | 14.1636 | 1.5747 | 4 | 7868.8482 | 14777.6503 | 160.4171 | 301.2624 | 96.2954 | 12.8675 | 95.6574 | 4152270.6788 | 0 | 3283873.3295 | 0 | 0 | 0 | 1811195.123 | 3606462.2612 | 9383275.0165 | 6404278.0058 | 28641354.4149 | 961560.8286 | 19960186.6406 | 19960186.6406 | 15432221.3765 | 8123701.7665 | 0 | 49563101.8841 | 93079211.6678 | 17782.7941 | 6.2986 | 7868.8482 | 14777.6503 | 160.4171 | 301.2624
1 | 4700 | 707 | 0.03 | 15 | 15 | 7 | 2.3714e-11 | 5spot_SharedNeighbor | CO2 | Porous | Wet | R600a | MinimizeLCOE_Brownfield | IgnoreSilica | 2019 | 101.4964 | 15.6113 | 1.7688 | 4 | 7225.9557 | 13376.3654 | 147.3109 | 272.6953 | 95.8674 | 12.6972 | 101.5617 | 4407082.9426 | 0 | 3538883.115 | 0 | 0 | 0 | 1805961.837 | 3803251.8789 | 9895281.2347 | 6753732.7704 | 30204193.7786 | 961560.8286 | 19960186.6406 | 19960186.6406 | 15432221.3765 | 8123701.7665 | 0 | 51125941.2479 | 94642051.0315 | 23713.7371 | 7.0753 | 7225.9557 | 13376.3654 | 147.3109 | 272.6953
1 | 4700 | 707 | 0.03 | 15 | 15 | 7 | 3.1623e-11 | 5spot_SharedNeighbor | CO2 | Porous | Wet | R600a | MinimizeLCOE_Brownfield | IgnoreSilica | 2019 | 108.9702 | 16.8392 | 1.9387 | 4 | 6747.2997 | 12358.7853 | 137.5528 | 251.9506 | 95.4457 | 12.5397 | 93.7206 | 4610580.8346 | 0 | 3750459.5107 | 0 | 0 | 0 | 1777750.4408 | 3954128.4066 | 10287831.0106 | 7021656.0586 | 31402406.2619 | 961560.8286 | 19960186.6406 | 19960186.6406 | 15432221.3765 | 8123701.7665 | 0 | 52324153.7311 | 95840263.5147 | 31622.7766 | 7.7548 | 6747.2997 | 12358.7853 | 137.5528 | 251.9506
1 | 4700 | 707 | 0.03 | 15 | 15 | 7 | 4.217e-11 | 5spot_SharedNeighbor | CO2 | Porous | Wet | R600a | MinimizeLCOE_Brownfield | IgnoreSilica | 2019 | 115.0922 | 17.8509 | 2.082 | 4 | 6390.8817 | 11616.0898 | 130.2868 | 236.8097 | 95.0594 | 12.4011 | 88.5841 | 4769789.9212 | 0 | 3921809.5319 | 0 | 0 | 0 | 1737711.3898 | 4067431.2287 | 10582621.7123 | 7222856.7698 | 32302220.5536 | 961560.8286 | 19960186.6406 | 19960186.6406 | 15432221.3765 | 8123701.7665 | 0 | 53223968.0229 | 96740077.8065 | 42169.6503 | 8.3281 | 6390.8817 | 11616.0898 | 130.2868 | 236.8097
1 | 4700 | 707 | 0.03 | 15 | 15 | 7 | 5.6234e-11 | 5spot_SharedNeighbor | CO2 | Porous | Wet | R600a | MinimizeLCOE_Brownfield | IgnoreSilica | 2019 | 119.9714 | 18.6614 | 2.1993 | 4 | 6125.2731 | 11071.9237 | 124.872 | 225.7161 | 94.7251 | 12.2845 | 88.0334 | 4891862.8067 | 0 | 4057208.1937 | 0 | 0 | 0 | 1693520.6156 | 4150610.7302 | 10799037.7127 | 7370565.137 | 32962805.1959 | 961560.8286 | 19960186.6406 | 19960186.6406 | 15432221.3765 | 8123701.7665 | 0 | 53884552.6651 | 97400662.4488 | 56234.1325 | 8.7971 | 6125.2731 | 11071.9237 | 124.872 | 225.7161
1 | 4700 | 707 | 0.03 | 15 | 15 | 7 | 7.4989e-11 | 5spot_SharedNeighbor | CO2 | Porous | Wet | R600a | MinimizeLCOE_Brownfield | IgnoreSilica | 2019 | 123.8035 | 19.3005 | 2.2932 | 4 | 5927.1248 | 10671.244 | 120.8325 | 217.5477 | 94.4463 | 12.1892 | 79.0552 | 4984744.5798 | 0 | 4162876.1822 | 0 | 0 | 0 | 1650865.4114 | 4211409.6076 | 10957223.9201 | 7478530.4739 | 33445650.1749 | 961560.8286 | 19960186.6406 | 19960186.6406 | 15432221.3765 | 8123701.7665 | 0 | 54367397.6441 | 97883507.4278 | 74989.4209 | 9.1726 | 5927.1248 | 10671.244 | 120.8325 | 217.5477
1 | 4700 | 707 | 0.03 | 15 | 15 | 7 | 1e-10 | 5spot_SharedNeighbor | CO2 | Porous | Wet | R600a | MinimizeLCOE_Brownfield | IgnoreSilica | 2019 | 126.7628 | 19.7959 | 2.367 | 4 | 5779.1436 | 10375.3123 | 117.8157 | 211.5148 | 94.221 | 12.1133 | 111.6457 | 5054659.5719 | 0 | 4244088.0601 | 0 | 0 | 0 | 1612422.7446 | 4255356.4469 | 11071564.5812 | 7556570.3246 | 33794661.7293 | 961560.8286 | 19960186.6406 | 19960186.6406 | 15432221.3765 | 8123701.7665 | 0 | 54716409.1985 | 98232518.9822 | 100000 | 9.4679 | 5779.1436 | 10375.3123 | 117.8157 | 211.5148
1 | 4700 | 707 | 0.03 | 15 | 15 | 7 | 1.3335e-10 | 5spot_SharedNeighbor | CO2 | Porous | Wet | R600a | MinimizeLCOE_Brownfield | IgnoreSilica | 2019 | 129.046 | 20.1789 | 2.4245 | 4 | 5668.5233 | 10155.708 | 115.5605 | 207.0378 | 94.0414 | 12.0533 | 104.1275 | 5107519.9931 | 0 | 4306524.5014 | 0 | 0 | 0 | 1579832.0487 | 4287611.8518 | 11155486.5284 | 7613848.7779 | 34050823.7013 | 961560.8286 | 19960186.6406 | 19960186.6406 | 15432221.3765 | 8123701.7665 | 0 | 54972571.1705 | 98488680.9542 | 133352.1432 | 9.6979 | 5668.5233 | 10155.708 | 115.5605 | 207.0378
1 | 4700 | 707 | 0.03 | 15 | 15 | 7 | 1.7783e-10 | 5spot_SharedNeighbor | CO2 | Porous | Wet | R600a | MinimizeLCOE_Brownfield | IgnoreSilica | 2019 | 130.7756 | 20.4699 | 2.4686 | 4 | 5585.7673 | 9992.6695 | 113.8734 | 203.7141 | 93.9018 | 12.0071 | 97.9073 | 5146932.4029 | 0 | 4353696.1848 | 0 | 0 | 0 | 1552746.5856 | 4310816.3176 | 11215859.7884 | 7655054.7684 | 34235106.0477 | 961560.8286 | 19960186.6406 | 19960186.6406 | 15432221.3765 | 8123701.7665 | 0 | 55156853.5169 | 98672963.3006 | 177827.941 | 9.8745 | 5585.7673 | 9992.6695 | 113.8734 | 203.7141
1 | 4700 | 707 | 0.03 | 15 | 15 | 7 | 2.3714e-10 | 5spot_SharedNeighbor | CO2 | Porous | Wet | R600a | MinimizeLCOE_Brownfield | IgnoreSilica | 2019 | 132.0908 | 20.6915 | 2.5024 | 4 | 5523.8195 | 9871.1874 | 112.6105 | 201.2375 | 93.7937 | 11.9715 | 88.9904 | 5176539.2434 | 0 | 4389497.6649 | 0 | 0 | 0 | 1531007.428 | 4327847.2911 | 11260170.8879 | 7685298.0044 | 34370360.5196 | 961560.8286 | 19960186.6406 | 19960186.6406 | 15432221.3765 | 8123701.7665 | 0 | 55292107.9888 | 98808217.7725 | 237137.3706 | 10.0098 | 5523.8195 | 9871.1874 | 112.6105 | 201.2375
1 | 4700 | 707 | 0.03 | 15 | 15 | 7 | 3.1623e-10 | 5spot_SharedNeighbor | CO2 | Porous | Wet | R600a | MinimizeLCOE_Brownfield | IgnoreSilica | 2019 | 133.0971 | 20.861 | 2.5283 | 4 | 5477.4267 | 9780.3751 | 111.6648 | 199.3862 | 93.7098 | 11.944 | 96.8807 | 5198978.7729 | 0 | 4416849.2044 | 0 | 0 | 0 | 1514022.1364 | 4340641.5443 | 11293458.9103 | 7708017.7637 | 34471968.332 | 961560.8286 | 19960186.6406 | 19960186.6406 | 15432221.3765 | 8123701.7665 | 0 | 55393715.8013 | 98909825.5849 | 316227.766 | 10.1131 | 5477.4267 | 9780.3751 | 111.6648 | 199.3862
1 | 4700 | 707 | 0.03 | 15 | 15 | 7 | 4.217e-10 | 5spot_SharedNeighbor | CO2 | Porous | Wet | R600a | MinimizeLCOE_Brownfield | IgnoreSilica | 2019 | 133.8493 | 20.988 | 2.5478 | 4 | 5442.6711 | 9712.6555 | 110.9562 | 198.0056 | 93.6465 | 11.9233 | 106.6082 | 5215632.5568 | 0 | 4437273.7405 | 0 | 0 | 0 | 1500653.7505 | 4349888.4186 | 11317517.3805 | 7724438.1639 | 34545404.0107 | 961560.8286 | 19960186.6406 | 19960186.6406 | 15432221.3765 | 8123701.7665 | 0 | 55467151.48 | 98983261.2636 | 421696.5034 | 10.1912 | 5442.6711 | 9712.6555 | 110.9562 | 198.0056
1 | 4700 | 707 | 0.03 | 15 | 15 | 7 | 5.6234e-10 | 5spot_SharedNeighbor | CO2 | Porous | Wet | R600a | MinimizeLCOE_Brownfield | IgnoreSilica | 2019 | 134.407 | 21.0824 | 2.5625 | 4 | 5416.6271 | 9662.1635 | 110.4253 | 196.9763 | 93.5991 | 11.9079 | 109.5663 | 5227911.1568 | 0 | 4452402.642 | 0 | 0 | 0 | 1490184.1627 | 4356494.2049 | 11334704.2814 | 7736168.577 | 34597865.0247 | 961560.8286 | 19960186.6406 | 19960186.6406 | 15432221.3765 | 8123701.7665 | 0 | 55519612.494 | 99035722.2776 | 562341.3252 | 10.2498 | 5416.6271 | 9662.1635 | 110.4253 | 196.9763
1 | 4700 | 707 | 0.03 | 15 | 15 | 7 | 7.4989e-10 | 5spot_SharedNeighbor | CO2 | Porous | Wet | R600a | MinimizeLCOE_Brownfield | IgnoreSilica | 2019 | 134.846 | 21.1564 | 2.5737 | 4 | 5397.1074 | 9624.0848 | 110.0273 | 196.2 | 93.5616 | 11.8957 | 109.7422 | 5237537.3705 | 0 | 4464304.6512 | 0 | 0 | 0 | 1482478.5953 | 4361885.0406 | 11348730.13 | 7745741.5068 | 34640677.2943 | 961560.8286 | 19960186.6406 | 19960186.6406 | 15432221.3765 | 8123701.7665 | 0 | 55562424.7635 | 99078534.5472 | 749894.2093 | 10.2949 | 5397.1074 | 9624.0848 | 110.0273 | 196.2
1 | 4700 | 707 | 0.03 | 15 | 15 | 7 | 1e-09 | 5spot_SharedNeighbor | CO2 | Porous | Wet | R600a | MinimizeLCOE_Brownfield | IgnoreSilica | 2019 | 135.1575 | 21.2092 | 2.582 | 4 | 5382.4755 | 9595.8624 | 109.729 | 195.6246 | 93.5349 | 11.887 | 109.0381 | 5244345.8878 | 0 | 4472746.3208 | 0 | 0 | 0 | 1476301.6987 | 4365423.6239 | 11357936.7978 | 7752025.2467 | 34668779.5757 | 961560.8286 | 19960186.6406 | 19960186.6406 | 15432221.3765 | 8123701.7665 | 0 | 55590527.045 | 99106636.8286 | 1000000 | 10.3281 | 5382.4755 | 9595.8624 | 109.729 | 195.6246
1 | 4700 | 707 | 0.03 | 15 | 15 | 7 | 1.3335e-09 | 5spot_SharedNeighbor | CO2 | Porous | Wet | R600a | MinimizeLCOE_Brownfield | IgnoreSilica | 2019 | 135.4035 | 21.2507 | 2.5884 | 4 | 5371.5065 | 9574.5423 | 109.5054 | 195.19 | 93.5137 | 11.8801 | 89.0138 | 5249710.5649 | 0 | 4479410.5793 | 0 | 0 | 0 | 1471807.7466 | 4368362.2674 | 11365582.5455 | 7757243.6267 | 34692117.3303 | 961560.8286 | 19960186.6406 | 19960186.6406 | 15432221.3765 | 8123701.7665 | 0 | 55613864.7995 | 99129974.5832 | 1333521.4322 | 10.3535 | 5371.5065 | 9574.5423 | 109.5054 | 195.19
1 | 4700 | 707 | 0.03 | 15 | 15 | 7 | 1.7783e-09 | 5spot_SharedNeighbor | CO2 | Porous | Wet | R600a | MinimizeLCOE_Brownfield | IgnoreSilica | 2019 | 135.5861 | 21.2816 | 2.5931 | 4 | 5363.2827 | 9558.6019 | 109.3378 | 194.865 | 93.498 | 11.875 | 98.9625 | 5253685.8083 | 0 | 4484356.5636 | 0 | 0 | 0 | 1468371.9701 | 4370501.5934 | 11371148.6328 | 7761042.5957 | 34709107.1639 | 961560.8286 | 19960186.6406 | 19960186.6406 | 15432221.3765 | 8123701.7665 | 0 | 55630854.6332 | 99146964.4168 | 1778279.41 | 10.3725 | 5363.2827 | 9558.6019 | 109.3378 | 194.865
1 | 4700 | 707 | 0.03 | 15 | 15 | 7 | 2.3714e-09 | 5spot_SharedNeighbor | CO2 | Porous | Wet | R600a | MinimizeLCOE_Brownfield | IgnoreSilica | 2019 | 135.7176 | 21.3039 | 2.5967 | 4 | 5357.1167 | 9546.7416 | 109.2121 | 194.6232 | 93.4866 | 11.8713 | 100.9188 | 5256544.2035 | 0 | 4487917.2888 | 0 | 0 | 0 | 1465687.8318 | 4371958.2364 | 11374938.5192 | 7763629.271 | 34720675.3508 | 961560.8286 | 19960186.6406 | 19960186.6406 | 15432221.3765 | 8123701.7665 | 0 | 55642422.82 | 99158532.6036 | 2371373.7057 | 10.3866 | 5357.1167 | 9546.7416 | 109.2121 | 194.6232
1 | 4700 | 707 | 0.03 | 15 | 15 | 7 | 3.1623e-09 | 5spot_SharedNeighbor | CO2 | Porous | Wet | R600a | MinimizeLCOE_Brownfield | IgnoreSilica | 2019 | 135.8297 | 21.3227 | 2.5994 | 4 | 5352.4935 | 9537.65 | 109.1178 | 194.4379 | 93.4769 | 11.8682 | 101.4839 | 5258978.4751 | 0 | 4490951.6764 | 0 | 0 | 0 | 1463879.628 | 4373385.814 | 11378652.7833 | 7766164.3325 | 34732012.7093 | 961560.8286 | 19960186.6406 | 19960186.6406 | 15432221.3765 | 8123701.7665 | 0 | 55653760.1786 | 99169869.9622 | 3162277.6602 | 10.3977 | 5352.4935 | 9537.65 | 109.1178 | 194.4379
1 | 4700 | 707 | 0.03 | 15 | 15 | 7 | 4.217e-09 | 5spot_SharedNeighbor | CO2 | Porous | Wet | R600a | MinimizeLCOE_Brownfield | IgnoreSilica | 2019 | 135.9003 | 21.3348 | 2.6014 | 4 | 5349.0269 | 9531.0394 | 109.0471 | 194.3031 | 93.4708 | 11.8662 | 112.5528 | 5260509.0977 | 0 | 4492861.5175 | 0 | 0 | 0 | 1462300.8892 | 4374111.8867 | 11380541.8755 | 7767453.6767 | 34737778.9432 | 961560.8286 | 19960186.6406 | 19960186.6406 | 15432221.3765 | 8123701.7665 | 0 | 55659526.4125 | 99175636.1961 | 4216965.0343 | 10.4055 | 5349.0269 | 9531.0394 | 109.0471 | 194.3031
1 | 4700 | 707 | 0.03 | 15 | 15 | 7 | 5.6234e-09 | 5spot_SharedNeighbor | CO2 | Porous | Wet | R600a | MinimizeLCOE_Brownfield | IgnoreSilica | 2019 | 135.954 | 21.3439 | 2.6029 | 4 | 5346.4274 | 9526.0719 | 108.9942 | 194.2019 | 93.4662 | 11.8647 | 104.875 | 5261673.7367 | 0 | 4494315.3167 | 0 | 0 | 0 | 1461126.3653 | 4374675.0133 | 11382007.0153 | 7768453.6648 | 34742251.112 | 961560.8286 | 19960186.6406 | 19960186.6406 | 15432221.3765 | 8123701.7665 | 0 | 55663998.5812 | 99180108.3649 | 5623413.2519 | 10.4114 | 5346.4274 | 9526.0719 | 108.9942 | 194.2019
1 | 4700 | 707 | 0.03 | 15 | 15 | 7 | 7.4989e-09 | 5spot_SharedNeighbor | CO2 | Porous | Wet | R600a | MinimizeLCOE_Brownfield | IgnoreSilica | 2019 | 136.0077 | 21.3528 | 2.6041 | 4 | 5344.4783 | 9522.1452 | 108.9544 | 194.1218 | 93.4615 | 11.8632 | 99.9055 | 5262839.0014 | 0 | 4495769.7489 | 0 | 0 | 0 | 1460458.7442 | 4375436.3229 | 11383987.7867 | 7769805.582 | 34748297.1862 | 961560.8286 | 19960186.6406 | 19960186.6406 | 15432221.3765 | 8123701.7665 | 0 | 55670044.6554 | 99186154.4391 | 7498942.0933 | 10.4164 | 5344.4783 | 9522.1452 | 108.9544 | 194.1218
1 | 4700 | 707 | 0.03 | 15 | 15 | 7 | 1e-08 | 5spot_SharedNeighbor | CO2 | Porous | Wet | R600a | MinimizeLCOE_Brownfield | IgnoreSilica | 2019 | 136.0271 | 21.3564 | 2.6048 | 4 | 5343.0166 | 9519.5153 | 108.9246 | 194.0682 | 93.4598 | 11.8627 | 102.4857 | 5263259.4279 | 0 | 4496295.4825 | 0 | 0 | 0 | 1459623.3921 | 4375479.538 | 11384100.2235 | 7769882.3224 | 34748640.3863 | 961560.8286 | 19960186.6406 | 19960186.6406 | 15432221.3765 | 8123701.7665 | 0 | 55670387.8555 | 99186497.6392 | 10000000 | 10.4193 | 5343.0166 | 9519.5153 | 108.9246 | 194.0682
1 | 4800 | 707 | 0.03 | 15 | 15 | 7 | 1e-13 | 5spot_SharedNeighbor | CO2 | Porous | Wet | R600a | MinimizeLCOE_Brownfield | IgnoreSilica | 2019 | 0 | 0 | 0 | 0 |  |  |  |  | 15 |  | 21.6631 | [19 empty] | 100 | 0
1 | 4800 | 707 | 0.03 | 15 | 15 | 7 | 1.3335e-13 | 5spot_SharedNeighbor | CO2 | Porous | Wet | R600a | MinimizeLCOE_Brownfield | IgnoreSilica | 2019 | 1.6 | 0.014215 | 0.0022535 | 4 | 2518441.2846 | 7468855.9569 | 51341.832 | 152262.7311 | 64.8287 | 11.6113 | 26.6406 | 163131.5194 | 0 | 72687.5482 | 0 | 0 | 0 | 161600.9771 | 154993.8174 | 403262.1193 | 275234.6826 | 1230910.6639 | 961560.8286 | 20509168.3242 | 20509168.3242 | 15798354.3283 | 8316321.2789 | 0 | 22701639.8167 | 67325483.748 | 133.3521 | 0.0090142 | 2518441.2846 | 7468855.9569 | 51341.832 | 152262.7311
1 | 4800 | 707 | 0.03 | 15 | 15 | 7 | 1.7783e-13 | 5spot_SharedNeighbor | CO2 | Porous | Wet | R600a | MinimizeLCOE_Brownfield | IgnoreSilica | 2019 | 1.6 | 0.029809 | 0.0060007 | 4 | 943114.4731 | 2802220.3145 | 19226.6642 | 57127.0514 | 64.8287 | 11.6113 | 28.5211 | 163131.5221 | 0 | 72687.5466 | 0 | 0 | 0 | 140872.32 | 146909.6416 | 382228.7521 | 260878.9774 | 1166708.7598 | 961560.8286 | 20509168.3242 | 20509168.3242 | 15798354.3283 | 8316321.2789 | 0 | 22637437.9126 | 67261281.844 | 177.8279 | 0.024003 | 943114.4731 | 2802220.3145 | 19226.6642 | 57127.0514
1 | 4800 | 707 | 0.03 | 15 | 15 | 7 | 2.3714e-13 | 5spot_SharedNeighbor | CO2 | Porous | Wet | R600a | MinimizeLCOE_Brownfield | IgnoreSilica | 2019 | 2.9936 | 0.17226 | 0.014958 | 4 | 395571.5191 | 1141395.117 | 8064.2605 | 23268.8833 | 77.4428 | 12.6451 | 49.5647 | 299428.9285 | 0 | 156718.7032 | 0 | 0 | 0 | 253177.8423 | 276636.9349 | 719752.5585 | 491245.9106 | 2196960.8779 | 961560.8286 | 20509168.3242 | 20509168.3242 | 15798354.3283 | 8316321.2789 | 0 | 23667690.0307 | 68291533.9621 | 237.1374 | 0.059832 | 395571.5191 | 1141395.117 | 8064.2605 | 23268.8833
1 | 4800 | 707 | 0.03 | 15 | 15 | 7 | 3.1623e-13 | 5spot_SharedNeighbor | CO2 | Porous | Wet | R600a | MinimizeLCOE_Brownfield | IgnoreSilica | 2019 | 4.0628 | 0.31335 | 0.026513 | 4 | 229522.5082 | 650292.2998 | 4679.1268 | 13257.0881 | 82.4921 | 13.0103 | 66.2633 | 394433.884 | 0 | 217066.2203 | 0 | 0 | 0 | 315382.8401 | 361484.3483 | 940508.1236 | 641916.1199 | 2870791.5361 | 961560.8286 | 20509168.3242 | 20509168.3242 | 15798354.3283 | 8316321.2789 | 0 | 24341520.6889 | 68965364.6202 | 316.2278 | 0.10605 | 229522.5082 | 650292.2998 | 4679.1268 | 13257.0881
1 | 4800 | 707 | 0.03 | 15 | 15 | 7 | 4.217e-13 | 5spot_SharedNeighbor | CO2 | Porous | Wet | R600a | MinimizeLCOE_Brownfield | IgnoreSilica | 2019 | 5.4265 | 0.50543 | 0.042887 | 4 | 146499.5131 | 406625.8849 | 2986.5907 | 8289.6187 | 86.5339 | 13.2826 | 72.1748 | 506384.3587 | 0 | 289871.2055 | 0 | 0 | 0 | 385692.199 | 460959.6276 | 1199322.3953 | 818562.1784 | 3660791.9645 | 961560.8286 | 20509168.3242 | 20509168.3242 | 15798354.3283 | 8316321.2789 | 0 | 25131521.1173 | 69755365.0487 | 421.6965 | 0.17155 | 146499.5131 | 406625.8849 | 2986.5907 | 8289.6187
1 | 4800 | 707 | 0.03 | 15 | 15 | 7 | 5.6234e-13 | 5spot_SharedNeighbor | CO2 | Porous | Wet | R600a | MinimizeLCOE_Brownfield | IgnoreSilica | 2019 | 7.1586 | 0.75957 | 0.065443 | 4 | 99524.8167 | 269992.0608 | 2028.948 | 5504.1534 | 89.7445 | 13.4862 | 63.0851 | 637528.9746 | 0 | 377259.1028 | 0 | 0 | 0 | 464668.4092 | 576988.0298 | 1501204.497 | 1024602.9158 | 4582251.9292 | 961560.8286 | 20509168.3242 | 20509168.3242 | 15798354.3283 | 8316321.2789 | 0 | 26052981.082 | 70676825.0133 | 562.3413 | 0.26177 | 99524.8167 | 269992.0608 | 2028.948 | 5504.1534
1 | 4800 | 707 | 0.03 | 15 | 15 | 7 | 7.4989e-13 | 5spot_SharedNeighbor | CO2 | Porous | Wet | R600a | MinimizeLCOE_Brownfield | IgnoreSilica | 2019 | 9.3977 | 1.0957 | 0.096034 | 4 | 70683.7793 | 186850.4737 | 1440.9844 | 3809.1996 | 92.3228 | 13.6409 | 56.2717 | 793792.444 | 0 | 484001.6257 | 0 | 0 | 0 | 556565.2894 | 715400.1501 | 1861324.4417 | 1270392.1779 | 5681476.1289 | 961560.8286 | 20509168.3242 | 20509168.3242 | 15798354.3283 | 8316321.2789 | 0 | 27152205.2817 | 71776049.213 | 749.8942 | 0.38414 | 70683.7793 | 186850.4737 | 1440.9844 | 3809.1996
1 | 4800 | 707 | 0.03 | 15 | 15 | 7 | 1e-12 | 5spot_SharedNeighbor | CO2 | Porous | Wet | R600a | MinimizeLCOE_Brownfield | IgnoreSilica | 2019 | 12.2406 | 1.5297 | 0.13692 | 4 | 51920.8713 | 133397.5016 | 1058.4772 | 2719.4885 | 94.3427 | 13.7545 | 55.4301 | 976763.1241 | 0 | 612167.0044 | 0 | 0 | 0 | 660079.8854 | 877113.9054 | 2282070.4611 | 1557559.9815 | 6965754.3619 | 961560.8286 | 20509168.3242 | 20509168.3242 | 15798354.3283 | 8316321.2789 | 0 | 28436483.5147 | 73060327.4461 | 1000 | 0.54769 | 51920.8713 | 133397.5016 | 1058.4772 | 2719.4885
1 | 4800 | 707 | 0.03 | 15 | 15 | 7 | 1.3335e-12 | 5spot_SharedNeighbor | CO2 | Porous | Wet | R600a | MinimizeLCOE_Brownfield | IgnoreSilica | 2019 | 15.8675 | 2.089 | 0.19107 | 4 | 39187.4564 | 97574.8855 | 798.8893 | 1989.196 | 95.9266 | 13.8369 | 68.2116 | 1192332.25 | 0 | 766974.5887 | 0 | 0 | 0 | 778319.8651 | 1067674.4145 | 2777869.8163 | 1895953.2291 | 8479124.1637 | 961560.8286 | 20509168.3242 | 20509168.3242 | 15798354.3283 | 8316321.2789 | 0 | 29949853.3165 | 74573697.2478 | 1333.5214 | 0.76427 | 39187.4564 | 97574.8855 | 798.8893 | 1989.196
1 | 4800 | 707 | 0.03 | 15 | 15 | 7 | 1.7783e-12 | 5spot_SharedNeighbor | CO2 | Porous | Wet | R600a | MinimizeLCOE_Brownfield | IgnoreSilica | 2019 | 20.4307 | 2.7985 | 0.26196 | 4 | 30260.0835 | 72847.335 | 616.8927 | 1485.0915 | 97.1422 | 13.8912 | 57.6691 | 1443148.3014 | 0 | 951673.7107 | 0 | 0 | 0 | 910183.8358 | 1288952.2807 | 3353589.4339 | 2288893.698 | 10236441.2604 | 961560.8286 | 20509168.3242 | 20509168.3242 | 15798354.3283 | 8316321.2789 | 0 | 31707170.4132 | 76331014.3445 | 1778.2794 | 1.0478 | 30260.0835 | 72847.335 | 616.8927 | 1485.0915
1 | 4800 | 707 | 0.03 | 15 | 15 | 7 | 2.3714e-12 | 5spot_SharedNeighbor | CO2 | Porous | Wet | R600a | MinimizeLCOE_Brownfield | IgnoreSilica | 2019 | 26.1381 | 3.6914 | 0.35375 | 4 | 23844.0725 | 55380.114 | 486.0937 | 1128.9985 | 98.0582 | 13.9193 | 64.3683 | 1733686.772 | 0 | 1171136.6447 | 0 | 0 | 0 | 1056393.8817 | 1544874.7464 | 4019447.1927 | 2743355.3004 | 12268894.5379 | 961560.8286 | 20509168.3242 | 20509168.3242 | 15798354.3283 | 8316321.2789 | 0 | 33739623.6907 | 78363467.6221 | 2371.3737 | 1.415 | 23844.0725 | 55380.114 | 486.0937 | 1128.9985
1 | 4800 | 707 | 0.03 | 15 | 15 | 7 | 3.1623e-12 | 5spot_SharedNeighbor | CO2 | Porous | Wet | R600a | MinimizeLCOE_Brownfield | IgnoreSilica | 2019 | 33.1561 | 4.7957 | 0.47075 | 4 | 19145.1212 | 42843.423 | 390.2992 | 873.4211 | 98.7175 | 13.92 | 64.9564 | 2065004.3086 | 0 | 1428061.8395 | 0 | 0 | 0 | 1214164.4628 | 1835819.9383 | 4776426.9009 | 3260009.5056 | 14579486.9558 | 961560.8286 | 20509168.3242 | 20509168.3242 | 15798354.3283 | 8316321.2789 | 0 | 36050216.1085 | 80674060.0399 | 3162.2777 | 1.883 | 19145.1212 | 42843.423 | 390.2992 | 873.4211
1 | 4800 | 707 | 0.03 | 15 | 15 | 7 | 4.217e-12 | 5spot_SharedNeighbor | CO2 | Porous | Wet | R600a | MinimizeLCOE_Brownfield | IgnoreSilica | 2019 | 41.5554 | 6.126 | 0.61643 | 4 | 15656.0418 | 33753.6 | 319.1696 | 688.1128 | 99.1489 | 13.8901 | 76.3893 | 2433278.8962 | 0 | 1721655.8952 | 0 | 0 | 0 | 1376731.7522 | 2157349.952 | 5612982.0418 | 3830975.5788 | 17132974.1161 | 961560.8286 | 20509168.3242 | 20509168.3242 | 15798354.3283 | 8316321.2789 | 0 | 38603703.2689 | 83227547.2003 | 4216.965 | 2.4657 | 15656.0418 | 33753.6 | 319.1696 | 688.1128
1 | 4800 | 707 | 0.03 | 15 | 15 | 7 | 5.6234e-12 | 5spot_SharedNeighbor | CO2 | Porous | Wet | R600a | MinimizeLCOE_Brownfield | IgnoreSilica | 2019 | 51.3191 | 7.6827 | 0.79249 | 4 | 13042.4408 | 27119.5263 | 265.8878 | 552.8682 | 99.3721 | 13.8249 | 73.9144 | 2831372.9167 | 0 | 2048650.2338 | 0 | 0 | 0 | 1536412.7482 | 2502410.0005 | 6510757.5064 | 4443725.7808 | 19873329.1865 | 961560.8286 | 20509168.3242 | 20509168.3242 | 15798354.3283 | 8316321.2789 | 0 | 41344058.3393 | 85967902.2707 | 5623.4133 | 3.17 | 13042.4408 | 27119.5263 | 265.8878 | 552.8682
1 | 4800 | 707 | 0.03 | 15 | 15 | 7 | 7.4989e-12 | 5spot_SharedNeighbor | CO2 | Porous | Wet | R600a | MinimizeLCOE_Brownfield | IgnoreSilica | 2019 | 62.087 | 9.4134 | 0.99577 | 4 | 11077.3079 | 22280.647 | 225.8259 | 454.2211 | 99.3963 | 13.7216 | 80.3305 | 3240117.4678 | 0 | 2395618.062 | 0 | 0 | 0 | 1677556.9076 | 2852184.0506 | 7420797.8362 | 5064847.0054 | 22651121.3296 | 961560.8286 | 20509168.3242 | 20509168.3242 | 15798354.3283 | 8316321.2789 | 0 | 44121850.4824 | 88745694.4137 | 7498.9421 | 3.9831 | 11077.3079 | 22280.647 | 225.8259 | 454.2211
1 | 4800 | 707 | 0.03 | 15 | 15 | 7 | 1e-11 | 5spot_SharedNeighbor | CO2 | Porous | Wet | R600a | MinimizeLCOE_Brownfield | IgnoreSilica | 2019 | 73.2876 | 11.2294 | 1.2178 | 4 | 9600.6434 | 18761.4027 | 195.7221 | 382.4766 | 99.2389 | 13.5825 | 74.6117 | 3636519.6493 | 0 | 2744511.913 | 0 | 0 | 0 | 1786163.8614 | 3185206.2152 | 8287253.1964 | 5656220.5926 | 25295875.4279 | 961560.8286 | 20509168.3242 | 20509168.3242 | 15798354.3283 | 8316321.2789 | 0 | 46766604.5807 | 91390448.5121 | 10000 | 4.8712 | 9600.6434 | 18761.4027 | 195.7221 | 382.4766
1 | 4800 | 707 | 0.03 | 15 | 15 | 7 | 1.3335e-11 | 5spot_SharedNeighbor | CO2 | Porous | Wet | R600a | MinimizeLCOE_Brownfield | IgnoreSilica | 2019 | 84.2445 | 13.0216 | 1.4458 | 4 | 8494.3642 | 16210.274 | 173.1691 | 330.4684 | 98.9347 | 13.4164 | 71.4964 | 3998850.6738 | 0 | 3076130.3086 | 0 | 0 | 0 | 1853959.5525 | 3482286.8086 | 9060195.9607 | 6183769.9116 | 27655193.2158 | 961560.8286 | 20509168.3242 | 20509168.3242 | 15798354.3283 | 8316321.2789 | 0 | 49125922.3685 | 93749766.2999 | 13335.2143 | 5.7834 | 8494.3642 | 16210.274 | 173.1691 | 330.4684
1 | 4800 | 707 | 0.03 | 15 | 15 | 7 | 1.7783e-11 | 5spot_SharedNeighbor | CO2 | Porous | Wet | R600a | MinimizeLCOE_Brownfield | IgnoreSilica | 2019 | 94.3345 | 14.6863 | 1.666 | 4 | 7668.2756 | 14364.5671 | 156.3282 | 292.8411 | 98.5365 | 13.2378 | 85.978 | 4311743.5016 | 0 | 3374375.9488 | 0 | 0 | 0 | 1880543.6541 | 3730998.6108 | 9707293.0522 | 6625426.973 | 29630381.7405 | 961560.8286 | 20509168.3242 | 20509168.3242 | 15798354.3283 | 8316321.2789 | 0 | 51101110.8933 | 95724954.8247 | 17782.7941 | 6.664 | 7668.2756 | 14364.5671 | 156.3282 | 292.8411
1 | 4800 | 707 | 0.03 | 15 | 15 | 7 | 2.3714e-11 | 5spot_SharedNeighbor | CO2 | Porous | Wet | R600a | MinimizeLCOE_Brownfield | IgnoreSilica | 2019 | 103.1749 | 16.1564 | 1.8672 | 4 | 7052.7936 | 13027.6286 | 143.7807 | 265.5858 | 98.1 | 13.0615 | 99.1099 | 4570166.981 | 0 | 3630822.7555 | 0 | 0 | 0 | 1873739.2893 | 3929144.32 | 10222827.5424 | 6977289.8558 | 31203990.744 | 961560.8286 | 20509168.3242 | 20509168.3242 | 15798354.3283 | 8316321.2789 | 0 | 52674719.8968 | 97298563.8282 | 23713.7371 | 7.4686 | 7052.7936 | 13027.6286 | 143.7807 | 265.5858
1 | 4800 | 707 | 0.03 | 15 | 15 | 7 | 3.1623e-11 | 5spot_SharedNeighbor | CO2 | Porous | Wet | R600a | MinimizeLCOE_Brownfield | IgnoreSilica | 2019 | 110.6 | 17.4001 | 2.0425 | 4 | 6594.6313 | 12056.4888 | 134.4405 | 245.7878 | 97.6723 | 12.8992 | 97.03 | 4776115.2923 | 0 | 3843111.1798 | 0 | 0 | 0 | 1844228.254 | 4080747.3432 | 10617267.5105 | 7246503.239 | 32407972.8187 | 961560.8286 | 20509168.3242 | 20509168.3242 | 15798354.3283 | 8316321.2789 | 0 | 53878701.9715 | 98502545.9028 | 31622.7766 | 8.1701 | 6594.6313 | 12056.4888 | 134.4405 | 245.7878
1 | 4800 | 707 | 0.03 | 15 | 15 | 7 | 4.217e-11 | 5spot_SharedNeighbor | CO2 | Porous | Wet | R600a | MinimizeLCOE_Brownfield | IgnoreSilica | 2019 | 116.6534 | 18.4201 | 2.1899 | 4 | 6253.5071 | 11347.8112 | 127.4862 | 231.3405 | 97.2831 | 12.7573 | 94.7097 | 4936579.9328 | 0 | 4014283.278 | 0 | 0 | 0 | 1802928.0561 | 4193978.5941 | 10911871.9985 | 7447576.8555 | 33307218.7149 | 961560.8286 | 20509168.3242 | 20509168.3242 | 15798354.3283 | 8316321.2789 | 0 | 54777947.8677 | 99401791.7991 | 42169.6503 | 8.7596 | 6253.5071 | 11347.8112 | 127.4862 | 231.3405
1 | 4800 | 707 | 0.03 | 15 | 15 | 7 | 5.6234e-11 | 5spot_SharedNeighbor | CO2 | Porous | Wet | R600a | MinimizeLCOE_Brownfield | IgnoreSilica | 2019 | 121.477 | 19.2371 | 2.3102 | 4 | 5999.3082 | 10828.2386 | 122.304 | 220.7483 | 96.9469 | 12.6381 | 103.0811 | 5059674.4386 | 0 | 4149558.2273 | 0 | 0 | 0 | 1758065.2101 | 4277246.1717 | 11128517.1548 | 7595441.6263 | 33968502.8288 | 961560.8286 | 20509168.3242 | 20509168.3242 | 15798354.3283 | 8316321.2789 | 0 | 55439231.9816 | 100063075.913 | 56234.1325 | 9.2409 | 5999.3082 | 10828.2386 | 122.304 | 220.7483
1 | 4800 | 707 | 0.03 | 15 | 15 | 7 | 7.4989e-11 | 5spot_SharedNeighbor | CO2 | Porous | Wet | R600a | MinimizeLCOE_Brownfield | IgnoreSilica | 2019 | 125.2501 | 19.8789 | 2.4063 | 4 | 5809.6769 | 10445.7569 | 118.4381 | 212.9509 | 96.6679 | 12.5411 | 107.6319 | 5153006.5454 | 0 | 4254722.872 | 0 | 0 | 0 | 1714828.4298 | 4337797.5604 | 11286059.4475 | 7702967.4782 | 34449382.3333 | 961560.8286 | 20509168.3242 | 20509168.3242 | 15798354.3283 | 8316321.2789 | 0 | 55920111.486 | 100543955.4174 | 74989.4209 | 9.6253 | 5809.6769 | 10445.7569 | 118.4381 | 212.9509
1 | 4800 | 707 | 0.03 | 15 | 15 | 7 | 1e-10 | 5spot_SharedNeighbor | CO2 | Porous | Wet | R600a | MinimizeLCOE_Brownfield | IgnoreSilica | 2019 | 128.166 | 20.3766 | 2.4818 | 4 | 5668.0589 | 10163.1031 | 115.551 | 207.1886 | 96.4425 | 12.4639 | 101.2937 | 5223350.2059 | 0 | 4335622.0716 | 0 | 0 | 0 | 1676153.5826 | 4381699.0854 | 11400282.2102 | 7780926.8608 | 34798034.0165 | 961560.8286 | 20509168.3242 | 20509168.3242 | 15798354.3283 | 8316321.2789 | 0 | 56268763.1693 | 100892607.1006 | 100000 | 9.9273 | 5668.0589 | 10163.1031 | 115.551 | 207.1886
1 | 4800 | 707 | 0.03 | 15 | 15 | 7 | 1.3335e-10 | 5spot_SharedNeighbor | CO2 | Porous | Wet | R600a | MinimizeLCOE_Brownfield | IgnoreSilica | 2019 | 130.4124 | 20.7609 | 2.5406 | 4 | 5562.1971 | 9953.3417 | 113.3929 | 202.9123 | 96.2632 | 12.4031 | 91.6142 | 5276477.5574 | 0 | 4397732.5234 | 0 | 0 | 0 | 1643438.1294 | 4413882.802 | 11484017.6389 | 7838078.0115 | 35053626.6625 | 961560.8286 | 20509168.3242 | 20509168.3242 | 15798354.3283 | 8316321.2789 | 0 | 56524355.8153 | 101148199.7466 | 133352.1432 | 10.1622 | 5562.1971 | 9953.3417 | 113.3929 | 202.9123
1 | 4800 | 707 | 0.03 | 15 | 15 | 7 | 1.7783e-10 | 5spot_SharedNeighbor | CO2 | Porous | Wet | R600a | MinimizeLCOE_Brownfield | IgnoreSilica | 2019 | 132.1102 | 21.0523 | 2.5856 | 4 | 5483.0025 | 9797.6318 | 111.7784 | 199.738 | 96.1242 | 12.3563 | 92.8331 | 5316016.4448 | 0 | 4444559.4606 | 0 | 0 | 0 | 1616263.6435 | 4436967.4241 | 11544079.0903 | 7879071.1862 | 35236957.2496 | 961560.8286 | 20509168.3242 | 20509168.3242 | 15798354.3283 | 8316321.2789 | 0 | 56707686.4023 | 101331530.3337 | 177827.941 | 10.3425 | 5483.0025 | 9797.6318 | 111.7784 | 199.738
1 | 4800 | 707 | 0.03 | 15 | 15 | 7 | 2.3714e-10 | 5spot_SharedNeighbor | CO2 | Porous | Wet | R600a | MinimizeLCOE_Brownfield | IgnoreSilica | 2019 | 133.413 | 21.2759 | 2.6202 | 4 | 5423.7216 | 9681.4055 | 110.5699 | 197.3685 | 96.0156 | 12.32 | 105.3107 | 5345992.867 | 0 | 4480420.5526 | 0 | 0 | 0 | 1594704.3489 | 4454235.9297 | 11589008.1997 | 7909736.2266 | 35374098.1245 | 961560.8286 | 20509168.3242 | 20509168.3242 | 15798354.3283 | 8316321.2789 | 0 | 56844827.2773 | 101468671.2086 | 237137.3706 | 10.4808 | 5423.7216 | 9681.4055 | 110.5699 | 197.3685
1 | 4800 | 707 | 0.03 | 15 | 15 | 7 | 3.1623e-10 | 5spot_SharedNeighbor | CO2 | Porous | Wet | R600a | MinimizeLCOE_Brownfield | IgnoreSilica | 2019 | 134.3876 | 21.4436 | 2.6464 | 4 | 5379.3267 | 9594.8538 | 109.6649 | 195.6041 | 95.9333 | 12.2926 | 107.3647 | 5368212.8648 | 0 | 4507211.103 | 0 | 0 | 0 | 1577503.8017 | 4466641.8301 | 11621285.8077 | 7931766.3573 | 35472621.7646 | 961560.8286 | 20509168.3242 | 20509168.3242 | 15798354.3283 | 8316321.2789 | 0 | 56943350.9173 | 101567194.8487 | 316227.766 | 10.5856 | 5379.3267 | 9594.8538 | 109.6649 | 195.6041
1 | 4800 | 707 | 0.03 | 15 | 15 | 7 | 4.217e-10 | 5spot_SharedNeighbor | CO2 | Porous | Wet | R600a | MinimizeLCOE_Brownfield | IgnoreSilica | 2019 | 135.1381 | 21.5726 | 2.6664 | 4 | 5346.0684 | 9529.9657 | 108.9868 | 194.2812 | 95.8692 | 12.2713 | 108.9634 | 5385204.292 | 0 | 4527820.0004 | 0 | 0 | 0 | 1564365.3372 | 4476181.9555 | 11646107.2572 | 7948707.5066 | 35548386.3489 | 961560.8286 | 20509168.3242 | 20509168.3242 | 15798354.3283 | 8316321.2789 | 0 | 57019115.5017 | 101642959.4331 | 421696.5034 | 10.6656 | 5346.0684 | 9529.9657 | 108.9868 | 194.2812
1 | 4800 | 707 | 0.03 | 15 | 15 | 7 | 5.6234e-10 | 5spot_SharedNeighbor | CO2 | Porous | Wet | R600a | MinimizeLCOE_Brownfield | IgnoreSilica | 2019 | 135.6936 | 21.6683 | 2.6814 | 4 | 5321.1466 | 9481.598 | 108.4788 | 193.2952 | 95.8214 | 12.2554 | 99.1268 | 5397712.463 | 0 | 4543061.3356 | 0 | 0 | 0 | 1554057.749 | 4482984.3036 | 11663805.5714 | 7960786.9697 | 35602408.3924 | 961560.8286 | 20509168.3242 | 20509168.3242 | 15798354.3283 | 8316321.2789 | 0 | 57073137.5452 | 101696981.4765 | 562341.3252 | 10.7257 | 5321.1466 | 9481.598 | 108.4788 | 193.2952
1 | 4800 | 707 | 0.03 | 15 | 15 | 7 | 7.4989e-10 | 5spot_SharedNeighbor | CO2 | Porous | Wet | R600a | MinimizeLCOE_Brownfield | IgnoreSilica | 2019 | 136.1197 | 21.7417 | 2.6928 | 4 | 5302.4682 | 9445.2831 | 108.098 | 192.5549 | 95.7846 | 12.2432 | 99.9068 | 5407270.765 | 0 | 4554748.3696 | 0 | 0 | 0 | 1546300.4378 | 4488244.6332 | 11677491.8701 | 7970128.1498 | 35644184.2255 | 961560.8286 | 20509168.3242 | 20509168.3242 | 15798354.3283 | 8316321.2789 | 0 | 57114913.3783 | 101738757.3096 | 749894.2093 | 10.7714 | 5302.4682 | 9445.2831 | 108.098 | 192.5549
1 | 4800 | 707 | 0.03 | 15 | 15 | 7 | 1e-09 | 5spot_SharedNeighbor | CO2 | Porous | Wet | R600a | MinimizeLCOE_Brownfield | IgnoreSilica | 2019 | 136.4339 | 21.7958 | 2.7014 | 4 | 5288.4671 | 9418.1894 | 107.8126 | 192.0025 | 95.7573 | 12.2342 | 112.3709 | 5414293.6897 | 0 | 4563358.3484 | 0 | 0 | 0 | 1540284.0377 | 4491995.0696 | 11687249.7361 | 7976788.0939 | 35673968.9753 | 961560.8286 | 20509168.3242 | 20509168.3242 | 15798354.3283 | 8316321.2789 | 0 | 57144698.1281 | 101768542.0595 | 1000000 | 10.8055 | 5288.4671 | 9418.1894 | 107.8126 | 192.0025
1 | 4800 | 707 | 0.03 | 15 | 15 | 7 | 1.3335e-09 | 5spot_SharedNeighbor | CO2 | Porous | Wet | R600a | MinimizeLCOE_Brownfield | IgnoreSilica | 2019 | 136.6682 | 21.8363 | 2.7078 | 4 | 5277.971 | 9397.922 | 107.5986 | 191.5894 | 95.7368 | 12.2275 | 101.3216 | 5419519.9191 | 0 | 4569778.2868 | 0 | 0 | 0 | 1535690.6429 | 4494745.6511 | 11694406.1849 | 7981672.5172 | 35695813.2021 | 961560.8286 | 20509168.3242 | 20509168.3242 | 15798354.3283 | 8316321.2789 | 0 | 57166542.3549 | 101790386.2862 | 1333521.4322 | 10.8312 | 5277.971 | 9397.922 | 107.5986 | 191.5894
1 | 4800 | 707 | 0.03 | 15 | 15 | 7 | 1.7783e-09 | 5spot_SharedNeighbor | CO2 | Porous | Wet | R600a | MinimizeLCOE_Brownfield | IgnoreSilica | 2019 | 136.836 | 21.8654 | 2.7125 | 4 | 5270.1018 | 9382.8579 | 107.4382 | 191.2822 | 95.7222 | 12.2226 | 110.2158 | 5423255.795 | 0 | 4574374.5145 | 0 | 0 | 0 | 1532081.1714 | 4496587.4775 | 11699198.2396 | 7984943.193 | 35710440.3911 | 961560.8286 | 20509168.3242 | 20509168.3242 | 15798354.3283 | 8316321.2789 | 0 | 57181169.5438 | 101805013.4752 | 1778279.41 | 10.8501 | 5270.1018 | 9382.8579 | 107.4382 | 191.2822
1 | 4800 | 707 | 0.03 | 15 | 15 | 7 | 2.3714e-09 | 5spot_SharedNeighbor | CO2 | Porous | Wet | R600a | MinimizeLCOE_Brownfield | IgnoreSilica | 2019 | 136.9823 | 21.8905 | 2.7163 | 4 | 5264.2018 | 9371.2688 | 107.3179 | 191.046 | 95.7094 | 12.2184 | 101.2065 | 5426511.0221 | 0 | 4578382.8406 | 0 | 0 | 0 | 1529693.2923 | 4498488.9904 | 11704145.5861 | 7988319.8587 | 35725541.5901 | 961560.8286 | 20509168.3242 | 20509168.3242 | 15798354.3283 | 8316321.2789 | 0 | 57196270.7429 | 101820114.6743 | 2371373.7057 | 10.8651 | 5264.2018 | 9371.2688 | 107.3179 | 191.046
1 | 4800 | 707 | 0.03 | 15 | 15 | 7 | 3.1623e-09 | 5spot_SharedNeighbor | CO2 | Porous | Wet | R600a | MinimizeLCOE_Brownfield | IgnoreSilica | 2019 | 137.0749 | 21.9066 | 2.7189 | 4 | 5259.7779 | 9362.8361 | 107.2277 | 190.8741 | 95.7012 | 12.2157 | 98.7236 | 5428567.9174 | 0 | 4580918.5838 | 0 | 0 | 0 | 1527609.2608 | 4499467.3472 | 11706691.0697 | 7990057.2035 | 35733311.3824 | 961560.8286 | 20509168.3242 | 20509168.3242 | 15798354.3283 | 8316321.2789 | 0 | 57204040.5352 | 101827884.4665 | 3162277.6602 | 10.8758 | 5259.7779 | 9362.8361 | 107.2277 | 190.8741
1 | 4800 | 707 | 0.03 | 15 | 15 | 7 | 4.217e-09 | 5spot_SharedNeighbor | CO2 | Porous | Wet | R600a | MinimizeLCOE_Brownfield | IgnoreSilica | 2019 | 137.1527 | 21.92 | 2.721 | 4 | 5256.4608 | 9356.3928 | 107.1601 | 190.7427 | 95.6944 | 12.2135 | 108.5815 | 5430295.222 | 0 | 4583048.8596 | 0 | 0 | 0 | 1526177.6991 | 4500413.4945 | 11709152.7509 | 7991737.3515 | 35740825.3775 | 961560.8286 | 20509168.3242 | 20509168.3242 | 15798354.3283 | 8316321.2789 | 0 | 57211554.5303 | 101835398.4617 | 4216965.0343 | 10.884 | 5256.4608 | 9356.3928 | 107.1601 | 190.7427
1 | 4800 | 707 | 0.03 | 15 | 15 | 7 | 5.6234e-09 | 5spot_SharedNeighbor | CO2 | Porous | Wet | R600a | MinimizeLCOE_Brownfield | IgnoreSilica | 2019 | 137.2038 | 21.9289 | 2.7225 | 4 | 5253.9735 | 9351.6689 | 107.1094 | 190.6464 | 95.6899 | 12.212 | 116.0854 | 5431428.909 | 0 | 4584448.0419 | 0 | 0 | 0 | 1524981.9051 | 4500934.9538 | 11710509.4811 | 7992663.3478 | 35744966.6386 | 961560.8286 | 20509168.3242 | 20509168.3242 | 15798354.3283 | 8316321.2789 | 0 | 57215695.7914 | 101839539.7228 | 5623413.2519 | 10.89 | 5253.9735 | 9351.6689 | 107.1094 | 190.6464
1 | 4800 | 707 | 0.03 | 15 | 15 | 7 | 7.4989e-09 | 5spot_SharedNeighbor | CO2 | Porous | Wet | R600a | MinimizeLCOE_Brownfield | IgnoreSilica | 2019 | 137.2575 | 21.9379 | 2.7238 | 4 | 5252.1084 | 9347.9018 | 107.0713 | 190.5696 | 95.6852 | 12.2105 | 109.4095 | 5432621.2059 | 0 | 4585919.2448 | 0 | 0 | 0 | 1524335.9533 | 4501721.7975 | 11712556.6871 | 7994060.6079 | 35751215.4966 | 961560.8286 | 20509168.3242 | 20509168.3242 | 15798354.3283 | 8316321.2789 | 0 | 57221944.6493 | 101845788.5807 | 7498942.0933 | 10.895 | 5252.1084 | 9347.9018 | 107.0713 | 190.5696
1 | 4800 | 707 | 0.03 | 15 | 15 | 7 | 1e-08 | 5spot_SharedNeighbor | CO2 | Porous | Wet | R600a | MinimizeLCOE_Brownfield | IgnoreSilica | 2019 | 137.277 | 21.9415 | 2.7245 | 4 | 5250.7098 | 9345.3828 | 107.0428 | 190.5183 | 95.6835 | 12.2099 | 112.4571 | 5433051.3867 | 0 | 4586451.0414 | 0 | 0 | 0 | 1523508.3625 | 4501774.2083 | 11712693.0492 | 7994153.6779 | 35751631.726 | 961560.8286 | 20509168.3242 | 20509168.3242 | 15798354.3283 | 8316321.2789 | 0 | 57222360.8788 | 101846204.8102 | 10000000 | 10.898 | 5250.7098 | 9345.3828 | 107.0428 | 190.5183
1 | 4900 | 707 | 0.03 | 15 | 15 | 7 | 1e-13 | 5spot_SharedNeighbor | CO2 | Porous | Wet | R600a | MinimizeLCOE_Brownfield | IgnoreSilica | 2019 | 0 | 0 | 0 | 0 |  |  |  |  | 15 |  | 22.5064 | [19 empty] | 100 | 0
1 | 4900 | 707 | 0.03 | 15 | 15 | 7 | 1.3335e-13 | 5spot_SharedNeighbor | CO2 | Porous | Wet | R600a | MinimizeLCOE_Brownfield | IgnoreSilica | 2019 | 1.6 | 0.01284 | 0.0024886 | 4 | 2337532.0338 | 6933053.8841 | 47653.7523 | 141339.6811 | 65.3869 | 11.9192 | 26.3102 | 165497.909 | 0 | 72519.5967 | 0 | 0 | 0 | 163305.3082 | 156515.8974 | 407222.2592 | 277937.5595 | 1242998.5301 | 961560.8286 | 21064010.0986 | 21064010.0986 | 16170054.3665 | 8511284.8276 | 0 | 23268569.4572 | 69013918.7499 | 133.3521 | 0.0099543 | 2337532.0338 | 6933053.8841 | 47653.7523 | 141339.6811
1 | 4900 | 707 | 0.03 | 15 | 15 | 7 | 1.7783e-13 | 5spot_SharedNeighbor | CO2 | Porous | Wet | R600a | MinimizeLCOE_Brownfield | IgnoreSilica | 2019 | 1.6 | 0.028399 | 0.0062209 | 4 | 932537.2601 | 2770905.8547 | 19011.0334 | 56488.6638 | 65.3869 | 11.9192 | 28.1552 | 165497.9118 | 0 | 72519.5951 | 0 | 0 | 0 | 142763.1888 | 148504.4714 | 386378.172 | 263711.0417 | 1179374.3808 | 961560.8286 | 21064010.0986 | 21064010.0986 | 16170054.3665 | 8511284.8276 | 0 | 23204945.308 | 68950294.6006 | 177.8279 | 0.024884 | 932537.2601 | 2770905.8547 | 19011.0334 | 56488.6638
1 | 4900 | 707 | 0.03 | 15 | 15 | 7 | 2.3714e-13 | 5spot_SharedNeighbor | CO2 | Porous | Wet | R600a | MinimizeLCOE_Brownfield | IgnoreSilica | 2019 | 3.0908 | 0.18185 | 0.016071 | 4 | 378398.7736 | 1090009.159 | 7714.1708 | 22221.3111 | 79.0941 | 13.0386 | 46.9298 | 313804.2981 | 0 | 163062.0084 | 0 | 0 | 0 | 265570.6137 | 289550.3989 | 753350.743 | 514177.3619 | 2299515.424 | 961560.8286 | 21064010.0986 | 21064010.0986 | 16170054.3665 | 8511284.8276 | 0 | 24325086.3512 | 70070435.6438 | 237.1374 | 0.064284 | 378398.7736 | 1090009.159 | 7714.1708 | 22221.3111
1 | 4900 | 707 | 0.03 | 15 | 15 | 7 | 3.1623e-13 | 5spot_SharedNeighbor | CO2 | Porous | Wet | R600a | MinimizeLCOE_Brownfield | IgnoreSilica | 2019 | 4.2091 | 0.33156 | 0.028476 | 4 | 219842.6726 | 621462.3923 | 4481.7902 | 12669.3515 | 84.3489 | 13.4145 | 57.2326 | 414631.8442 | 0 | 226525.1214 | 0 | 0 | 0 | 332280.2757 | 379640.5241 | 987746.7687 | 674157.4658 | 3014981.9999 | 961560.8286 | 21064010.0986 | 21064010.0986 | 16170054.3665 | 8511284.8276 | 0 | 25040552.9271 | 70785902.2197 | 316.2278 | 0.1139 | 219842.6726 | 621462.3923 | 4481.7902 | 12669.3515
1 | 4900 | 707 | 0.03 | 15 | 15 | 7 | 4.217e-13 | 5spot_SharedNeighbor | CO2 | Porous | Wet | R600a | MinimizeLCOE_Brownfield | IgnoreSilica | 2019 | 5.6117 | 0.53275 | 0.046027 | 4 | 140474.2291 | 388946.0396 | 2863.7572 | 7929.1911 | 88.4803 | 13.6896 | 67.8431 | 531454.0113 | 0 | 301804.26 | 0 | 0 | 0 | 405480.9519 | 483108.2971 | 1256948.6898 | 857893.3085 | 3836689.5186 | 961560.8286 | 21064010.0986 | 21064010.0986 | 16170054.3665 | 8511284.8276 | 0 | 25862260.4458 | 71607609.7384 | 421.6965 | 0.18411 | 140474.2291 | 388946.0396 | 2863.7572 | 7929.1911
1 | 4900 | 707 | 0.03 | 15 | 15 | 7 | 5.6234e-13 | 5spot_SharedNeighbor | CO2 | Porous | Wet | R600a | MinimizeLCOE_Brownfield | IgnoreSilica | 2019 | 7.4 | 0.7997 | 0.070203 | 4 | 95527.9428 | 258431.6644 | 1947.4663 | 5268.479 | 91.7796 | 13.8962 | 70.6294 | 668868.4379 | 0 | 392520.3428 | 0 | 0 | 0 | 488319.3208 | 604386.1596 | 1572488.8106 | 1073255.9247 | 4799838.9964 | 961560.8286 | 21064010.0986 | 21064010.0986 | 16170054.3665 | 8511284.8276 | 0 | 26825409.9236 | 72570759.2162 | 562.3413 | 0.28081 | 95527.9428 | 258431.6644 | 1947.4663 | 5268.479
1 | 4900 | 707 | 0.03 | 15 | 15 | 7 | 7.4989e-13 | 5spot_SharedNeighbor | CO2 | Porous | Wet | R600a | MinimizeLCOE_Brownfield | IgnoreSilica | 2019 | 9.6996 | 1.1512 | 0.10295 | 4 | 67911.9766 | 178993.7465 | 1384.4775 | 3649.0296 | 94.4194 | 14.0525 | 63.1574 | 831807.458 | 0 | 502775.4172 | 0 | 0 | 0 | 583803.2234 | 748170.5785 | 1946586.3743 | 1328585.1988 | 5941728.2503 | 961560.8286 | 21064010.0986 | 21064010.0986 | 16170054.3665 | 8511284.8276 | 0 | 27967299.1775 | 73712648.4701 | 749.8942 | 0.41182 | 67911.9766 | 178993.7465 | 1384.4775 | 3649.0296
1 | 4900 | 707 | 0.03 | 15 | 15 | 7 | 1e-12 | 5spot_SharedNeighbor | CO2 | Porous | Wet | R600a | MinimizeLCOE_Brownfield | IgnoreSilica | 2019 | 12.6452 | 1.6084 | 0.14677 | 4 | 49934.0193 | 127851.6756 | 1017.9725 | 2606.4293 | 96.5064 | 14.1681 | 41.0015 | 1024297.2636 | 0 | 636334.3169 | 0 | 0 | 0 | 693267.8324 | 918020.771 | 2388501.7343 | 1630201.5125 | 7290623.4308 | 961560.8286 | 21064010.0986 | 21064010.0986 | 16170054.3665 | 8511284.8276 | 0 | 29316194.358 | 75061543.6506 | 1000 | 0.5871 | 49934.0193 | 127851.6756 | 1017.9725 | 2606.4293
1 | 4900 | 707 | 0.03 | 15 | 15 | 7 | 1.3335e-12 | 5spot_SharedNeighbor | CO2 | Porous | Wet | R600a | MinimizeLCOE_Brownfield | IgnoreSilica | 2019 | 16.3692 | 2.193 | 0.20469 | 4 | 37726.2854 | 93599.051 | 769.1014 | 1908.1433 | 98.1283 | 14.2509 | 52.4128 | 1249076.8577 | 0 | 796225.2384 | 0 | 0 | 0 | 816104.7949 | 1115948.6875 | 2903469.5723 | 1981677.6434 | 8862502.7942 | 961560.8286 | 21064010.0986 | 21064010.0986 | 16170054.3665 | 8511284.8276 | 0 | 30888073.7214 | 76633423.014 | 1333.5214 | 0.81874 | 37726.2854 | 93599.051 | 769.1014 | 1908.1433
1 | 4900 | 707 | 0.03 | 15 | 15 | 7 | 1.7783e-12 | 5spot_SharedNeighbor | CO2 | Porous | Wet | R600a | MinimizeLCOE_Brownfield | IgnoreSilica | 2019 | 21.0808 | 2.9383 | 0.28055 | 4 | 29162.8527 | 69927.0193 | 594.5242 | 1425.5569 | 99.3808 | 14.3052 | 59.2784 | 1512102.4586 | 0 | 988075.3904 | 0 | 0 | 0 | 954766.994 | 1347428.4888 | 3505732.5323 | 2392734.4889 | 10700840.353 | 961560.8286 | 21064010.0986 | 21064010.0986 | 16170054.3665 | 8511284.8276 | 0 | 32726411.2802 | 78471760.5728 | 1778.2794 | 1.1222 | 29162.8527 | 69927.0193 | 594.5242 | 1425.5569
1 | 4900 | 707 | 0.03 | 15 | 15 | 7 | 2.3714e-12 | 5spot_SharedNeighbor | CO2 | Porous | Wet | R600a | MinimizeLCOE_Brownfield | IgnoreSilica | 2019 | 26.9345 | 3.8706 | 0.37855 | 4 | 23005.4918 | 53216.0339 | 468.9981 | 1084.8808 | 100.3183 | 14.332 | 58.9648 | 1814798.6565 | 0 | 1214556.062 | 0 | 0 | 0 | 1106490.3108 | 1612979.5614 | 4196641.9513 | 2864294.3641 | 12809760.9062 | 961560.8286 | 21064010.0986 | 21064010.0986 | 16170054.3665 | 8511284.8276 | 0 | 34835331.8334 | 80580681.126 | 2371.3737 | 1.5142 | 23005.4918 | 53216.0339 | 468.9981 | 1084.8808
1 | 4900 | 707 | 0.03 | 15 | 15 | 7 | 3.1623e-12 | 5spot_SharedNeighbor | CO2 | Porous | Wet | R600a | MinimizeLCOE_Brownfield | IgnoreSilica | 2019 | 34.1307 | 5.0235 | 0.50331 | 4 | 18494.2528 | 41216.5456 | 377.0304 | 840.255 | 100.9932 | 14.3303 | 67.2871 | 2159984.3697 | 0 | 1479710.3495 | 0 | 0 | 0 | 1270375.8895 | 1914927.5374 | 4982248.6467 | 3400487.0763 | 15207733.8692 | 961560.8286 | 21064010.0986 | 21064010.0986 | 16170054.3665 | 8511284.8276 | 0 | 37233304.7964 | 82978654.089 | 3162.2777 | 2.0132 | 18494.2528 | 41216.5456 | 377.0304 | 840.255
1 | 4900 | 707 | 0.03 | 15 | 15 | 7 | 4.217e-12 | 5spot_SharedNeighbor | CO2 | Porous | Wet | R600a | MinimizeLCOE_Brownfield | IgnoreSilica | 2019 | 42.7493 | 6.4129 | 0.65847 | 4 | 15143.7839 | 32511.8816 | 308.7265 | 662.7987 | 101.4338 | 14.2961 | 67.7435 | 2543971.3193 | 0 | 1782995.6925 | 0 | 0 | 0 | 1439825.8939 | 2249049.2332 | 5851564.7614 | 3993813.1873 | 17861220.0875 | 961560.8286 | 21064010.0986 | 21064010.0986 | 16170054.3665 | 8511284.8276 | 0 | 39886791.0147 | 85632140.3074 | 4216.965 | 2.6339 | 15143.7839 | 32511.8816 | 308.7265 | 662.7987
1 | 4900 | 707 | 0.03 | 15 | 15 | 7 | 5.6234e-12 | 5spot_SharedNeighbor | CO2 | Porous | Wet | R600a | MinimizeLCOE_Brownfield | IgnoreSilica | 2019 | 52.7003 | 8.0288 | 0.84517 | 4 | 12634.0293 | 26165.3682 | 257.5618 | 533.4164 | 101.6574 | 14.2251 | 75.3257 | 2956276.6501 | 0 | 2118611.4977 | 0 | 0 | 0 | 1604011.8059 | 2604770.9819 | 6777079.783 | 4625496.207 | 20686246.9257 | 961560.8286 | 21064010.0986 | 21064010.0986 | 16170054.3665 | 8511284.8276 | 0 | 42711817.8528 | 88457167.1455 | 5623.4133 | 3.3807 | 12634.0293 | 26165.3682 | 257.5618 | 533.4164
1 | 4900 | 707 | 0.03 | 15 | 15 | 7 | 7.4989e-12 | 5spot_SharedNeighbor | CO2 | Porous | Wet | R600a | MinimizeLCOE_Brownfield | IgnoreSilica | 2019 | 63.6313 | 9.8184 | 1.0599 | 4 | 10747.5307 | 21537.9385 | 219.103 | 439.08 | 101.6757 | 14.1145 | 74.0777 | 3378001.4536 | 0 | 2473474.3156 | 0 | 0 | 0 | 1748161.3329 | 2963858.4698 | 7711351.7674 | 5263156.0337 | 23538003.373 | 961560.8286 | 21064010.0986 | 21064010.0986 | 16170054.3665 | 8511284.8276 | 0 | 45563574.3002 | 91308923.5928 | 7498.9421 | 4.2394 | 10747.5307 | 21537.9385 | 219.103 | 439.08
1 | 4900 | 707 | 0.03 | 15 | 15 | 7 | 1e-11 | 5spot_SharedNeighbor | CO2 | Porous | Wet | R600a | MinimizeLCOE_Brownfield | IgnoreSilica | 2019 | 74.9413 | 11.6866 | 1.2931 | 4 | 9330.6596 | 18174.5799 | 190.2181 | 370.5134 | 101.5078 | 13.967 | 78.157 | 3784877.4651 | 0 | 2828575.7826 | 0 | 0 | 0 | 1857744.2698 | 3303767.0318 | 8595724.121 | 5866758.337 | 26237447.0074 | 961560.8286 | 21064010.0986 | 21064010.0986 | 16170054.3665 | 8511284.8276 | 0 | 48263017.9345 | 94008367.2272 | 10000 | 5.1725 | 9330.6596 | 18174.5799 | 190.2181 | 370.5134
1 | 4900 | 707 | 0.03 | 15 | 15 | 7 | 1.3335e-11 | 5spot_SharedNeighbor | CO2 | Porous | Wet | R600a | MinimizeLCOE_Brownfield | IgnoreSilica | 2019 | 85.9398 | 13.5198 | 1.5313 | 4 | 8269.7401 | 15737.8841 | 168.5898 | 320.8381 | 101.192 | 13.7928 | 86.1014 | 4154676.0024 | 0 | 3164265.6397 | 0 | 0 | 0 | 1924690.67 | 3605016.6017 | 9379513.7071 | 6401710.8348 | 28629873.4558 | 961560.8286 | 21064010.0986 | 21064010.0986 | 16170054.3665 | 8511284.8276 | 0 | 50655444.383 | 96400793.6757 | 13335.2143 | 6.1254 | 8269.7401 | 15737.8841 | 168.5898 | 320.8381
1 | 4900 | 707 | 0.03 | 15 | 15 | 7 | 1.7783e-11 | 5spot_SharedNeighbor | CO2 | Porous | Wet | R600a | MinimizeLCOE_Brownfield | IgnoreSilica | 2019 | 96.0324 | 15.2166 | 1.7603 | 4 | 7477.8683 | 13974.8494 | 152.4465 | 284.8962 | 100.7828 | 13.6068 | 85.2539 | 4473009.4129 | 0 | 3465257.4546 | 0 | 0 | 0 | 1949919.574 | 3856392.7122 | 10033542.7822 | 6848099.1175 | 30626221.0534 | 961560.8286 | 21064010.0986 | 21064010.0986 | 16170054.3665 | 8511284.8276 | 0 | 52651791.9806 | 98397141.2732 | 17782.7941 | 7.041 | 7477.8683 | 13974.8494 | 152.4465 | 284.8962
1 | 4900 | 707 | 0.03 | 15 | 15 | 7 | 2.3714e-11 | 5spot_SharedNeighbor | CO2 | Porous | Wet | R600a | MinimizeLCOE_Brownfield | IgnoreSilica | 2019 | 104.8339 | 16.7083 | 1.9684 | 4 | 6888.0551 | 12697.9544 | 140.4223 | 258.865 | 100.3383 | 13.4245 | 96.7592 | 4734826.4893 | 0 | 3722977.381 | 0 | 0 | 0 | 1941358.7819 | 4055673.4344 | 10552030.3432 | 7201977.5318 | 32208843.9615 | 961560.8286 | 21064010.0986 | 21064010.0986 | 16170054.3665 | 8511284.8276 | 0 | 54234414.8887 | 99979764.1813 | 23713.7371 | 7.8737 | 6888.0551 | 12697.9544 | 140.4223 | 258.865
1 | 4900 | 707 | 0.03 | 15 | 15 | 7 | 3.1623e-11 | 5spot_SharedNeighbor | CO2 | Porous | Wet | R600a | MinimizeLCOE_Brownfield | IgnoreSilica | 2019 | 112.1956 | 17.9652 | 2.1491 | 4 | 6449.0774 | 11770.4229 | 131.4732 | 239.956 | 99.9057 | 13.2577 | 88.8575 | 4942738.1768 | 0 | 3935520.2584 | 0 | 0 | 0 | 1910141.9728 | 4207476.1591 | 10946989.894 | 7471545.5408 | 33414412.0018 | 961560.8286 | 21064010.0986 | 21064010.0986 | 16170054.3665 | 8511284.8276 | 0 | 55439982.929 | 101185332.2216 | 31622.7766 | 8.5966 | 6449.0774 | 11770.4229 | 131.4732 | 239.956
1 | 4900 | 707 | 0.03 | 15 | 15 | 7 | 4.217e-11 | 5spot_SharedNeighbor | CO2 | Porous | Wet | R600a | MinimizeLCOE_Brownfield | IgnoreSilica | 2019 | 118.2003 | 18.9964 | 2.3007 | 4 | 6122.2667 | 11093.0006 | 124.8107 | 226.1458 | 99.5125 | 13.1121 | 90.7029 | 5104910.8089 | 0 | 4107039.7378 | 0 | 0 | 0 | 1867950.0263 | 4321161.2235 | 11242775.1114 | 7673425.0295 | 34317261.9373 | 961560.8286 | 21064010.0986 | 21064010.0986 | 16170054.3665 | 8511284.8276 | 0 | 56342832.8645 | 102088182.1571 | 42169.6503 | 9.2029 | 6122.2667 | 11093.0006 | 124.8107 | 226.1458
1 | 4900 | 707 | 0.03 | 15 | 15 | 7 | 5.6234e-11 | 5spot_SharedNeighbor | CO2 | Porous | Wet | R600a | MinimizeLCOE_Brownfield | IgnoreSilica | 2019 | 122.9534 | 19.8172 | 2.424 | 4 | 5878.7445 | 10596.6705 | 119.8462 | 216.0275 | 99.1757 | 12.9907 | 88.5915 | 5228563.0149 | 0 | 4241724.7057 | 0 | 0 | 0 | 1822025.7808 | 4404002.2655 | 11458310.5098 | 7820532.3677 | 34975158.6444 | 961560.8286 | 21064010.0986 | 21064010.0986 | 16170054.3665 | 8511284.8276 | 0 | 57000729.5716 | 102746078.8642 | 56234.1325 | 9.6961 | 5878.7445 | 10596.6705 | 119.8462 | 216.0275
1 | 4900 | 707 | 0.03 | 15 | 15 | 7 | 7.4989e-11 | 5spot_SharedNeighbor | CO2 | Porous | Wet | R600a | MinimizeLCOE_Brownfield | IgnoreSilica | 2019 | 126.6728 | 20.4622 | 2.5224 | 4 | 5697.0819 | 10231.0701 | 116.1427 | 208.5742 | 98.8964 | 12.8921 | 97.8557 | 5322412.7628 | 0 | 4346495.6053 | 0 | 0 | 0 | 1778242.2144 | 4464388.7272 | 11615423.696 | 7927765.3456 | 35454728.3513 | 961560.8286 | 21064010.0986 | 21064010.0986 | 16170054.3665 | 8511284.8276 | 0 | 57480299.2785 | 103225648.5711 | 74989.4209 | 10.0894 | 5697.0819 | 10231.0701 | 116.1427 | 208.5742
1 | 4900 | 707 | 0.03 | 15 | 15 | 7 | 1e-10 | 5spot_SharedNeighbor | CO2 | Porous | Wet | R600a | MinimizeLCOE_Brownfield | IgnoreSilica | 2019 | 129.5498 | 20.9627 | 2.5996 | 4 | 5561.417 | 9960.7374 | 113.377 | 203.0631 | 98.6707 | 12.8135 | 90.0024 | 5393245.3982 | 0 | 4427178.3462 | 0 | 0 | 0 | 1739359.2871 | 4508315.3823 | 11729711.842 | 8005769.3537 | 35803579.6095 | 961560.8286 | 21064010.0986 | 21064010.0986 | 16170054.3665 | 8511284.8276 | 0 | 57829150.5367 | 103574499.8293 | 100000 | 10.3983 | 5561.417 | 9960.7374 | 113.377 | 203.0631
1 | 4900 | 707 | 0.03 | 15 | 15 | 7 | 1.3335e-10 | 5spot_SharedNeighbor | CO2 | Porous | Wet | R600a | MinimizeLCOE_Brownfield | IgnoreSilica | 2019 | 131.7593 | 21.3481 | 2.6595 | 4 | 5460.0065 | 9760.1723 | 111.3096 | 198.9743 | 98.4918 | 12.7518 | 100.7871 | 5446596.6873 | 0 | 4488936.9988 | 0 | 0 | 0 | 1706462.1722 | 4540378.3848 | 11813133.1975 | 8062706.1429 | 36058213.5834 | 961560.8286 | 21064010.0986 | 21064010.0986 | 16170054.3665 | 8511284.8276 | 0 | 58083784.5106 | 103829133.8033 | 133352.1432 | 10.638 | 5460.0065 | 9760.1723 | 111.3096 | 198.9743
1 | 4900 | 707 | 0.03 | 15 | 15 | 7 | 1.7783e-10 | 5spot_SharedNeighbor | CO2 | Porous | Wet | R600a | MinimizeLCOE_Brownfield | IgnoreSilica | 2019 | 133.4324 | 21.6407 | 2.7055 | 4 | 5384.1429 | 9611.2032 | 109.763 | 195.9374 | 98.353 | 12.7043 | 107.2322 | 5486390.3035 | 0 | 4535590.5331 | 0 | 0 | 0 | 1679274.0833 | 4563489.4187 | 11873263.3672 | 8103746.2193 | 36241753.925 | 961560.8286 | 21064010.0986 | 21064010.0986 | 16170054.3665 | 8511284.8276 | 0 | 58267324.8522 | 104012674.1448 | 177827.941 | 10.822 | 5384.1429 | 9611.2032 | 109.763 | 195.9374
1 | 4900 | 707 | 0.03 | 15 | 15 | 7 | 2.3714e-10 | 5spot_SharedNeighbor | CO2 | Porous | Wet | R600a | MinimizeLCOE_Brownfield | IgnoreSilica | 2019 | 134.7165 | 21.8654 | 2.7408 | 4 | 5327.3561 | 9499.9842 | 108.6054 | 193.67 | 98.2445 | 12.6674 | 109.1012 | 5516575.8899 | 0 | 4571331.2875 | 0 | 0 | 0 | 1657753.7737 | 4580807.7709 | 11918322.1671 | 8134499.7761 | 36379290.6653 | 961560.8286 | 21064010.0986 | 21064010.0986 | 16170054.3665 | 8511284.8276 | 0 | 58404861.5925 | 104150210.8851 | 237137.3706 | 10.9632 | 5327.3561 | 9499.9842 | 108.6054 | 193.67
1 | 4900 | 707 | 0.03 | 15 | 15 | 7 | 3.1623e-10 | 5spot_SharedNeighbor | CO2 | Porous | Wet | R600a | MinimizeLCOE_Brownfield | IgnoreSilica | 2019 | 135.6787 | 22.0341 | 2.7675 | 4 | 5284.8296 | 9417.128 | 107.7384 | 191.9809 | 98.1621 | 12.6395 | 97.0399 | 5538991.0601 | 0 | 4598076.1017 | 0 | 0 | 0 | 1640632.5447 | 4593302.8855 | 11950831.8922 | 8156688.3315 | 36478522.8157 | 961560.8286 | 21064010.0986 | 21064010.0986 | 16170054.3665 | 8511284.8276 | 0 | 58504093.7429 | 104249443.0355 | 316227.766 | 11.0702 | 5284.8296 | 9417.128 | 107.7384 | 191.9809
1 | 4900 | 707 | 0.03 | 15 | 15 | 7 | 4.217e-10 | 5spot_SharedNeighbor | CO2 | Porous | Wet | R600a | MinimizeLCOE_Brownfield | IgnoreSilica | 2019 | 136.4144 | 22.1631 | 2.7879 | 4 | 5252.9713 | 9355.083 | 107.0889 | 190.716 | 98.0985 | 12.618 | 109.1586 | 5556011.9662 | 0 | 4618503.8544 | 0 | 0 | 0 | 1627479.3021 | 4602778.0979 | 11975484.4511 | 8173514.2094 | 36553771.8811 | 961560.8286 | 21064010.0986 | 21064010.0986 | 16170054.3665 | 8511284.8276 | 0 | 58579342.8083 | 104324692.101 | 421696.5034 | 11.1517 | 5252.9713 | 9355.083 | 107.0889 | 190.716
1 | 4900 | 707 | 0.03 | 15 | 15 | 7 | 5.6234e-10 | 5spot_SharedNeighbor | CO2 | Porous | Wet | R600a | MinimizeLCOE_Brownfield | IgnoreSilica | 2019 | 136.948 | 22.2571 | 2.8031 | 4 | 5229.0989 | 9308.9901 | 106.6023 | 189.7764 | 98.052 | 12.6024 | 109.101 | 5568292.188 | 0 | 4633308.576 | 0 | 0 | 0 | 1616981.8642 | 4609247.225 | 11992315.7929 | 8185001.9461 | 36605147.5922 | 961560.8286 | 21064010.0986 | 21064010.0986 | 16170054.3665 | 8511284.8276 | 0 | 58630718.5194 | 104376067.812 | 562341.3252 | 11.2124 | 5229.0989 | 9308.9901 | 106.6023 | 189.7764
1 | 4900 | 707 | 0.03 | 15 | 15 | 7 | 7.4989e-10 | 5spot_SharedNeighbor | CO2 | Porous | Wet | R600a | MinimizeLCOE_Brownfield | IgnoreSilica | 2019 | 137.3696 | 22.3309 | 2.8148 | 4 | 5211.2071 | 9274.205 | 106.2375 | 189.0672 | 98.0151 | 12.5899 | 109.1926 | 5577957.2479 | 0 | 4644998.7821 | 0 | 0 | 0 | 1609294.6228 | 4614577.7546 | 12006184.7373 | 8194467.7856 | 36647480.9303 | 961560.8286 | 21064010.0986 | 21064010.0986 | 16170054.3665 | 8511284.8276 | 0 | 58673051.8574 | 104418401.1501 | 749894.2093 | 11.259 | 5211.2071 | 9274.205 | 106.2375 | 189.0672
1 | 4900 | 707 | 0.03 | 15 | 15 | 7 | 1e-09 | 5spot_SharedNeighbor | CO2 | Porous | Wet | R600a | MinimizeLCOE_Brownfield | IgnoreSilica | 2019 | 137.6861 | 22.3865 | 2.8235 | 4 | 5197.7957 | 9248.1677 | 105.9641 | 188.5364 | 97.9872 | 12.5806 | 96.699 | 5585192.8237 | 0 | 4653773.3871 | 0 | 0 | 0 | 1603431.6228 | 4618535.1551 | 12016481.0818 | 8201495.2523 | 36678909.323 | 961560.8286 | 21064010.0986 | 21064010.0986 | 16170054.3665 | 8511284.8276 | 0 | 58704480.2502 | 104449829.5428 | 1000000 | 11.2941 | 5197.7957 | 9248.1677 | 105.9641 | 188.5364
1 | 4900 | 707 | 0.03 | 15 | 15 | 7 | 1.3335e-09 | 5spot_SharedNeighbor | CO2 | Porous | Wet | R600a | MinimizeLCOE_Brownfield | IgnoreSilica | 2019 | 137.9102 | 22.426 | 2.83 | 4 | 5187.7417 | 9228.8638 | 105.7591 | 188.1429 | 97.9674 | 12.574 | 96.7097 | 5590302.9352 | 0 | 4659983.0702 | 0 | 0 | 0 | 1598749.9582 | 4621124.0258 | 12023216.7923 | 8206092.5132 | 36699469.295 | 961560.8286 | 21064010.0986 | 21064010.0986 | 16170054.3665 | 8511284.8276 | 0 | 58725040.2221 | 104470389.5148 | 1333521.4322 | 11.32 | 5187.7417 | 9228.8638 | 105.7591 | 188.1429
1 | 4900 | 707 | 0.03 | 15 | 15 | 7 | 1.7783e-09 | 5spot_SharedNeighbor | CO2 | Porous | Wet | R600a | MinimizeLCOE_Brownfield | IgnoreSilica | 2019 | 138.0929 | 22.458 | 2.835 | 4 | 5180.204 | 9214.1949 | 105.6055 | 187.8438 | 97.9513 | 12.5685 | 106.7752 | 5594461.0891 | 0 | 4665042.5363 | 0 | 0 | 0 | 1595452.5701 | 4623432.9162 | 12029224.0516 | 8210192.591 | 36717805.7543 | 961560.8286 | 21064010.0986 | 21064010.0986 | 16170054.3665 | 8511284.8276 | 0 | 58743376.6815 | 104488725.9741 | 1778279.41 | 11.34 | 5180.204 | 9214.1949 | 105.6055 | 187.8438
1 | 4900 | 707 | 0.03 | 15 | 15 | 7 | 2.3714e-09 | 5spot_SharedNeighbor | CO2 | Porous | Wet | R600a | MinimizeLCOE_Brownfield | IgnoreSilica | 2019 | 138.2197 | 22.4804 | 2.8386 | 4 | 5174.5525 | 9203.3487 | 105.4903 | 187.6227 | 97.94 | 12.5648 | 97.8753 | 5597345.4417 | 0 | 4668556.499 | 0 | 0 | 0 | 1592790.366 | 4624889.9996 | 12033015.0836 | 8212780.0483 | 36729377.4383 | 961560.8286 | 21064010.0986 | 21064010.0986 | 16170054.3665 | 8511284.8276 | 0 | 58754948.3655 | 104500297.6581 | 2371373.7057 | 11.3546 | 5174.5525 | 9203.3487 | 105.4903 | 187.6227
1 | 4900 | 707 | 0.03 | 15 | 15 | 7 | 3.1623e-09 | 5spot_SharedNeighbor | CO2 | Porous | Wet | R600a | MinimizeLCOE_Brownfield | IgnoreSilica | 2019 | 138.3124 | 22.4968 | 2.8414 | 4 | 5170.3151 | 9195.2566 | 105.4039 | 187.4577 | 97.9318 | 12.562 | 96.4769 | 5599448.646 | 0 | 4671120.9636 | 0 | 0 | 0 | 1590740.719 | 4625911.0282 | 12035671.5905 | 8214593.1688 | 36737486.1161 | 961560.8286 | 21064010.0986 | 21064010.0986 | 16170054.3665 | 8511284.8276 | 0 | 58763057.0433 | 104508406.3359 | 3162277.6602 | 11.3655 | 5170.3151 | 9195.2566 | 105.4039 | 187.4577
1 | 4900 | 707 | 0.03 | 15 | 15 | 7 | 4.217e-09 | 5spot_SharedNeighbor | CO2 | Porous | Wet | R600a | MinimizeLCOE_Brownfield | IgnoreSilica | 2019 | 138.3977 | 22.5116 | 2.8436 | 4 | 5167.1377 | 9188.9636 | 105.3391 | 187.3295 | 97.9242 | 12.5595 | 105.4689 | 5601387.6318 | 0 | 4673485.816 | 0 | 0 | 0 | 1589466.2675 | 4627092.489 | 12038745.5091 | 8216691.1814 | 36746868.8947 | 961560.8286 | 21064010.0986 | 21064010.0986 | 16170054.3665 | 8511284.8276 | 0 | 58772439.8219 | 104517789.1146 | 4216965.0343 | 11.3743 | 5167.1377 | 9188.9636 | 105.3391 | 187.3295
1 | 4900 | 707 | 0.03 | 15 | 15 | 7 | 5.6234e-09 | 5spot_SharedNeighbor | CO2 | Porous | Wet | R600a | MinimizeLCOE_Brownfield | IgnoreSilica | 2019 | 138.4561 | 22.5218 | 2.8452 | 4 | 5164.7553 | 9184.3276 | 105.2905 | 187.2349 | 97.919 | 12.5577 | 101.0556 | 5602711.448 | 0 | 4675101.4821 | 0 | 0 | 0 | 1588411.2529 | 4627827.4314 | 12040657.6785 | 8217996.2764 | 36752705.5693 | 961560.8286 | 21064010.0986 | 21064010.0986 | 16170054.3665 | 8511284.8276 | 0 | 58778276.4965 | 104523625.7892 | 5623413.2519 | 11.3807 | 5164.7553 | 9184.3276 | 105.2905 | 187.2349
1 | 4900 | 707 | 0.03 | 15 | 15 | 7 | 7.4989e-09 | 5spot_SharedNeighbor | CO2 | Porous | Wet | R600a | MinimizeLCOE_Brownfield | IgnoreSilica | 2019 | 138.4903 | 22.528 | 2.8463 | 4 | 5162.9687 | 9180.9872 | 105.2541 | 187.1668 | 97.916 | 12.5567 | 105.6052 | 5603487.8374 | 0 | 4676049.8299 | 0 | 0 | 0 | 1587458.4946 | 4628128.5032 | 12041441.0055 | 8218530.9131 | 36755096.5837 | 961560.8286 | 21064010.0986 | 21064010.0986 | 16170054.3665 | 8511284.8276 | 0 | 58780667.5109 | 104526016.8035 | 7498942.0933 | 11.3851 | 5162.9687 | 9180.9872 | 105.2541 | 187.1668
1 | 4900 | 707 | 0.03 | 15 | 15 | 7 | 1e-08 | 5spot_SharedNeighbor | CO2 | Porous | Wet | R600a | MinimizeLCOE_Brownfield | IgnoreSilica | 2019 | 138.5144 | 22.5324 | 2.8471 | 4 | 5161.6291 | 9178.5057 | 105.2268 | 187.1163 | 97.9138 | 12.556 | 107.9382 | 5604033.1017 | 0 | 4676716.1079 | 0 | 0 | 0 | 1586715.8468 | 4628311.372 | 12041916.7926 | 8218855.6476 | 36756548.8685 | 961560.8286 | 21064010.0986 | 21064010.0986 | 16170054.3665 | 8511284.8276 | 0 | 58782119.7956 | 104527469.0883 | 10000000 | 11.3883 | 5161.6291 | 9178.5057 | 105.2268 | 187.1163
1 | 5000 | 707 | 0.03 | 15 | 15 | 7 | 1e-13 | 5spot_SharedNeighbor | CO2 | Porous | Wet | R600a | MinimizeLCOE_Brownfield | IgnoreSilica | 2019 | 0 | 0 | 0 | 0 |  |  |  |  | 15 |  | 21.9905 | [19 empty] | 100 | 0
1 | 5000 | 707 | 0.03 | 15 | 15 | 7 | 1.3335e-13 | 5spot_SharedNeighbor | CO2 | Porous | Wet | R600a | MinimizeLCOE_Brownfield | IgnoreSilica | 2019 | 1.6 | 0.011475 | 0.0027138 | 4 | 2196269.0269 | 6514952.0088 | 44773.9148 | 132816.1088 | 65.9239 | 12.2256 | 26.3494 | 167812.9556 | 0 | 72341.3051 | 0 | 0 | 0 | 165011.0923 | 158014.4877 | 411121.2836 | 280598.7238 | 1254899.848 | 961560.8286 | 21624711.9638 | 21624711.9638 | 16547321.491 | 8708592.4126 | 0 | 23841172.6405 | 70721798.5079 | 133.3521 | 0.010855 | 2196269.0269 | 6514952.0088 | 44773.9148 | 132816.1088
1 | 5000 | 707 | 0.03 | 15 | 15 | 7 | 1.7783e-13 | 5spot_SharedNeighbor | CO2 | Porous | Wet | R600a | MinimizeLCOE_Brownfield | IgnoreSilica | 2019 | 1.6 | 0.026996 | 0.0064316 | 4 | 924266.9048 | 2746539.7912 | 18842.431 | 55991.9286 | 65.9239 | 12.2256 | 28.1952 | 167812.9587 | 0 | 72341.3034 | 0 | 0 | 0 | 144651.2975 | 150074.1682 | 390462.2013 | 266498.4756 | 1191840.4048 | 961560.8286 | 21624711.9638 | 21624711.9638 | 16547321.491 | 8708592.4126 | 0 | 23778113.1972 | 70658739.0646 | 177.8279 | 0.025726 | 924266.9048 | 2746539.7912 | 18842.431 | 55991.9286
1 | 5000 | 707 | 0.03 | 15 | 15 | 7 | 2.3714e-13 | 5spot_SharedNeighbor | CO2 | Porous | Wet | R600a | MinimizeLCOE_Brownfield | IgnoreSilica | 2019 | 3.2003 | 0.19292 | 0.017254 | 4 | 362234.9876 | 1041516.5804 | 7384.6502 | 21232.7242 | 80.8199 | 13.4375 | 63.9776 | 329590.3945 | 0 | 170189.1202 | 0 | 0 | 0 | 279419.9895 | 303887.8066 | 790653.7368 | 539637.4217 | 2413378.4692 | 961560.8286 | 21624711.9638 | 21624711.9638 | 16547321.491 | 8708592.4126 | 0 | 24999651.2617 | 71880277.1291 | 237.1374 | 0.069015 | 362234.9876 | 1041516.5804 | 7384.6502 | 21232.7242
1 | 5000 | 707 | 0.03 | 15 | 15 | 7 | 3.1623e-13 | 5spot_SharedNeighbor | CO2 | Porous | Wet | R600a | MinimizeLCOE_Brownfield | IgnoreSilica | 2019 | 4.3406 | 0.3486 | 0.03053 | 4 | 210743.7614 | 594628.5752 | 4296.2966 | 12122.3078 | 86.1537 | 13.815 | 59.8311 | 433896.2315 | 0 | 235260.2008 | 0 | 0 | 0 | 347903.1771 | 396653.2476 | 1032010.3856 | 704368.2939 | 3150091.5365 | 961560.8286 | 21624711.9638 | 21624711.9638 | 16547321.491 | 8708592.4126 | 0 | 25736364.3289 | 72616990.1963 | 316.2278 | 0.12212 | 210743.7614 | 594628.5752 | 4296.2966 | 12122.3078
1 | 5000 | 707 | 0.03 | 15 | 15 | 7 | 4.217e-13 | 5spot_SharedNeighbor | CO2 | Porous | Wet | R600a | MinimizeLCOE_Brownfield | IgnoreSilica | 2019 | 5.7897 | 0.55989 | 0.04932 | 4 | 134816.1011 | 372452.7908 | 2748.4086 | 7592.9539 | 90.4137 | 14.0956 | 65.432 | 556395.1104 | 0 | 313482.0384 | 0 | 0 | 0 | 424835.8749 | 504938.0792 | 1313745.3051 | 896658.1655 | 4010054.5735 | 961560.8286 | 21624711.9638 | 21624711.9638 | 16547321.491 | 8708592.4126 | 0 | 26596327.3659 | 73476953.2333 | 421.6965 | 0.19728 | 134816.1011 | 372452.7908 | 2748.4086 | 7592.9539
1 | 5000 | 707 | 0.03 | 15 | 15 | 7 | 5.6234e-13 | 5spot_SharedNeighbor | CO2 | Porous | Wet | R600a | MinimizeLCOE_Brownfield | IgnoreSilica | 2019 | 7.6534 | 0.84233 | 0.075224 | 4 | 91775.4049 | 247579.758 | 1870.9658 | 5047.2482 | 93.8366 | 14.3074 | 59.1744 | 701685.9654 | 0 | 408535.4644 | 0 | 0 | 0 | 513285.9395 | 633167.8741 | 1647372.9277 | 1124365.8733 | 5028414.0444 | 961560.8286 | 21624711.9638 | 21624711.9638 | 16547321.491 | 8708592.4126 | 0 | 27614686.8369 | 74495312.7043 | 562.3413 | 0.30089 | 91775.4049 | 247579.758 | 1870.9658 | 5047.2482
1 | 5000 | 707 | 0.03 | 15 | 15 | 7 | 7.4989e-13 | 5spot_SharedNeighbor | CO2 | Porous | Wet | R600a | MinimizeLCOE_Brownfield | IgnoreSilica | 2019 | 10.024 | 1.2109 | 0.11027 | 4 | 65309.0891 | 171598.925 | 1331.4141 | 3498.2762 | 96.5412 | 14.4655 | 65.7577 | 872069.5595 | 0 | 522794.6887 | 0 | 0 | 0 | 613114.3088 | 783111.6372 | 2037495.8418 | 1390632.7784 | 6219218.8145 | 961560.8286 | 21624711.9638 | 21624711.9638 | 16547321.491 | 8708592.4126 | 0 | 28805491.607 | 75686117.4744 | 749.8942 | 0.44106 | 65309.0891 | 171598.925 | 1331.4141 | 3498.2762
1 | 5000 | 707 | 0.03 | 15 | 15 | 7 | 1e-12 | 5spot_SharedNeighbor | CO2 | Porous | Wet | R600a | MinimizeLCOE_Brownfield | IgnoreSilica | 2019 | 13.0519 | 1.6892 | 0.1571 | 4 | 48070.3958 | 122672.4165 | 979.98 | 2500.8431 | 98.6775 | 14.5826 | 43.6995 | 1072875.3703 | 0 | 660843.0467 | 0 | 0 | 0 | 727050.4763 | 959699.8684 | 2496942.196 | 1704214.3558 | 7621625.3134 | 961560.8286 | 21624711.9638 | 21624711.9638 | 16547321.491 | 8708592.4126 | 0 | 30207898.1058 | 77088523.9732 | 1000 | 0.62841 | 48070.3958 | 122672.4165 | 979.98 | 2500.8431
1 | 5000 | 707 | 0.03 | 15 | 15 | 7 | 1.3335e-12 | 5spot_SharedNeighbor | CO2 | Porous | Wet | R600a | MinimizeLCOE_Brownfield | IgnoreSilica | 2019 | 16.8808 | 2.3009 | 0.21898 | 4 | 36352.8976 | 89873.7014 | 741.103 | 1832.197 | 100.339 | 14.6652 | 63.4045 | 1307450.0272 | 0 | 826189.5044 | 0 | 0 | 0 | 854950.5495 | 1165550.1316 | 3032522.3552 | 2069758.8195 | 9256421.3874 | 961560.8286 | 21624711.9638 | 21624711.9638 | 16547321.491 | 8708592.4126 | 0 | 31842694.1799 | 78723320.0473 | 1333.5214 | 0.87593 | 36352.8976 | 89873.7014 | 741.103 | 1832.197
1 | 5000 | 707 | 0.03 | 15 | 15 | 7 | 1.7783e-12 | 5spot_SharedNeighbor | CO2 | Porous | Wet | R600a | MinimizeLCOE_Brownfield | IgnoreSilica | 2019 | 21.7265 | 3.0807 | 0.29999 | 4 | 28130.8044 | 67199.0179 | 573.4845 | 1369.9429 | 101.6242 | 14.7192 | 59.4461 | 1582098.4929 | 0 | 1024675.0503 | 0 | 0 | 0 | 999584.9084 | 1406479.7961 | 3659371.9208 | 2497596.5285 | 11169806.697 | 961560.8286 | 21624711.9638 | 21624711.9638 | 16547321.491 | 8708592.4126 | 0 | 33756079.4894 | 80636705.3568 | 1778.2794 | 1.2 | 28130.8044 | 67199.0179 | 573.4845 | 1369.9429
1 | 5000 | 707 | 0.03 | 15 | 15 | 7 | 2.3714e-12 | 5spot_SharedNeighbor | CO2 | Porous | Wet | R600a | MinimizeLCOE_Brownfield | IgnoreSilica | 2019 | 27.7434 | 4.0558 | 0.40455 | 4 | 22216.0621 | 51186.9049 | 452.9045 | 1043.5143 | 102.5858 | 14.7447 | 66.0799 | 1898030.9374 | 0 | 1258893.2858 | 0 | 0 | 0 | 1157790.2821 | 1682738.6571 | 4378140.8085 | 2988171.0636 | 13363765.0346 | 961560.8286 | 21624711.9638 | 21624711.9638 | 16547321.491 | 8708592.4126 | 0 | 35950037.827 | 82830663.6944 | 2371.3737 | 1.6182 | 22216.0621 | 51186.9049 | 452.9045 | 1043.5143
1 | 5000 | 707 | 0.03 | 15 | 15 | 7 | 3.1623e-12 | 5spot_SharedNeighbor | CO2 | Porous | Wet | R600a | MinimizeLCOE_Brownfield | IgnoreSilica | 2019 | 35.1272 | 5.2596 | 0.53744 | 4 | 17880.9552 | 39688.2021 | 364.5275 | 809.0977 | 103.2763 | 14.7402 | 58.9703 | 2257718.9044 | 0 | 1532682.1564 | 0 | 0 | 0 | 1328236.3042 | 1996268.5723 | 5193881.3342 | 3544930.7342 | 15853718.0058 | 961560.8286 | 21624711.9638 | 21624711.9638 | 16547321.491 | 8708592.4126 | 0 | 38439990.7982 | 85320616.6656 | 3162.2777 | 2.1498 | 17880.9552 | 39688.2021 | 364.5275 | 809.0977
1 | 5000 | 707 | 0.03 | 15 | 15 | 7 | 4.217e-12 | 5spot_SharedNeighbor | CO2 | Porous | Wet | R600a | MinimizeLCOE_Brownfield | IgnoreSilica | 2019 | 43.9332 | 6.7048 | 0.70226 | 4 | 14660.6009 | 31349.8705 | 298.8762 | 639.1095 | 103.7241 | 14.7018 | 68.9315 | 2656215.8429 | 0 | 1844618.694 | 0 | 0 | 0 | 1503118.7165 | 2341541.7688 | 6092211.3662 | 4158059.4399 | 18595765.8282 | 961560.8286 | 21624711.9638 | 21624711.9638 | 16547321.491 | 8708592.4126 | 0 | 41182038.6207 | 88062664.4881 | 4216.965 | 2.809 | 14660.6009 | 31349.8705 | 298.8762 | 639.1095
1 | 5000 | 707 | 0.03 | 15 | 15 | 7 | 5.6234e-12 | 5spot_SharedNeighbor | CO2 | Porous | Wet | R600a | MinimizeLCOE_Brownfield | IgnoreSilica | 2019 | 54.077 | 8.3818 | 0.90001 | 4 | 12248.3768 | 25270.5773 | 249.6997 | 515.1749 | 103.9482 | 14.6247 | 75.3991 | 3083174.0414 | 0 | 2189136.2113 | 0 | 0 | 0 | 1672082.6332 | 2708313.2255 | 7046475.4614 | 4809364.293 | 21508545.8658 | 961560.8286 | 21624711.9638 | 21624711.9638 | 16547321.491 | 8708592.4126 | 0 | 44094818.6582 | 90975444.5256 | 5623.4133 | 3.6001 | 12248.3768 | 25270.5773 | 249.6997 | 515.1749
1 | 5000 | 707 | 0.03 | 15 | 15 | 7 | 7.4989e-12 | 5spot_SharedNeighbor | CO2 | Porous | Wet | R600a | MinimizeLCOE_Brownfield | IgnoreSilica | 2019 | 65.1628 | 10.2301 | 1.1264 | 4 | 10435.7508 | 20840.9177 | 212.7469 | 424.8703 | 103.9603 | 14.5065 | 89.9464 | 3517697.591 | 0 | 2551694.6503 | 0 | 0 | 0 | 1818934.7931 | 3076447.5434 | 8004285.4419 | 5463089.2857 | 24432149.3054 | 961560.8286 | 21624711.9638 | 21624711.9638 | 16547321.491 | 8708592.4126 | 0 | 47018422.0979 | 93899047.9653 | 7498.9421 | 4.5055 | 10435.7508 | 20840.9177 | 212.7469 | 424.8703
1 | 5000 | 707 | 0.03 | 15 | 15 | 7 | 1e-11 | 5spot_SharedNeighbor | CO2 | Porous | Wet | R600a | MinimizeLCOE_Brownfield | IgnoreSilica | 2019 | 76.5855 | 12.1517 | 1.3712 | 4 | 9075.0403 | 17622.555 | 185.007 | 359.2596 | 103.7817 | 14.3504 | 83.4241 | 3935237.1532 | 0 | 2913157.3039 | 0 | 0 | 0 | 1929600.5477 | 3423418.0518 | 8907031.5313 | 6079232.0413 | 27187676.6291 | 961560.8286 | 21624711.9638 | 21624711.9638 | 16547321.491 | 8708592.4126 | 0 | 49773949.4216 | 96654575.289 | 10000 | 5.4847 | 9075.0403 | 17622.555 | 185.007 | 359.2596
1 | 5000 | 707 | 0.03 | 15 | 15 | 7 | 1.3335e-11 | 5spot_SharedNeighbor | CO2 | Porous | Wet | R600a | MinimizeLCOE_Brownfield | IgnoreSilica | 2019 | 87.6332 | 14.0274 | 1.6198 | 4 | 8056.7002 | 15292.1837 | 164.2467 | 311.7518 | 103.4538 | 14.1677 | 83.9646 | 4312735.1984 | 0 | 3253161.5607 | 0 | 0 | 0 | 1995876.0806 | 3729091.4075 | 9702330.9004 | 6622040.2025 | 29615235.3502 | 961560.8286 | 21624711.9638 | 21624711.9638 | 16547321.491 | 8708592.4126 | 0 | 52201508.1426 | 99082134.01 | 13335.2143 | 6.4793 | 8056.7002 | 15292.1837 | 164.2467 | 311.7518
1 | 5000 | 707 | 0.03 | 15 | 15 | 7 | 1.7783e-11 | 5spot_SharedNeighbor | CO2 | Porous | Wet | R600a | MinimizeLCOE_Brownfield | IgnoreSilica | 2019 | 97.7038 | 15.7526 | 1.8573 | 4 | 7296.9278 | 13607.0839 | 148.7577 | 277.3988 | 103.0348 | 13.9746 | 96.4486 | 4635666.4562 | 0 | 3556148.4841 | 0 | 0 | 0 | 2018994.5397 | 3982215.6972 | 10360908.3794 | 7071532.8643 | 31625466.4209 | 961560.8286 | 21624711.9638 | 21624711.9638 | 16547321.491 | 8708592.4126 | 0 | 54211739.2133 | 101092365.0807 | 17782.7941 | 7.4294 | 7296.9278 | 13607.0839 | 148.7577 | 277.3988
1 | 5000 | 707 | 0.03 | 15 | 15 | 7 | 2.3714e-11 | 5spot_SharedNeighbor | CO2 | Porous | Wet | R600a | MinimizeLCOE_Brownfield | IgnoreSilica | 2019 | 106.9144 | 17.3358 | 2.0771 | 4 | 6728.3818 | 12370.9429 | 137.1672 | 252.1984 | 102.5575 | 13.7762 | 91.824 | 4913993.9771 | 0 | 3822621.9179 | 0 | 0 | 0 | 2019939.9424 | 4195056.7766 | 10914677.2082 | 7449491.4688 | 33315781.2909 | 961560.8286 | 21624711.9638 | 21624711.9638 | 16547321.491 | 8708592.4126 | 0 | 55902054.0833 | 102782679.9507 | 23713.7371 | 8.3084 | 6728.3818 | 12370.9429 | 137.1672 | 252.1984
1 | 5000 | 707 | 0.03 | 15 | 15 | 7 | 3.1623e-11 | 5spot_SharedNeighbor | CO2 | Porous | Wet | R600a | MinimizeLCOE_Brownfield | IgnoreSilica | 2019 | 114.2808 | 18.6166 | 2.2642 | 4 | 6305.2182 | 11481.5709 | 128.5404 | 234.0674 | 102.1128 | 13.6025 | 95.8469 | 5125081.4243 | 0 | 4031911.2732 | 0 | 0 | 0 | 1987764.2802 | 4346455.2213 | 11308584.9052 | 7718341.566 | 34518138.6702 | 961560.8286 | 21624711.9638 | 21624711.9638 | 16547321.491 | 8708592.4126 | 0 | 57104411.4626 | 103985037.33 | 31622.7766 | 9.0567 | 6305.2182 | 11481.5709 | 128.5404 | 234.0674
1 | 5000 | 707 | 0.03 | 15 | 15 | 7 | 4.217e-11 | 5spot_SharedNeighbor | CO2 | Porous | Wet | R600a | MinimizeLCOE_Brownfield | IgnoreSilica | 2019 | 120.264 | 19.6632 | 2.4205 | 4 | 5990.2837 | 10832.262 | 122.12 | 220.8303 | 101.7111 | 13.4518 | 98.2326 | 5289061.0572 | 0 | 4199918.2616 | 0 | 0 | 0 | 1944500.1109 | 4459056.9776 | 11601551.5773 | 7918297.3396 | 35412385.3241 | 961560.8286 | 21624711.9638 | 21624711.9638 | 16547321.491 | 8708592.4126 | 0 | 57998658.1166 | 104879283.984 | 42169.6503 | 9.6821 | 5990.2837 | 10832.262 | 122.12 | 220.8303
1 | 5000 | 707 | 0.03 | 15 | 15 | 7 | 5.6234e-11 | 5spot_SharedNeighbor | CO2 | Porous | Wet | R600a | MinimizeLCOE_Brownfield | IgnoreSilica | 2019 | 124.9944 | 20.4953 | 2.5474 | 4 | 5755.6604 | 10356.4254 | 117.3369 | 211.1297 | 101.3678 | 13.3265 | 101.83 | 5413964.4806 | 0 | 4331563.0002 | 0 | 0 | 0 | 1897834.3139 | 4540911.0999 | 11814519.213 | 8063652.127 | 36062444.2345 | 961560.8286 | 21624711.9638 | 21624711.9638 | 16547321.491 | 8708592.4126 | 0 | 58648717.027 | 105529342.8944 | 56234.1325 | 10.1897 | 5755.6604 | 10356.4254 | 117.3369 | 211.1297
1 | 5000 | 707 | 0.03 | 15 | 15 | 7 | 7.4989e-11 | 5spot_SharedNeighbor | CO2 | Porous | Wet | R600a | MinimizeLCOE_Brownfield | IgnoreSilica | 2019 | 128.6996 | 21.1496 | 2.6486 | 4 | 5580.6608 | 10005.7366 | 113.7693 | 203.9805 | 101.0832 | 13.2245 | 101.4166 | 5508871.0059 | 0 | 4433984.643 | 0 | 0 | 0 | 1853717.6744 | 4600663.5961 | 11969982.9511 | 8169759.3227 | 36536979.1931 | 961560.8286 | 21624711.9638 | 21624711.9638 | 16547321.491 | 8708592.4126 | 0 | 59123251.9856 | 106003877.853 | 74989.4209 | 10.5943 | 5580.6608 | 10005.7366 | 113.7693 | 203.9805
1 | 5000 | 707 | 0.03 | 15 | 15 | 7 | 1e-10 | 5spot_SharedNeighbor | CO2 | Porous | Wet | R600a | MinimizeLCOE_Brownfield | IgnoreSilica | 2019 | 131.565 | 21.6573 | 2.7279 | 4 | 5449.9847 | 9746.3758 | 111.1053 | 198.6931 | 100.8535 | 13.1434 | 104.8604 | 5580490.3745 | 0 | 4512783.3744 | 0 | 0 | 0 | 1814675.5239 | 4644100.2164 | 12082996.127 | 8246893.1374 | 36881938.7536 | 961560.8286 | 21624711.9638 | 21624711.9638 | 16547321.491 | 8708592.4126 | 0 | 59468211.546 | 106348837.4134 | 100000 | 10.9116 | 5449.9847 | 9746.3758 | 111.1053 | 198.6931
1 | 5000 | 707 | 0.03 | 15 | 15 | 7 | 1.3335e-10 | 5spot_SharedNeighbor | CO2 | Porous | Wet | R600a | MinimizeLCOE_Brownfield | IgnoreSilica | 2019 | 133.7567 | 22.0467 | 2.7894 | 4 | 5352.3106 | 9554.0482 | 109.1141 | 194.7722 | 100.6721 | 13.08 | 110.7588 | 5634226.4985 | 0 | 4572827.691 | 0 | 0 | 0 | 1781567.0772 | 4675562.294 | 12164853.9993 | 8302762.8172 | 37131800.3771 | 961560.8286 | 21624711.9638 | 21624711.9638 | 16547321.491 | 8708592.4126 | 0 | 59718073.1696 | 106598699.037 | 133352.1432 | 11.1574 | 5352.3106 | 9554.0482 | 109.1141 | 194.7722
1 | 5000 | 707 | 0.03 | 15 | 15 | 7 | 1.7783e-10 | 5spot_SharedNeighbor | CO2 | Porous | Wet | R600a | MinimizeLCOE_Brownfield | IgnoreSilica | 2019 | 135.4204 | 22.343 | 2.8365 | 4 | 5279.2462 | 9411.1121 | 107.6246 | 191.8582 | 100.5312 | 13.0311 | 104.927 | 5674404.7431 | 0 | 4618271.8664 | 0 | 0 | 0 | 1754338.7089 | 4698335.9741 | 12224106.4435 | 8343203.828 | 37312661.5639 | 961560.8286 | 21624711.9638 | 21624711.9638 | 16547321.491 | 8708592.4126 | 0 | 59898934.3564 | 106779560.2238 | 177827.941 | 11.3461 | 5279.2462 | 9411.1121 | 107.6246 | 191.8582
1 | 5000 | 707 | 0.03 | 15 | 15 | 7 | 2.3714e-10 | 5spot_SharedNeighbor | CO2 | Porous | Wet | R600a | MinimizeLCOE_Brownfield | IgnoreSilica | 2019 | 136.6922 | 22.5697 | 2.8727 | 4 | 5224.5572 | 9304.4587 | 106.5097 | 189.684 | 100.4215 | 12.9933 | 103.4141 | 5704767.3482 | 0 | 4652939.7922 | 0 | 0 | 0 | 1732734.4627 | 4715272.2252 | 12268171.0947 | 8373278.8578 | 37447163.7809 | 961560.8286 | 21624711.9638 | 21624711.9638 | 16547321.491 | 8708592.4126 | 0 | 60033436.5734 | 106914062.4408 | 237137.3706 | 11.4906 | 5224.5572 | 9304.4587 | 106.5097 | 189.684
1 | 5000 | 707 | 0.03 | 15 | 15 | 7 | 3.1623e-10 | 5spot_SharedNeighbor | CO2 | Porous | Wet | R600a | MinimizeLCOE_Brownfield | IgnoreSilica | 2019 | 137.6519 | 22.741 | 2.9001 | 4 | 5183.6031 | 9224.8997 | 105.6748 | 188.0621 | 100.3376 | 12.9645 | 105.8018 | 5727470.8061 | 0 | 4679053.4569 | 0 | 0 | 0 | 1715685.1997 | 4727661.6905 | 12300405.9418 | 8395279.8034 | 37545556.8984 | 961560.8286 | 21624711.9638 | 21624711.9638 | 16547321.491 | 8708592.4126 | 0 | 60131829.6908 | 107012455.5582 | 316227.766 | 11.6004 | 5183.6031 | 9224.8997 | 105.6748 | 188.0621
1 | 5000 | 707 | 0.03 | 15 | 15 | 7 | 4.217e-10 | 5spot_SharedNeighbor | CO2 | Porous | Wet | R600a | MinimizeLCOE_Brownfield | IgnoreSilica | 2019 | 138.3707 | 22.8695 | 2.9208 | 4 | 5152.9237 | 9165.5317 | 105.0493 | 186.8518 | 100.2742 | 12.9428 | 101.4567 | 5744361.6021 | 0 | 4698590.809 | 0 | 0 | 0 | 1702335.9073 | 4736662.4442 | 12323824.0566 | 8411263.1479 | 37617037.967 | 961560.8286 | 21624711.9638 | 21624711.9638 | 16547321.491 | 8708592.4126 | 0 | 60203310.7595 | 107083936.6269 | 421696.5034 | 11.6833 | 5152.9237 | 9165.5317 | 105.0493 | 186.8518
1 | 5000 | 707 | 0.03 | 15 | 15 | 7 | 5.6234e-10 | 5spot_SharedNeighbor | CO2 | Porous | Wet | R600a | MinimizeLCOE_Brownfield | IgnoreSilica | 2019 | 138.9165 | 22.9671 | 2.9365 | 4 | 5129.9351 | 9121.0739 | 104.5807 | 185.9454 | 100.2256 | 12.9262 | 105.7506 | 5757121.4227 | 0 | 4713412.4533 | 0 | 0 | 0 | 1692130.4979 | 4743439.1058 | 12341455.5402 | 8423296.9978 | 37670856.0177 | 961560.8286 | 21624711.9638 | 21624711.9638 | 16547321.491 | 8708592.4126 | 0 | 60257128.8102 | 107137754.6776 | 562341.3252 | 11.7462 | 5129.9351 | 9121.0739 | 104.5807 | 185.9454
1 | 5000 | 707 | 0.03 | 15 | 15 | 7 | 7.4989e-10 | 5spot_SharedNeighbor | CO2 | Porous | Wet | R600a | MinimizeLCOE_Brownfield | IgnoreSilica | 2019 | 139.3233 | 23.0399 | 2.9484 | 4 | 5112.7059 | 9087.8599 | 104.2294 | 185.2683 | 100.1892 | 12.9138 | 115.4078 | 5766592.1555 | 0 | 4724449.5615 | 0 | 0 | 0 | 1684251.6871 | 4748364.4276 | 12354270.217 | 8432043.278 | 37709971.3266 | 961560.8286 | 21624711.9638 | 21624711.9638 | 16547321.491 | 8708592.4126 | 0 | 60296244.119 | 107176869.9864 | 749894.2093 | 11.7934 | 5112.7059 | 9087.8599 | 104.2294 | 185.2683
1 | 5000 | 707 | 0.03 | 15 | 15 | 7 | 1e-09 | 5spot_SharedNeighbor | CO2 | Porous | Wet | R600a | MinimizeLCOE_Brownfield | IgnoreSilica | 2019 | 139.6398 | 23.0964 | 2.9574 | 4 | 5099.7915 | 9062.8429 | 103.9661 | 184.7583 | 100.1608 | 12.9041 | 102.3862 | 5773941.9851 | 0 | 4733035.0283 | 0 | 0 | 0 | 1678443.2954 | 4752313.9204 | 12364545.9873 | 8439056.7024 | 37741336.9189 | 961560.8286 | 21624711.9638 | 21624711.9638 | 16547321.491 | 8708592.4126 | 0 | 60327609.7113 | 107208235.5787 | 1000000 | 11.8294 | 5099.7915 | 9062.8429 | 103.9661 | 184.7583
1 | 5000 | 707 | 0.03 | 15 | 15 | 7 | 1.3335e-09 | 5spot_SharedNeighbor | CO2 | Porous | Wet | R600a | MinimizeLCOE_Brownfield | IgnoreSilica | 2019 | 139.8593 | 23.1359 | 2.9639 | 4 | 5090.1101 | 9044.3577 | 103.7688 | 184.3815 | 100.141 | 12.8974 | 90.8041 | 5779025.1721 | 0 | 4738985.5969 | 0 | 0 | 0 | 1673716.2748 | 4754773.5471 | 12370945.4314 | 8443424.4544 | 37760870.4767 | 961560.8286 | 21624711.9638 | 21624711.9638 | 16547321.491 | 8708592.4126 | 0 | 60347143.2691 | 107227769.1366 | 1333521.4322 | 11.8558 | 5090.1101 | 9044.3577 | 103.7688 | 184.3815
1 | 5000 | 707 | 0.03 | 15 | 15 | 7 | 1.7783e-09 | 5spot_SharedNeighbor | CO2 | Porous | Wet | R600a | MinimizeLCOE_Brownfield | IgnoreSilica | 2019 | 140.0445 | 23.1689 | 2.9691 | 4 | 5082.8519 | 9030.2278 | 103.6208 | 184.0934 | 100.1243 | 12.8917 | 87.4313 | 5783309.5173 | 0 | 4744005.7208 | 0 | 0 | 0 | 1670498.5582 | 4757147.3806 | 12377121.6591 | 8447639.8568 | 37779722.6928 | 961560.8286 | 21624711.9638 | 21624711.9638 | 16547321.491 | 8708592.4126 | 0 | 60365995.4852 | 107246621.3526 | 1778279.41 | 11.8764 | 5082.8519 | 9030.2278 | 103.6208 | 184.0934
1 | 5000 | 707 | 0.03 | 15 | 15 | 7 | 2.3714e-09 | 5spot_SharedNeighbor | CO2 | Porous | Wet | R600a | MinimizeLCOE_Brownfield | IgnoreSilica | 2019 | 140.1734 | 23.192 | 2.9729 | 4 | 5077.4099 | 9019.7779 | 103.5099 | 183.8804 | 100.1127 | 12.8877 | 103.1039 | 5786286.4581 | 0 | 4747498.7043 | 0 | 0 | 0 | 1667892.722 | 4758654.3749 | 12381042.5493 | 8450315.9449 | 37791690.7535 | 961560.8286 | 21624711.9638 | 21624711.9638 | 16547321.491 | 8708592.4126 | 0 | 60377963.546 | 107258589.4134 | 2371373.7057 | 11.8915 | 5077.4099 | 9019.7779 | 103.5099 | 183.8804
1 | 5000 | 707 | 0.03 | 15 | 15 | 7 | 3.1623e-09 | 5spot_SharedNeighbor | CO2 | Porous | Wet | R600a | MinimizeLCOE_Brownfield | IgnoreSilica | 2019 | 140.266 | 23.2087 | 2.9757 | 4 | 5073.3295 | 9012.0019 | 103.4267 | 183.7218 | 100.1043 | 12.8849 | 101.8259 | 5788422.8532 | 0 | 4750007.8066 | 0 | 0 | 0 | 1665857.7989 | 4759672.4989 | 12383691.499 | 8452123.9075 | 37799776.3642 | 961560.8286 | 21624711.9638 | 21624711.9638 | 16547321.491 | 8708592.4126 | 0 | 60386049.1566 | 107266675.024 | 3162277.6602 | 11.9026 | 5073.3295 | 9012.0019 | 103.4267 | 183.7218
1 | 5000 | 707 | 0.03 | 15 | 15 | 7 | 4.217e-09 | 5spot_SharedNeighbor | CO2 | Porous | Wet | R600a | MinimizeLCOE_Brownfield | IgnoreSilica | 2019 | 140.3392 | 23.2218 | 2.9778 | 4 | 5070.27 | 9006.1227 | 103.3643 | 183.602 | 100.0977 | 12.8826 | 97.2175 | 5790109.7917 | 0 | 4751989.7632 | 0 | 0 | 0 | 1664390.4475 | 4760531.1009 | 12385925.4054 | 8453648.5945 | 37806595.1033 | 961560.8286 | 21624711.9638 | 21624711.9638 | 16547321.491 | 8708592.4126 | 0 | 60392867.8957 | 107273493.7631 | 4216965.0343 | 11.9112 | 5070.27 | 9006.1227 | 103.3643 | 183.602
1 | 5000 | 707 | 0.03 | 15 | 15 | 7 | 5.6234e-09 | 5spot_SharedNeighbor | CO2 | Porous | Wet | R600a | MinimizeLCOE_Brownfield | IgnoreSilica | 2019 | 140.3929 | 23.2315 | 2.9794 | 4 | 5067.9759 | 9001.7312 | 103.3175 | 183.5125 | 100.0928 | 12.881 | 92.0943 | 5791347.5388 | 0 | 4753444.739 | 0 | 0 | 0 | 1663266.8328 | 4761143.0531 | 12387517.5795 | 8454735.2861 | 37811455.0293 | 961560.8286 | 21624711.9638 | 21624711.9638 | 16547321.491 | 8708592.4126 | 0 | 60397727.8218 | 107278353.6892 | 5623413.2519 | 11.9175 | 5067.9759 | 9001.7312 | 103.3175 | 183.5125
1 | 5000 | 707 | 0.03 | 15 | 15 | 7 | 7.4989e-09 | 5spot_SharedNeighbor | CO2 | Porous | Wet | R600a | MinimizeLCOE_Brownfield | IgnoreSilica | 2019 | 140.4318 | 23.2385 | 2.9806 | 4 | 5066.2556 | 8998.4577 | 103.2825 | 183.4457 | 100.0892 | 12.8798 | 96.2257 | 5792243.3596 | 0 | 4754498.2727 | 0 | 0 | 0 | 1662398.4293 | 4761564.624 | 12388614.4205 | 8455483.9026 | 37814803.0088 | 961560.8286 | 21624711.9638 | 21624711.9638 | 16547321.491 | 8708592.4126 | 0 | 60401075.8012 | 107281701.6686 | 7498942.0933 | 11.9222 | 5066.2556 | 8998.4577 | 103.2825 | 183.4457
1 | 5000 | 707 | 0.03 | 15 | 15 | 7 | 1e-08 | 5spot_SharedNeighbor | CO2 | Porous | Wet | R600a | MinimizeLCOE_Brownfield | IgnoreSilica | 2019 | 140.4707 | 23.2453 | 2.9815 | 4 | 5064.9657 | 8995.871 | 103.2562 | 183.393 | 100.0857 | 12.8786 | 99.4086 | 5793139.8386 | 0 | 4755551.748 | 0 | 0 | 0 | 1661914.5491 | 4762136.3929 | 12390102.0459 | 8456499.2375 | 37819343.812 | 961560.8286 | 21624711.9638 | 21624711.9638 | 16547321.491 | 8708592.4126 | 0 | 60405616.6044 | 107286242.4718 | 10000000 | 11.9262 | 5064.9657 | 8995.871 | 103.2562 | 183.393
1 | 5100 | 707 | 0.03 | 15 | 15 | 7 | 1e-13 | 5spot_SharedNeighbor | CO2 | Porous | Wet | R600a | MinimizeLCOE_Brownfield | IgnoreSilica | 2019 | 0 | 0 | 0 | 0 |  |  |  |  | 15 |  | 22.3494 | [19 empty] | 100 | 0
1 | 5100 | 707 | 0.03 | 15 | 15 | 7 | 1.3335e-13 | 5spot_SharedNeighbor | CO2 | Porous | Wet | R600a | MinimizeLCOE_Brownfield | IgnoreSilica | 2019 | 1.6 | 0.010119 | 0.0029295 | 4 | 2083957.397 | 6182811.3616 | 42484.2903 | 126044.9725 | 66.4406 | 12.5304 | 26.6772 | 170078.7396 | 0 | 72153.3057 | 0 | 0 | 0 | 166718.5185 | 159490.7199 | 414962.1371 | 283220.1852 | 1266623.6059 | 961560.8286 | 22191273.92 | 22191273.92 | 16930155.7018 | 8908244.0339 | 0 | 24419458.3545 | 72449132.0102 | 133.3521 | 0.011718 | 2083957.397 | 6182811.3616 | 42484.2903 | 126044.9725
1 | 5100 | 707 | 0.03 | 15 | 15 | 7 | 1.7783e-13 | 5spot_SharedNeighbor | CO2 | Porous | Wet | R600a | MinimizeLCOE_Brownfield | IgnoreSilica | 2019 | 1.6 | 0.0256 | 0.006633 | 4 | 918022.1351 | 2728277.6075 | 18715.1229 | 55619.6293 | 66.4406 | 12.5304 | 28.4002 | 170078.7429 | 0 | 72153.3039 | 0 | 0 | 0 | 146536.9251 | 151619.899 | 394483.8757 | 269243.351 | 1204116.0977 | 961560.8286 | 22191273.92 | 22191273.92 | 16930155.7018 | 8908244.0339 | 0 | 24356950.8462 | 72386624.502 | 177.8279 | 0.026532 | 918022.1351 | 2728277.6075 | 18715.1229 | 55619.6293
1 | 5100 | 707 | 0.03 | 15 | 15 | 7 | 2.3714e-13 | 5spot_SharedNeighbor | CO2 | Porous | Wet | R600a | MinimizeLCOE_Brownfield | IgnoreSilica | 2019 | 3.3077 | 0.20408 | 0.018501 | 4 | 347015.8973 | 996043.329 | 7074.3884 | 20305.6905 | 82.5357 | 13.8355 | 50.1489 | 345460.144 | 0 | 177270.8655 | 0 | 0 | 0 | 293224.2942 | 318222.5685 | 827949.8467 | 565092.7831 | 2527220.502 | 961560.8286 | 22191273.92 | 22191273.92 | 16930155.7018 | 8908244.0339 | 0 | 25680055.2506 | 73709728.9063 | 237.1374 | 0.074003 | 347015.8973 | 996043.329 | 7074.3884 | 20305.6905
1 | 5100 | 707 | 0.03 | 15 | 15 | 7 | 3.1623e-13 | 5spot_SharedNeighbor | CO2 | Porous | Wet | R600a | MinimizeLCOE_Brownfield | IgnoreSilica | 2019 | 4.4844 | 0.36745 | 0.032704 | 4 | 202188.4946 | 569346.4805 | 4121.8859 | 11606.8981 | 88.0069 | 14.2187 | 66.7571 | 454583.6914 | 0 | 244767.4742 | 0 | 0 | 0 | 364946.2696 | 415075.9998 | 1079942.6076 | 737083.0203 | 3296399.0629 | 961560.8286 | 22191273.92 | 22191273.92 | 16930155.7018 | 8908244.0339 | 0 | 26449233.8115 | 74478907.4672 | 316.2278 | 0.13081 | 202188.4946 | 569346.4805 | 4121.8859 | 11606.8981
1 | 5100 | 707 | 0.03 | 15 | 15 | 7 | 4.217e-13 | 5spot_SharedNeighbor | CO2 | Porous | Wet | R600a | MinimizeLCOE_Brownfield | IgnoreSilica | 2019 | 5.9749 | 0.58857 | 0.052788 | 4 | 129497.7398 | 356961.8184 | 2639.9866 | 7277.1495 | 92.3677 | 14.5028 | 60.85 | 582372.3044 | 0 | 325661.138 | 0 | 0 | 0 | 445092.3214 | 527719.0479 | 1373016.7125 | 937112.1189 | 4190973.643 | 961560.8286 | 22191273.92 | 22191273.92 | 16930155.7018 | 8908244.0339 | 0 | 27343808.3916 | 75373482.0473 | 421.6965 | 0.21115 | 129497.7398 | 356961.8184 | 2639.9866 | 7277.1495
1 | 5100 | 707 | 0.03 | 15 | 15 | 7 | 5.6234e-13 | 5spot_SharedNeighbor | CO2 | Porous | Wet | R600a | MinimizeLCOE_Brownfield | IgnoreSilica | 2019 | 7.8897 | 0.88379 | 0.08046 | 4 | 88248.3385 | 237482.6363 | 1799.0617 | 4841.4048 | 95.8733 | 14.7173 | 63.2311 | 733810.6592 | 0 | 423865.0351 | 0 | 0 | 0 | 537075.4097 | 660952.9305 | 1719663.9451 | 1173705.9781 | 5249073.9577 | 961560.8286 | 22191273.92 | 22191273.92 | 16930155.7018 | 8908244.0339 | 0 | 28401908.7063 | 76431582.362 | 562.3413 | 0.32184 | 88248.3385 | 237482.6363 | 1799.0617 | 4841.4048
1 | 5100 | 707 | 0.03 | 15 | 15 | 7 | 7.4989e-13 | 5spot_SharedNeighbor | CO2 | Porous | Wet | R600a | MinimizeLCOE_Brownfield | IgnoreSilica | 2019 | 10.3381 | 1.2708 | 0.11791 | 4 | 62862.1156 | 164700.8645 | 1281.5293 | 3357.6499 | 98.6586 | 14.878 | 66.2572 | 912356.1571 | 0 | 542537.3857 | 0 | 0 | 0 | 641962.2978 | 817773.7778 | 2127679.6214 | 1452185.0611 | 6494494.3009 | 961560.8286 | 22191273.92 | 22191273.92 | 16930155.7018 | 8908244.0339 | 0 | 29647329.0495 | 77677002.7052 | 749.8942 | 0.47162 | 62862.1156 | 164700.8645 | 1281.5293 | 3357.6499
1 | 5100 | 707 | 0.03 | 15 | 15 | 7 | 1e-12 | 5spot_SharedNeighbor | CO2 | Porous | Wet | R600a | MinimizeLCOE_Brownfield | IgnoreSilica | 2019 | 13.4586 | 1.7719 | 0.16793 | 4 | 46315.0355 | 117819.2075 | 944.1946 | 2401.9039 | 100.8529 | 14.9966 | 55.8797 | 1122326.3874 | 0 | 685606.8964 | 0 | 0 | 0 | 761175.9204 | 1001952.5896 | 2606875.1095 | 1779245.8282 | 7957182.7315 | 961560.8286 | 22191273.92 | 22191273.92 | 16930155.7018 | 8908244.0339 | 0 | 31110017.4801 | 79139691.1358 | 1000 | 0.6717 | 46315.0355 | 117819.2075 | 944.1946 | 2401.9039
1 | 5100 | 707 | 0.03 | 15 | 15 | 7 | 1.3335e-12 | 5spot_SharedNeighbor | CO2 | Porous | Wet | R600a | MinimizeLCOE_Brownfield | IgnoreSilica | 2019 | 17.4 | 2.4123 | 0.23397 | 4 | 35060.4639 | 86380.2856 | 714.755 | 1760.979 | 102.5578 | 15.0797 | 65.6329 | 1367342.0183 | 0 | 856780.1346 | 0 | 0 | 0 | 894731.1062 | 1216352.7711 | 3164700.4021 | 2159973.0525 | 9659879.4849 | 961560.8286 | 22191273.92 | 22191273.92 | 16930155.7018 | 8908244.0339 | 0 | 32812714.2335 | 80842387.8892 | 1333.5214 | 0.93589 | 35060.4639 | 86380.2856 | 714.755 | 1760.979
1 | 5100 | 707 | 0.03 | 15 | 15 | 7 | 1.7783e-12 | 5spot_SharedNeighbor | CO2 | Porous | Wet | R600a | MinimizeLCOE_Brownfield | IgnoreSilica | 2019 | 22.3797 | 3.2275 | 0.32035 | 4 | 27158.893 | 64640.6062 | 553.6708 | 1317.7862 | 103.8749 | 15.1333 | 61.1869 | 1653784.8103 | 0 | 1061949.4649 | 0 | 0 | 0 | 1045342.9752 | 1466820.1277 | 3816365.086 | 2604747.5897 | 11649010.0538 | 961560.8286 | 22191273.92 | 22191273.92 | 16930155.7018 | 8908244.0339 | 0 | 34801844.8023 | 82831518.4581 | 1778.2794 | 1.2814 | 27158.893 | 64640.6062 | 553.6708 | 1317.7862
1 | 5100 | 707 | 0.03 | 15 | 15 | 7 | 2.3714e-12 | 5spot_SharedNeighbor | CO2 | Porous | Wet | R600a | MinimizeLCOE_Brownfield | IgnoreSilica | 2019 | 28.5593 | 4.2462 | 0.43174 | 4 | 21472.0104 | 49283.567 | 437.736 | 1004.7122 | 104.8599 | 15.1573 | 62.1588 | 1983128.903 | 0 | 1303948.3074 | 0 | 0 | 0 | 1210018.0067 | 1753867.1347 | 4563202.5168 | 3114479.4821 | 13928644.3506 | 961560.8286 | 22191273.92 | 22191273.92 | 16930155.7018 | 8908244.0339 | 0 | 37081479.0992 | 85111152.7549 | 2371.3737 | 1.727 | 21472.0104 | 49283.567 | 437.736 | 1004.7122
1 | 5100 | 707 | 0.03 | 15 | 15 | 7 | 3.1623e-12 | 5spot_SharedNeighbor | CO2 | Porous | Wet | R600a | MinimizeLCOE_Brownfield | IgnoreSilica | 2019 | 36.1233 | 5.501 | 0.57306 | 4 | 17302.374 | 38255.4874 | 352.7323 | 779.8899 | 105.5651 | 15.15 | 76.377 | 2357181.6988 | 0 | 1586174.2094 | 0 | 0 | 0 | 1386672.297 | 2078711 | 5408379.6198 | 3691330.2216 | 16508449.0467 | 961560.8286 | 22191273.92 | 22191273.92 | 16930155.7018 | 8908244.0339 | 0 | 39661283.7953 | 87690957.451 | 3162.2777 | 2.2922 | 17302.374 | 38255.4874 | 352.7323 | 779.8899
1 | 5100 | 707 | 0.03 | 15 | 15 | 7 | 4.217e-12 | 5spot_SharedNeighbor | CO2 | Porous | Wet | R600a | MinimizeLCOE_Brownfield | IgnoreSilica | 2019 | 45.1318 | 7.0054 | 0.74799 | 4 | 14204.3128 | 30257.2412 | 289.5741 | 616.8348 | 106.0204 | 15.107 | 61.2744 | 2771072.1898 | 0 | 1907371.7217 | 0 | 0 | 0 | 1567689.716 | 2435992.1147 | 6337951.7919 | 4325782.3298 | 19345859.8639 | 961560.8286 | 22191273.92 | 22191273.92 | 16930155.7018 | 8908244.0339 | 0 | 42498694.6125 | 90528368.2682 | 4216.965 | 2.992 | 14204.3128 | 30257.2412 | 289.5741 | 616.8348
1 | 5100 | 707 | 0.03 | 15 | 15 | 7 | 5.6234e-12 | 5spot_SharedNeighbor | CO2 | Porous | Wet | R600a | MinimizeLCOE_Brownfield | IgnoreSilica | 2019 | 55.4607 | 8.7435 | 0.95712 | 4 | 11883.8028 | 24429.133 | 242.2674 | 498.0209 | 106.2443 | 15.0235 | 63.8774 | 3212516.4571 | 0 | 2260599.4269 | 0 | 0 | 0 | 1741077.8829 | 2813535.5691 | 7320242.4153 | 4996215.8644 | 22344187.6157 | 961560.8286 | 22191273.92 | 22191273.92 | 16930155.7018 | 8908244.0339 | 0 | 45497022.3643 | 93526696.02 | 5623.4133 | 3.8285 | 11883.8028 | 24429.133 | 242.2674 | 498.0209
1 | 5100 | 707 | 0.03 | 15 | 15 | 7 | 7.4989e-12 | 5spot_SharedNeighbor | CO2 | Porous | Wet | R600a | MinimizeLCOE_Brownfield | IgnoreSilica | 2019 | 67.005 | 10.6985 | 1.1984 | 4 | 10130.6927 | 20150.3534 | 206.5279 | 410.7922 | 106.2472 | 14.8934 | 82.1597 | 3671591.2963 | 0 | 2630377.5665 | 0 | 0 | 0 | 1901775.1805 | 3199460.1769 | 8324339.0807 | 5681532.4706 | 25409075.7714 | 961560.8286 | 22191273.92 | 22191273.92 | 16930155.7018 | 8908244.0339 | 0 | 48561910.52 | 96591584.1757 | 7498.9421 | 4.7935 | 10130.6927 | 20150.3534 | 206.5279 | 410.7922
1 | 5100 | 707 | 0.03 | 15 | 15 | 7 | 1e-11 | 5spot_SharedNeighbor | CO2 | Porous | Wet | R600a | MinimizeLCOE_Brownfield | IgnoreSilica | 2019 | 78.5929 | 12.6829 | 1.4561 | 4 | 8816.1596 | 17062.4766 | 179.7293 | 347.8417 | 106.0515 | 14.7266 | 84.2092 | 4100922.0099 | 0 | 2988400.6816 | 0 | 0 | 0 | 2014167.7394 | 3550361.2681 | 9237311.7402 | 6304655.0705 | 28195818.5097 | 961560.8286 | 22191273.92 | 22191273.92 | 16930155.7018 | 8908244.0339 | 0 | 51348653.2583 | 99378326.914 | 10000 | 5.8244 | 8816.1596 | 17062.4766 | 179.7293 | 347.8417
1 | 5100 | 707 | 0.03 | 15 | 15 | 7 | 1.3335e-11 | 5spot_SharedNeighbor | CO2 | Porous | Wet | R600a | MinimizeLCOE_Brownfield | IgnoreSilica | 2019 | 89.7332 | 14.6087 | 1.7164 | 4 | 7833.6533 | 14829.3541 | 159.6996 | 302.3164 | 105.7049 | 14.5334 | 81.8228 | 4486712.9142 | 0 | 3322729.8677 | 0 | 0 | 0 | 2079926.3774 | 3856853.9721 | 10034742.886 | 6848918.213 | 30629884.2305 | 961560.8286 | 22191273.92 | 22191273.92 | 16930155.7018 | 8908244.0339 | 0 | 53782718.979 | 101812392.6347 | 13335.2143 | 6.8656 | 7833.6533 | 14829.3541 | 159.6996 | 302.3164
1 | 5100 | 707 | 0.03 | 15 | 15 | 7 | 1.7783e-11 | 5spot_SharedNeighbor | CO2 | Porous | Wet | R600a | MinimizeLCOE_Brownfield | IgnoreSilica | 2019 | 99.8787 | 16.3779 | 1.9642 | 4 | 7101.3819 | 13214.4794 | 144.7713 | 269.395 | 105.267 | 14.33 | 86.3718 | 4816399.4053 | 0 | 3620018.3753 | 0 | 0 | 0 | 2102479.824 | 4110170.0658 | 10693819.3995 | 7298751.4761 | 32641638.5461 | 961560.8286 | 22191273.92 | 22191273.92 | 16930155.7018 | 8908244.0339 | 0 | 55794473.2947 | 103824146.9504 | 17782.7941 | 7.8568 | 7101.3819 | 13214.4794 | 144.7713 | 269.395
1 | 5100 | 707 | 0.03 | 15 | 15 | 7 | 2.3714e-11 | 5spot_SharedNeighbor | CO2 | Porous | Wet | R600a | MinimizeLCOE_Brownfield | IgnoreSilica | 2019 | 108.6607 | 17.922 | 2.1877 | 4 | 6556.5296 | 12045.2409 | 133.6637 | 245.5585 | 104.799 | 14.1331 | 94.6804 | 5085669.311 | 0 | 3872491.3563 | 0 | 0 | 0 | 2090634.4584 | 4309030.099 | 11211212.4141 | 7651882.84 | 34220920.4788 | 961560.8286 | 22191273.92 | 22191273.92 | 16930155.7018 | 8908244.0339 | 0 | 57373755.2274 | 105403428.8831 | 23713.7371 | 8.7506 | 6556.5296 | 12045.2409 | 133.6637 | 245.5585
1 | 5100 | 707 | 0.03 | 15 | 15 | 7 | 3.1623e-11 | 5spot_SharedNeighbor | CO2 | Porous | Wet | R600a | MinimizeLCOE_Brownfield | IgnoreSilica | 2019 | 115.9734 | 19.2172 | 2.3804 | 4 | 6151.2892 | 11195.6113 | 125.4024 | 228.2377 | 104.3483 | 13.9546 | 103.9674 | 5298668.5591 | 0 | 4079614.1562 | 0 | 0 | 0 | 2056642.1885 | 4459620.7125 | 11603018.3 | 7919298.4079 | 35416862.3243 | 961560.8286 | 22191273.92 | 22191273.92 | 16930155.7018 | 8908244.0339 | 0 | 58569697.0729 | 106599370.7286 | 31622.7766 | 9.5215 | 6151.2892 | 11195.6113 | 125.4024 | 228.2377
1 | 5100 | 707 | 0.03 | 15 | 15 | 7 | 4.217e-11 | 5spot_SharedNeighbor | CO2 | Porous | Wet | R600a | MinimizeLCOE_Brownfield | IgnoreSilica | 2019 | 121.8861 | 20.2711 | 2.5409 | 4 | 5849.7207 | 10575.4153 | 119.2545 | 215.5941 | 103.9438 | 13.8005 | 89.4696 | 5463479.3819 | 0 | 4245176.5833 | 0 | 0 | 0 | 2011693.5841 | 4570936.3242 | 11892638.6877 | 8116970.2736 | 36300894.8348 | 961560.8286 | 22191273.92 | 22191273.92 | 16930155.7018 | 8908244.0339 | 0 | 59453729.5834 | 107483403.2391 | 42169.6503 | 10.1635 | 5849.7207 | 10575.4153 | 119.2545 | 215.5941
1 | 5100 | 707 | 0.03 | 15 | 15 | 7 | 5.6234e-11 | 5spot_SharedNeighbor | CO2 | Porous | Wet | R600a | MinimizeLCOE_Brownfield | IgnoreSilica | 2019 | 126.5756 | 21.1112 | 2.6711 | 4 | 5625.0641 | 10120.3711 | 114.6745 | 206.3175 | 103.5977 | 13.6722 | 100.9415 | 5589479.7121 | 0 | 4375344.0477 | 0 | 0 | 0 | 1964331.7512 | 4652370.6493 | 12104514.097 | 8261579.5941 | 36947619.8513 | 961560.8286 | 22191273.92 | 22191273.92 | 16930155.7018 | 8908244.0339 | 0 | 60100454.5999 | 108130128.2556 | 56234.1325 | 10.6844 | 5625.0641 | 10120.3711 | 114.6745 | 206.3175
1 | 5100 | 707 | 0.03 | 15 | 15 | 7 | 7.4989e-11 | 5spot_SharedNeighbor | CO2 | Porous | Wet | R600a | MinimizeLCOE_Brownfield | IgnoreSilica | 2019 | 130.2271 | 21.7683 | 2.7745 | 4 | 5457.5014 | 9785.222 | 111.2585 | 199.485 | 103.3125 | 13.5685 | 95.883 | 5684697.078 | 0 | 4476035.3187 | 0 | 0 | 0 | 1919424.9612 | 4711261.3696 | 12257735.671 | 8366156.4667 | 37415310.8651 | 961560.8286 | 22191273.92 | 22191273.92 | 16930155.7018 | 8908244.0339 | 0 | 60568145.6137 | 108597819.2694 | 74989.4209 | 11.0981 | 5457.5014 | 9785.222 | 111.2585 | 199.485
1 | 5100 | 707 | 0.03 | 15 | 15 | 7 | 1e-10 | 5spot_SharedNeighbor | CO2 | Porous | Wet | R600a | MinimizeLCOE_Brownfield | IgnoreSilica | 2019 | 133.0628 | 22.28 | 2.8557 | 4 | 5332.3797 | 9537.0723 | 108.7078 | 194.4261 | 103.0817 | 13.4857 | 105.8289 | 5756883.9116 | 0 | 4553838.9933 | 0 | 0 | 0 | 1880163.8425 | 4754445.8315 | 12370092.7826 | 8442842.5041 | 37758267.8656 | 961560.8286 | 22191273.92 | 22191273.92 | 16930155.7018 | 8908244.0339 | 0 | 60911102.6141 | 108940776.2699 | 100000 | 11.4229 | 5332.3797 | 9537.0723 | 108.7078 | 194.4261
1 | 5100 | 707 | 0.03 | 15 | 15 | 7 | 1.3335e-10 | 5spot_SharedNeighbor | CO2 | Porous | Wet | R600a | MinimizeLCOE_Brownfield | IgnoreSilica | 2019 | 135.2159 | 22.6699 | 2.9184 | 4 | 5238.8579 | 9353.2514 | 106.8012 | 190.6787 | 102.9008 | 13.4215 | 117.7746 | 5810662.0141 | 0 | 4612691.9039 | 0 | 0 | 0 | 1846663.8312 | 4785306.9222 | 12450387.0101 | 8497644.9642 | 38003356.6456 | 961560.8286 | 22191273.92 | 22191273.92 | 16930155.7018 | 8908244.0339 | 0 | 61156191.3942 | 109185865.0499 | 133352.1432 | 11.6736 | 5238.8579 | 9353.2514 | 106.8012 | 190.6787
1 | 5100 | 707 | 0.03 | 15 | 15 | 7 | 1.7783e-10 | 5spot_SharedNeighbor | CO2 | Porous | Wet | R600a | MinimizeLCOE_Brownfield | IgnoreSilica | 2019 | 136.8554 | 22.9674 | 2.9665 | 4 | 5168.9001 | 9216.527 | 105.375 | 187.8914 | 102.7599 | 13.3718 | 111.7748 | 5851015.2232 | 0 | 4657382.6461 | 0 | 0 | 0 | 1819302.7969 | 4807803.2598 | 12508917.866 | 8537593.4761 | 38182015.2682 | 961560.8286 | 22191273.92 | 22191273.92 | 16930155.7018 | 8908244.0339 | 0 | 61334850.0168 | 109364523.6725 | 177827.941 | 11.8661 | 5168.9001 | 9216.527 | 105.375 | 187.8914
1 | 5100 | 707 | 0.03 | 15 | 15 | 7 | 2.3714e-10 | 5spot_SharedNeighbor | CO2 | Porous | Wet | R600a | MinimizeLCOE_Brownfield | IgnoreSilica | 2019 | 138.1077 | 23.1948 | 3.0034 | 4 | 5116.5368 | 9114.5095 | 104.3075 | 185.8116 | 102.6504 | 13.3335 | 97.9928 | 5881487.3136 | 0 | 4691444.6559 | 0 | 0 | 0 | 1797613.56 | 4824512.7565 | 12552392.5488 | 8567265.8405 | 38314716.6754 | 961560.8286 | 22191273.92 | 22191273.92 | 16930155.7018 | 8908244.0339 | 0 | 61467551.424 | 109497225.0797 | 237137.3706 | 12.0135 | 5116.5368 | 9114.5095 | 104.3075 | 185.8116
1 | 5100 | 707 | 0.03 | 15 | 15 | 7 | 3.1623e-10 | 5spot_SharedNeighbor | CO2 | Porous | Wet | R600a | MinimizeLCOE_Brownfield | IgnoreSilica | 2019 | 139.048 | 23.3659 | 3.0313 | 4 | 5077.3246 | 9038.4611 | 103.5081 | 184.2613 | 102.567 | 13.3044 | 107.9274 | 5904168.9469 | 0 | 4716981.7007 | 0 | 0 | 0 | 1780440.0773 | 4836620.3827 | 12583894.1086 | 8588766.3023 | 38410871.5184 | 961560.8286 | 22191273.92 | 22191273.92 | 16930155.7018 | 8908244.0339 | 0 | 61563706.267 | 109593379.9227 | 316227.766 | 12.1252 | 5077.3246 | 9038.4611 | 103.5081 | 184.2613
1 | 5100 | 707 | 0.03 | 15 | 15 | 7 | 4.217e-10 | 5spot_SharedNeighbor | CO2 | Porous | Wet | R600a | MinimizeLCOE_Brownfield | IgnoreSilica | 2019 | 139.7667 | 23.4966 | 3.0526 | 4 | 5047.9502 | 8981.5106 | 102.9093 | 183.1002 | 102.5027 | 13.2821 | 93.3468 | 5921388.4059 | 0 | 4736475.0364 | 0 | 0 | 0 | 1767271.3889 | 4845802.5842 | 12607784.3133 | 8605071.8579 | 38483793.5866 | 961560.8286 | 22191273.92 | 22191273.92 | 16930155.7018 | 8908244.0339 | 0 | 61636628.3352 | 109666301.9909 | 421696.5034 | 12.2102 | 5047.9502 | 8981.5106 | 102.9093 | 183.1002
1 | 5100 | 707 | 0.03 | 15 | 15 | 7 | 5.6234e-10 | 5spot_SharedNeighbor | CO2 | Porous | Wet | R600a | MinimizeLCOE_Brownfield | IgnoreSilica | 2019 | 140.3003 | 23.5939 | 3.0685 | 4 | 5025.9396 | 8939.0254 | 102.4606 | 182.2341 | 102.4546 | 13.2654 | 93.884 | 5934108.3699 | 0 | 4750936.0905 | 0 | 0 | 0 | 1756990.3993 | 4852393.5953 | 12624932.7721 | 8616776.0334 | 38536137.2606 | 961560.8286 | 22191273.92 | 22191273.92 | 16930155.7018 | 8908244.0339 | 0 | 61688972.0091 | 109718645.6649 | 562341.3252 | 12.2741 | 5025.9396 | 8939.0254 | 102.4606 | 182.2341
1 | 5100 | 707 | 0.03 | 15 | 15 | 7 | 7.4989e-10 | 5spot_SharedNeighbor | CO2 | Porous | Wet | R600a | MinimizeLCOE_Brownfield | IgnoreSilica | 2019 | 140.705 | 23.6676 | 3.0806 | 4 | 5009.4435 | 8907.1873 | 102.1243 | 181.5851 | 102.4179 | 13.2527 | 102.3455 | 5943718.8853 | 0 | 4761896.4491 | 0 | 0 | 0 | 1749187.1204 | 4857372.9574 | 12637888.051 | 8625618.2774 | 38575681.7406 | 961560.8286 | 22191273.92 | 22191273.92 | 16930155.7018 | 8908244.0339 | 0 | 61728516.4892 | 109758190.1449 | 749894.2093 | 12.3224 | 5009.4435 | 8907.1873 | 102.1243 | 181.5851
1 | 5100 | 707 | 0.03 | 15 | 15 | 7 | 1e-09 | 5spot_SharedNeighbor | CO2 | Porous | Wet | R600a | MinimizeLCOE_Brownfield | IgnoreSilica | 2019 | 140.9971 | 23.7211 | 3.0896 | 4 | 4997.0786 | 8883.5119 | 101.8722 | 181.1024 | 102.3913 | 13.2435 | 101.866 | 5950633.7749 | 0 | 4769802.5739 | 0 | 0 | 0 | 1743030.6224 | 4860752.1187 | 12646679.9356 | 8631618.9193 | 38602517.9449 | 961560.8286 | 22191273.92 | 22191273.92 | 16930155.7018 | 8908244.0339 | 0 | 61755352.6934 | 109785026.3491 | 1000000 | 12.3583 | 4997.0786 | 8883.5119 | 101.8722 | 181.1024
1 | 5100 | 707 | 0.03 | 15 | 15 | 7 | 1.3335e-09 | 5spot_SharedNeighbor | CO2 | Porous | Wet | R600a | MinimizeLCOE_Brownfield | IgnoreSilica | 2019 | 141.2406 | 23.7652 | 3.0966 | 4 | 4987.8092 | 8865.4556 | 101.6832 | 180.7343 | 102.3691 | 13.2358 | 104.2085 | 5956389.8129 | 0 | 4776393.0827 | 0 | 0 | 0 | 1738796.6683 | 4863916.0299 | 12654911.7835 | 8637237.3247 | 38627644.7021 | 961560.8286 | 22191273.92 | 22191273.92 | 16930155.7018 | 8908244.0339 | 0 | 61780479.4507 | 109810153.1064 | 1333521.4322 | 12.3863 | 4987.8092 | 8865.4556 | 101.6832 | 180.7343
1 | 5100 | 707 | 0.03 | 15 | 15 | 7 | 1.7783e-09 | 5spot_SharedNeighbor | CO2 | Porous | Wet | R600a | MinimizeLCOE_Brownfield | IgnoreSilica | 2019 | 141.4038 | 23.7951 | 3.1016 | 4 | 4980.8598 | 8852.1902 | 101.5416 | 180.4639 | 102.3542 | 13.2306 | 111.0055 | 5960237.7119 | 0 | 4780806.9629 | 0 | 0 | 0 | 1735241.1126 | 4865751.4571 | 12659687.1885 | 8640496.6367 | 38642221.0696 | 961560.8286 | 22191273.92 | 22191273.92 | 16930155.7018 | 8908244.0339 | 0 | 61795055.8182 | 109824729.4739 | 1778279.41 | 12.4065 | 4980.8598 | 8852.1902 | 101.5416 | 180.4639
1 | 5100 | 707 | 0.03 | 15 | 15 | 7 | 2.3714e-09 | 5spot_SharedNeighbor | CO2 | Porous | Wet | R600a | MinimizeLCOE_Brownfield | IgnoreSilica | 2019 | 141.5307 | 23.8183 | 3.1055 | 4 | 4975.6495 | 8842.1905 | 101.4353 | 180.26 | 102.3426 | 13.2266 | 101.508 | 5963226.5531 | 0 | 4784238.3489 | 0 | 0 | 0 | 1732637.4421 | 4867239.9142 | 12663559.8487 | 8643139.8068 | 38654041.9139 | 961560.8286 | 22191273.92 | 22191273.92 | 16930155.7018 | 8908244.0339 | 0 | 61806876.6625 | 109836550.3182 | 2371373.7057 | 12.4219 | 4975.6495 | 8842.1905 | 101.4353 | 180.26
1 | 5100 | 707 | 0.03 | 15 | 15 | 7 | 3.1623e-09 | 5spot_SharedNeighbor | CO2 | Porous | Wet | R600a | MinimizeLCOE_Brownfield | IgnoreSilica | 2019 | 141.6233 | 23.8353 | 3.1083 | 4 | 4971.7428 | 8834.7299 | 101.3557 | 180.1079 | 102.3341 | 13.2237 | 99.6785 | 5965405.951 | 0 | 4786742.6219 | 0 | 0 | 0 | 1730629.7469 | 4868283.5447 | 12666275.1611 | 8644993.0634 | 38662330.0889 | 961560.8286 | 22191273.92 | 22191273.92 | 16930155.7018 | 8908244.0339 | 0 | 61815164.8375 | 109844838.4932 | 3162277.6602 | 12.4333 | 4971.7428 | 8834.7299 | 101.3557 | 180.1079
1 | 5100 | 707 | 0.03 | 15 | 15 | 7 | 4.217e-09 | 5spot_SharedNeighbor | CO2 | Porous | Wet | R600a | MinimizeLCOE_Brownfield | IgnoreSilica | 2019 | 141.7035 | 23.8498 | 3.1106 | 4 | 4968.8135 | 8828.9953 | 101.296 | 179.991 | 102.3267 | 13.2211 | 83.7531 | 5967293.4853 | 0 | 4788911.5913 | 0 | 0 | 0 | 1729309.7831 | 4869350.7953 | 12669051.9282 | 8646888.264 | 38670805.8473 | 961560.8286 | 22191273.92 | 22191273.92 | 16930155.7018 | 8908244.0339 | 0 | 61823640.5959 | 109853314.2516 | 4216965.0343 | 12.4423 | 4968.8135 | 8828.9953 | 101.296 | 179.991
1 | 5100 | 707 | 0.03 | 15 | 15 | 7 | 5.6234e-09 | 5spot_SharedNeighbor | CO2 | Porous | Wet | R600a | MinimizeLCOE_Brownfield | IgnoreSilica | 2019 | 141.7593 | 23.8599 | 3.1122 | 4 | 4966.617 | 8824.7549 | 101.2512 | 179.9046 | 102.3216 | 13.2194 | 103.4242 | 5968603.9526 | 0 | 4790418.5966 | 0 | 0 | 0 | 1728238.1934 | 4870031.6896 | 12670823.4756 | 8648097.3815 | 38676213.2893 | 961560.8286 | 22191273.92 | 22191273.92 | 16930155.7018 | 8908244.0339 | 0 | 61829048.0378 | 109858721.6936 | 5623413.2519 | 12.4489 | 4966.617 | 8824.7549 | 101.2512 | 179.9046
1 | 5100 | 707 | 0.03 | 15 | 15 | 7 | 7.4989e-09 | 5spot_SharedNeighbor | CO2 | Porous | Wet | R600a | MinimizeLCOE_Brownfield | IgnoreSilica | 2019 | 141.7935 | 23.8663 | 3.1134 | 4 | 4964.9699 | 8821.6754 | 101.2176 | 179.8418 | 102.3184 | 13.2183 | 95.2366 | 5969408.5117 | 0 | 4791344.9168 | 0 | 0 | 0 | 1727299.1352 | 4870340.4998 | 12671626.9364 | 8648645.76 | 38678665.7598 | 961560.8286 | 22191273.92 | 22191273.92 | 16930155.7018 | 8908244.0339 | 0 | 61831500.5084 | 109861174.1641 | 7498942.0933 | 12.4535 | 4964.9699 | 8821.6754 | 101.2176 | 179.8418
1 | 5100 | 707 | 0.03 | 15 | 15 | 7 | 1e-08 | 5spot_SharedNeighbor | CO2 | Porous | Wet | R600a | MinimizeLCOE_Brownfield | IgnoreSilica | 2019 | 141.8324 | 23.8732 | 3.1144 | 4 | 4963.7349 | 8819.1923 | 101.1924 | 179.7912 | 102.3148 | 13.2171 | 100.4105 | 5970323.018 | 0 | 4792396.3611 | 0 | 0 | 0 | 1726827.9712 | 4870923.4666 | 12673143.6964 | 8649680.9799 | 38683295.4933 | 961560.8286 | 22191273.92 | 22191273.92 | 16930155.7018 | 8908244.0339 | 0 | 61836130.2419 | 109865803.8976 | 10000000 | 12.4576 | 4963.7349 | 8819.1923 | 101.1924 | 179.7912
1 | 5200 | 707 | 0.03 | 15 | 15 | 7 | 1e-13 | 5spot_SharedNeighbor | CO2 | Porous | Wet | R600a | MinimizeLCOE_Brownfield | IgnoreSilica | 2019 | 0 | 0 | 0 | 0 |  |  |  |  | 15 |  | 21.8621 | [19 empty] | 100 | 0
1 | 5200 | 707 | 0.03 | 15 | 15 | 7 | 1.3335e-13 | 5spot_SharedNeighbor | CO2 | Porous | Wet | R600a | MinimizeLCOE_Brownfield | IgnoreSilica | 2019 | 1.6 | 0.0087738 | 0.0031357 | 4 | 1993469.5605 | 5915480.1331 | 40639.5734 | 120595.0638 | 66.9377 | 12.8336 | 26.315 | 172297.2474 | 0 | 71956.2027 | 0 | 0 | 0 | 168427.7327 | 160945.6613 | 418747.5962 | 285803.8388 | 1278178.2792 | 961560.8286 | 22763695.9669 | 22763695.9669 | 17318556.9989 | 9110239.6917 | 0 | 25003435.0747 | 74195927.7323 | 133.3521 | 0.012543 | 1993469.5605 | 5915480.1331 | 40639.5734 | 120595.0638
1 | 5200 | 707 | 0.03 | 15 | 15 | 7 | 1.7783e-13 | 5spot_SharedNeighbor | CO2 | Porous | Wet | R600a | MinimizeLCOE_Brownfield | IgnoreSilica | 2019 | 1.6 | 0.024212 | 0.0068253 | 4 | 913572.3314 | 2715427.0577 | 18624.4077 | 55357.6535 | 66.9377 | 12.8336 | 28.3243 | 172297.2509 | 0 | 71956.2009 | 0 | 0 | 0 | 148420.3056 | 153142.7654 | 398446.0616 | 271947.6243 | 1216210.2086 | 961560.8286 | 22763695.9669 | 22763695.9669 | 17318556.9989 | 9110239.6917 | 0 | 24941467.0042 | 74133959.6617 | 177.8279 | 0.027301 | 913572.3314 | 2715427.0577 | 18624.4077 | 55357.6535
1 | 5200 | 707 | 0.03 | 15 | 15 | 7 | 2.3714e-13 | 5spot_SharedNeighbor | CO2 | Porous | Wet | R600a | MinimizeLCOE_Brownfield | IgnoreSilica | 2019 | 3.4197 | 0.21602 | 0.019818 | 4 | 332679.2237 | 953241.9092 | 6782.116 | 19433.1257 | 84.2803 | 14.2355 | 49.8061 | 362054.5977 | 0 | 184699.577 | 0 | 0 | 0 | 307708.3676 | 333240.3915 | 867023.1417 | 591761.1097 | 2646487.1852 | 961560.8286 | 22763695.9669 | 22763695.9669 | 17318556.9989 | 9110239.6917 | 0 | 26371743.9807 | 75564236.6383 | 237.1374 | 0.079271 | 332679.2237 | 953241.9092 | 6782.116 | 19433.1257
1 | 5200 | 707 | 0.03 | 15 | 15 | 7 | 3.1623e-13 | 5spot_SharedNeighbor | CO2 | Porous | Wet | R600a | MinimizeLCOE_Brownfield | IgnoreSilica | 2019 | 4.6307 | 0.38707 | 0.034991 | 4 | 194136.3733 | 545602.7648 | 3957.7326 | 11122.8503 | 89.8726 | 14.6231 | 57.5755 | 475866.8165 | 0 | 254517.1507 | 0 | 0 | 0 | 382461.311 | 434009.6585 | 1129204.1037 | 770705.0036 | 3446764.044 | 961560.8286 | 22763695.9669 | 22763695.9669 | 17318556.9989 | 9110239.6917 | 0 | 27172020.8396 | 76364513.4971 | 316.2278 | 0.13996 | 194136.3733 | 545602.7648 | 3957.7326 | 11122.8503
1 | 5200 | 707 | 0.03 | 15 | 15 | 7 | 4.217e-13 | 5spot_SharedNeighbor | CO2 | Porous | Wet | R600a | MinimizeLCOE_Brownfield | IgnoreSilica | 2019 | 6.1723 | 0.61946 | 0.056446 | 4 | 124493.6505 | 342369.4768 | 2537.9715 | 6979.6649 | 94.3538 | 14.9118 | 75.7363 | 609824.5719 | 0 | 338611.2323 | 0 | 0 | 0 | 466753.0543 | 551923.6548 | 1435992.1348 | 980094.1387 | 4383198.7868 | 961560.8286 | 22763695.9669 | 22763695.9669 | 17318556.9989 | 9110239.6917 | 0 | 28108455.5824 | 77300948.2399 | 421.6965 | 0.22578 | 124493.6505 | 342369.4768 | 2537.9715 | 6979.6649
1 | 5200 | 707 | 0.03 | 15 | 15 | 7 | 5.6234e-13 | 5spot_SharedNeighbor | CO2 | Porous | Wet | R600a | MinimizeLCOE_Brownfield | IgnoreSilica | 2019 | 8.1332 | 0.92717 | 0.085962 | 4 | 84929.73 | 227994.7733 | 1731.4074 | 4647.9818 | 97.9248 | 15.1279 | 66.3665 | 767054.1844 | 0 | 439710.5428 | 0 | 0 | 0 | 561763.3911 | 689725.9661 | 1794525.4817 | 1224800.515 | 5477580.0812 | 961560.8286 | 22763695.9669 | 22763695.9669 | 17318556.9989 | 9110239.6917 | 0 | 29202836.8767 | 78395329.5343 | 562.3413 | 0.34385 | 84929.73 | 227994.7733 | 1731.4074 | 4647.9818
1 | 5200 | 707 | 0.03 | 15 | 15 | 7 | 7.4989e-13 | 5spot_SharedNeighbor | CO2 | Porous | Wet | R600a | MinimizeLCOE_Brownfield | IgnoreSilica | 2019 | 10.6593 | 1.3329 | 0.12592 | 4 | 60559.1205 | 158222.7652 | 1234.5796 | 3225.5851 | 100.7871 | 15.2911 | 66.6728 | 953858.9333 | 0 | 562811.7387 | 0 | 0 | 0 | 671702.7025 | 853465.616 | 2220542.463 | 1515565.8586 | 6777947.312 | 961560.8286 | 22763695.9669 | 22763695.9669 | 17318556.9989 | 9110239.6917 | 0 | 30503204.1076 | 79695696.7651 | 749.8942 | 0.50369 | 60559.1205 | 158222.7652 | 1234.5796 | 3225.5851
1 | 5200 | 707 | 0.03 | 15 | 15 | 7 | 1e-12 | 5spot_SharedNeighbor | CO2 | Porous | Wet | R600a | MinimizeLCOE_Brownfield | IgnoreSilica | 2019 | 13.8607 | 1.8559 | 0.17923 | 4 | 44662.1768 | 113276.8904 | 910.4989 | 2309.3026 | 103.0308 | 15.4106 | 53.7669 | 1172354.8257 | 0 | 710409.2588 | 0 | 0 | 0 | 795335.3135 | 1044458.7652 | 2717467.4591 | 1854727.3792 | 8294753.0015 | 961560.8286 | 22763695.9669 | 22763695.9669 | 17318556.9989 | 9110239.6917 | 0 | 32020009.797 | 81212502.4546 | 1000 | 0.71694 | 44662.1768 | 113276.8904 | 910.4989 | 2309.3026
1 | 5200 | 707 | 0.03 | 15 | 15 | 7 | 1.3335e-12 | 5spot_SharedNeighbor | CO2 | Porous | Wet | R600a | MinimizeLCOE_Brownfield | IgnoreSilica | 2019 | 17.9239 | 2.5269 | 0.24965 | 4 | 33844.5626 | 83106.4036 | 689.9672 | 1694.2364 | 104.7844 | 15.4949 | 69.4639 | 1428611.5639 | 0 | 887868.9995 | 0 | 0 | 0 | 935323.2557 | 1268203.4895 | 3299605.3353 | 2252048.4414 | 10071661.0852 | 961560.8286 | 22763695.9669 | 22763695.9669 | 17318556.9989 | 9110239.6917 | 0 | 33796917.8808 | 82989410.5384 | 1333.5214 | 0.99859 | 33844.5626 | 83106.4036 | 689.9672 | 1694.2364
1 | 5200 | 707 | 0.03 | 15 | 15 | 7 | 1.7783e-12 | 5spot_SharedNeighbor | CO2 | Porous | Wet | R600a | MinimizeLCOE_Brownfield | IgnoreSilica | 2019 | 23.0371 | 3.3782 | 0.34164 | 4 | 26242.5389 | 62239.7904 | 534.9897 | 1268.8423 | 106.1319 | 15.5474 | 51.0302 | 1726976.5324 | 0 | 1099759.4207 | 0 | 0 | 0 | 1091836.2585 | 1528243.1625 | 3976175.2231 | 2713821.292 | 12136811.8891 | 961560.8286 | 22763695.9669 | 22763695.9669 | 17318556.9989 | 9110239.6917 | 0 | 35862068.6847 | 85054561.3423 | 1778.2794 | 1.3666 | 26242.5389 | 62239.7904 | 534.9897 | 1268.8423
1 | 5200 | 707 | 0.03 | 15 | 15 | 7 | 2.3714e-12 | 5spot_SharedNeighbor | CO2 | Porous | Wet | R600a | MinimizeLCOE_Brownfield | IgnoreSilica | 2019 | 29.3855 | 4.4424 | 0.46018 | 4 | 20769.9122 | 47494.7885 | 423.4228 | 968.2455 | 107.1408 | 15.5698 | 47.2989 | 2070271.7133 | 0 | 1349848.3899 | 0 | 0 | 0 | 1263361.5891 | 1826557.86 | 4752328.8733 | 3243562.1066 | 14505930.5322 | 961560.8286 | 22763695.9669 | 22763695.9669 | 17318556.9989 | 9110239.6917 | 0 | 38231187.3278 | 87423679.9854 | 2371.3737 | 1.8407 | 20769.9122 | 47494.7885 | 423.4228 | 968.2455
1 | 5200 | 707 | 0.03 | 15 | 15 | 7 | 3.1623e-12 | 5spot_SharedNeighbor | CO2 | Porous | Wet | R600a | MinimizeLCOE_Brownfield | IgnoreSilica | 2019 | 37.2977 | 5.7748 | 0.61132 | 4 | 16754.9539 | 36872.3728 | 341.5724 | 751.6932 | 107.8717 | 15.5588 | 67.6779 | 2467008.6272 | 0 | 1646183.496 | 0 | 0 | 0 | 1454678.0181 | 2171469.3551 | 5649717.8325 | 3856048.5108 | 17245105.8398 | 961560.8286 | 22763695.9669 | 22763695.9669 | 17318556.9989 | 9110239.6917 | 0 | 40970362.6354 | 90162855.2929 | 3162.2777 | 2.4453 | 16754.9539 | 36872.3728 | 341.5724 | 751.6932
1 | 5200 | 707 | 0.03 | 15 | 15 | 7 | 4.217e-12 | 5spot_SharedNeighbor | CO2 | Porous | Wet | R600a | MinimizeLCOE_Brownfield | IgnoreSilica | 2019 | 46.5519 | 7.3466 | 0.79763 | 4 | 13752.4226 | 29170.8216 | 280.3617 | 594.6867 | 108.3298 | 15.5101 | 66.0016 | 2897856.534 | 0 | 1965540.5285 | 0 | 0 | 0 | 1642989.3273 | 2537490.692 | 6602030.2698 | 4506021.3173 | 20151928.6689 | 961560.8286 | 22763695.9669 | 22763695.9669 | 17318556.9989 | 9110239.6917 | 0 | 43877185.4645 | 93069678.122 | 4216.965 | 3.1905 | 13752.4226 | 29170.8216 | 280.3617 | 594.6867
1 | 5200 | 707 | 0.03 | 15 | 15 | 7 | 5.6234e-12 | 5spot_SharedNeighbor | CO2 | Porous | Wet | R600a | MinimizeLCOE_Brownfield | IgnoreSilica | 2019 | 57.1346 | 9.1581 | 1.0198 | 4 | 11506.8332 | 23566.5681 | 234.5824 | 480.4364 | 108.5484 | 15.4186 | 61.699 | 3356139.4499 | 0 | 2315535.4403 | 0 | 0 | 0 | 1822677.9449 | 2922797.6057 | 7604519.8218 | 5190241.0356 | 23211911.2982 | 961560.8286 | 22763695.9669 | 22763695.9669 | 17318556.9989 | 9110239.6917 | 0 | 46937168.0937 | 96129660.7513 | 5623.4133 | 4.0791 | 11506.8332 | 23566.5681 | 234.5824 | 480.4364
1 | 5200 | 707 | 0.03 | 15 | 15 | 7 | 7.4989e-12 | 5spot_SharedNeighbor | CO2 | Porous | Wet | R600a | MinimizeLCOE_Brownfield | IgnoreSilica | 2019 | 68.6077 | 11.1393 | 1.272 | 4 | 9822.5147 | 19490.7615 | 200.2452 | 397.3455 | 108.5407 | 15.2821 | 70.096 | 3818759.0008 | 0 | 2680590.8539 | 0 | 0 | 0 | 1976597.3233 | 3305619.3994 | 8600543.6015 | 5870047.7315 | 26252157.9103 | 961560.8286 | 22763695.9669 | 22763695.9669 | 17318556.9989 | 9110239.6917 | 0 | 49977414.7059 | 99169907.3634 | 7498.9421 | 5.088 | 9822.5147 | 19490.7615 | 200.2452 | 397.3455
1 | 5200 | 707 | 0.03 | 15 | 15 | 7 | 1e-11 | 5spot_SharedNeighbor | CO2 | Porous | Wet | R600a | MinimizeLCOE_Brownfield | IgnoreSilica | 2019 | 80.301 | 13.1777 | 1.542 | 4 | 8560.6407 | 16535.961 | 174.5202 | 337.1079 | 108.3325 | 15.1059 | 70.5146 | 4258405.5909 | 0 | 3040247.0049 | 0 | 0 | 0 | 2089517.792 | 3661386.4512 | 9526176.4925 | 6501811.1995 | 29077544.531 | 961560.8286 | 22763695.9669 | 22763695.9669 | 17318556.9989 | 9110239.6917 | 0 | 52802801.3266 | 101995293.9841 | 10000 | 6.1681 | 8560.6407 | 16535.961 | 174.5202 | 337.1079
1 | 5200 | 707 | 0.03 | 15 | 15 | 7 | 1.3335e-11 | 5spot_SharedNeighbor | CO2 | Porous | Wet | R600a | MinimizeLCOE_Brownfield | IgnoreSilica | 2019 | 91.4964 | 15.1478 | 1.8134 | 4 | 7618.0109 | 14399.6826 | 155.3035 | 293.557 | 107.9722 | 14.9034 | 98.6943 | 4651892.5587 | 0 | 3374858.7343 | 0 | 0 | 0 | 2154469.984 | 3970676.298 | 10330885.2298 | 7051041.4478 | 31533824.2527 | 961560.8286 | 22763695.9669 | 22763695.9669 | 17318556.9989 | 9110239.6917 | 0 | 55259081.0482 | 104451573.7058 | 13335.2143 | 7.2537 | 7618.0109 | 14399.6826 | 155.3035 | 293.557
1 | 5200 | 707 | 0.03 | 15 | 15 | 7 | 1.7783e-11 | 5spot_SharedNeighbor | CO2 | Porous | Wet | R600a | MinimizeLCOE_Brownfield | IgnoreSilica | 2019 | 101.6233 | 16.9462 | 2.0703 | 4 | 6915.7601 | 12855.884 | 140.9871 | 262.0846 | 107.5233 | 14.6924 | 90.8073 | 4985986.862 | 0 | 3670514.4498 | 0 | 0 | 0 | 2174662.5149 | 4224153.8924 | 10990381.9348 | 7501161.5003 | 33546861.1541 | 961560.8286 | 22763695.9669 | 22763695.9669 | 17318556.9989 | 9110239.6917 | 0 | 57272117.9497 | 106464610.6072 | 17782.7941 | 8.2814 | 6915.7601 | 12855.884 | 140.9871 | 262.0846
1 | 5200 | 707 | 0.03 | 15 | 15 | 7 | 2.3714e-11 | 5spot_SharedNeighbor | CO2 | Porous | Wet | R600a | MinimizeLCOE_Brownfield | IgnoreSilica | 2019 | 110.3586 | 18.5104 | 2.3011 | 4 | 6393.3919 | 11737.9587 | 130.3379 | 239.2942 | 107.0473 | 14.4893 | 91.719 | 5258036.5297 | 0 | 3920824.3817 | 0 | 0 | 0 | 2160487.8477 | 4422346.0161 | 11506037.1859 | 7853106.8048 | 35120838.7659 | 961560.8286 | 22763695.9669 | 22763695.9669 | 17318556.9989 | 9110239.6917 | 0 | 58846095.5615 | 108038588.219 | 23713.7371 | 9.2042 | 6393.3919 | 11737.9587 | 130.3379 | 239.2942
1 | 5200 | 707 | 0.03 | 15 | 15 | 7 | 3.1623e-11 | 5spot_SharedNeighbor | CO2 | Porous | Wet | R600a | MinimizeLCOE_Brownfield | IgnoreSilica | 2019 | 117.6324 | 19.8222 | 2.4996 | 4 | 6004.937 | 10925.0093 | 122.4188 | 222.7211 | 106.5901 | 14.3054 | 98.1796 | 5473336.0796 | 0 | 4126234.8608 | 0 | 0 | 0 | 2125031.9801 | 4572595.139 | 11896954.5835 | 8119915.9612 | 36314068.6044 | 961560.8286 | 22763695.9669 | 22763695.9669 | 17318556.9989 | 9110239.6917 | 0 | 60039325.3999 | 109231818.0575 | 31622.7766 | 9.9983 | 6004.937 | 10925.0093 | 122.4188 | 222.7211
1 | 5200 | 707 | 0.03 | 15 | 15 | 7 | 4.217e-11 | 5spot_SharedNeighbor | CO2 | Porous | Wet | R600a | MinimizeLCOE_Brownfield | IgnoreSilica | 2019 | 123.4844 | 20.8846 | 2.6643 | 4 | 5715.8831 | 10331.7838 | 116.526 | 210.6274 | 106.1825 | 14.1479 | 102.706 | 5639175.7334 | 0 | 4289650.2913 | 0 | 0 | 0 | 2078569.2104 | 4682884.1417 | 12183903.9451 | 8315764.7967 | 37189948.1187 | 961560.8286 | 22763695.9669 | 22763695.9669 | 17318556.9989 | 9110239.6917 | 0 | 60915204.9142 | 110107697.5718 | 42169.6503 | 10.6572 | 5715.8831 | 10331.7838 | 116.526 | 210.6274
1 | 5200 | 707 | 0.03 | 15 | 15 | 7 | 5.6234e-11 | 5spot_SharedNeighbor | CO2 | Porous | Wet | R600a | MinimizeLCOE_Brownfield | IgnoreSilica | 2019 | 128.1271 | 21.7316 | 2.7978 | 4 | 5500.5571 | 9896.2576 | 112.1363 | 201.7486 | 105.8341 | 14.0167 | 95.2935 | 5766068.1264 | 0 | 4418198.3365 | 0 | 0 | 0 | 2030341.8791 | 4763697.2534 | 12394163.0847 | 8459270.9799 | 37831739.66 | 961560.8286 | 22763695.9669 | 22763695.9669 | 17318556.9989 | 9110239.6917 | 0 | 61556996.4555 | 110749489.1131 | 56234.1325 | 11.191 | 5500.5571 | 9896.2576 | 112.1363 | 201.7486
1 | 5200 | 707 | 0.03 | 15 | 15 | 7 | 7.4989e-11 | 5spot_SharedNeighbor | CO2 | Porous | Wet | R600a | MinimizeLCOE_Brownfield | IgnoreSilica | 2019 | 131.7398 | 22.3937 | 2.9036 | 4 | 5339.9561 | 9575.3895 | 108.8622 | 195.2073 | 105.5475 | 13.9109 | 98.0964 | 5861931.0027 | 0 | 4517580.9693 | 0 | 0 | 0 | 1984902.6968 | 4822121.7208 | 12546171.5644 | 8563019.8907 | 38295727.8446 | 961560.8286 | 22763695.9669 | 22763695.9669 | 17318556.9989 | 9110239.6917 | 0 | 62020984.6402 | 111213477.2977 | 74989.4209 | 11.6145 | 5339.9561 | 9575.3895 | 108.8622 | 195.2073
1 | 5200 | 707 | 0.03 | 15 | 15 | 7 | 1e-10 | 5spot_SharedNeighbor | CO2 | Porous | Wet | R600a | MinimizeLCOE_Brownfield | IgnoreSilica | 2019 | 134.5339 | 22.9072 | 2.9865 | 4 | 5220.0336 | 9337.9073 | 106.4174 | 190.3659 | 105.3166 | 13.8268 | 98.7865 | 5934339.7275 | 0 | 4594071.1769 | 0 | 0 | 0 | 1945135.9535 | 4864683.2746 | 12656907.9967 | 8638599.7812 | 38633737.9104 | 961560.8286 | 22763695.9669 | 22763695.9669 | 17318556.9989 | 9110239.6917 | 0 | 62358994.706 | 111551487.3635 | 100000 | 11.9461 | 5220.0336 | 9337.9073 | 106.4174 | 190.3659
1 | 5200 | 707 | 0.03 | 15 | 15 | 7 | 1.3335e-10 | 5spot_SharedNeighbor | CO2 | Porous | Wet | R600a | MinimizeLCOE_Brownfield | IgnoreSilica | 2019 | 136.6534 | 23.2982 | 3.0505 | 4 | 5130.3983 | 9161.9666 | 104.5901 | 186.7791 | 105.136 | 13.7617 | 98.7344 | 5988250.4237 | 0 | 4651880.5554 | 0 | 0 | 0 | 1911300.9113 | 4895058.4373 | 12735937.9392 | 8692539.3409 | 38874967.6078 | 961560.8286 | 22763695.9669 | 22763695.9669 | 17318556.9989 | 9110239.6917 | 0 | 62600224.4034 | 111792717.0609 | 133352.1432 | 12.2018 | 5130.3983 | 9161.9666 | 104.5901 | 186.7791
1 | 5200 | 707 | 0.03 | 15 | 15 | 7 | 1.7783e-10 | 5spot_SharedNeighbor | CO2 | Porous | Wet | R600a | MinimizeLCOE_Brownfield | IgnoreSilica | 2019 | 138.2781 | 23.5983 | 3.0997 | 4 | 5063.348 | 9030.9238 | 103.2232 | 184.1076 | 104.9944 | 13.7111 | 103.1073 | 6028984.2765 | 0 | 4696074.8681 | 0 | 0 | 0 | 1883952.7239 | 4917514.6287 | 12794364.343 | 8732416.562 | 39053307.4022 | 961560.8286 | 22763695.9669 | 22763695.9669 | 17318556.9989 | 9110239.6917 | 0 | 62778564.1978 | 111971056.8553 | 177827.941 | 12.3986 | 5063.348 | 9030.9238 | 103.2232 | 184.1076
1 | 5200 | 707 | 0.03 | 15 | 15 | 7 | 2.3714e-10 | 5spot_SharedNeighbor | CO2 | Porous | Wet | R600a | MinimizeLCOE_Brownfield | IgnoreSilica | 2019 | 139.5085 | 23.826 | 3.1372 | 4 | 5013.1612 | 8933.278 | 102.2001 | 182.117 | 104.8853 | 13.6722 | 109.6875 | 6059487.1056 | 0 | 4729473.5398 | 0 | 0 | 0 | 1862104.7326 | 4933915.4974 | 12837036.039 | 8761540.8714 | 39183557.7858 | 961560.8286 | 22763695.9669 | 22763695.9669 | 17318556.9989 | 9110239.6917 | 0 | 62908814.5814 | 112101307.2389 | 237137.3706 | 12.5487 | 5013.1612 | 8933.278 | 102.2001 | 182.117
1 | 5200 | 707 | 0.03 | 15 | 15 | 7 | 3.1623e-10 | 5spot_SharedNeighbor | CO2 | Porous | Wet | R600a | MinimizeLCOE_Brownfield | IgnoreSilica | 2019 | 140.4318 | 23.9971 | 3.1656 | 4 | 4975.5791 | 8860.4864 | 101.4339 | 180.633 | 104.8023 | 13.6429 | 95.5658 | 6082181.3437 | 0 | 4754498.2727 | 0 | 0 | 0 | 1844821.9654 | 4945785.6169 | 12867919.655 | 8782619.5739 | 39277826.4275 | 961560.8286 | 22763695.9669 | 22763695.9669 | 17318556.9989 | 9110239.6917 | 0 | 63003083.2231 | 112195575.8806 | 316227.766 | 12.6625 | 4975.5791 | 8860.4864 | 101.4339 | 180.633
1 | 5200 | 707 | 0.03 | 15 | 15 | 7 | 4.217e-10 | 5spot_SharedNeighbor | CO2 | Porous | Wet | R600a | MinimizeLCOE_Brownfield | IgnoreSilica | 2019 | 141.1286 | 24.1264 | 3.1871 | 4 | 4947.426 | 8806.088 | 100.86 | 179.524 | 104.7391 | 13.6206 | 104.1619 | 6099196.2214 | 0 | 4773361.23 | 0 | 0 | 0 | 1831419.5797 | 4954551.0421 | 12890725.4935 | 8798185.0272 | 39347438.594 | 961560.8286 | 22763695.9669 | 22763695.9669 | 17318556.9989 | 9110239.6917 | 0 | 63072695.3896 | 112265188.0471 | 421696.5034 | 12.7486 | 4947.426 | 8806.088 | 100.86 | 179.524
1 | 5200 | 707 | 0.03 | 15 | 15 | 7 | 5.6234e-10 | 5spot_SharedNeighbor | CO2 | Porous | Wet | R600a | MinimizeLCOE_Brownfield | IgnoreSilica | 2019 | 141.6692 | 24.2265 | 3.2036 | 4 | 4926.3305 | 8765.1939 | 100.4299 | 178.6903 | 104.6898 | 13.6032 | 91.1849 | 6112334.4722 | 0 | 4787985.1535 | 0 | 0 | 0 | 1821404.8146 | 4961472.5317 | 12908733.7895 | 8810476.0593 | 39402406.8208 | 961560.8286 | 22763695.9669 | 22763695.9669 | 17318556.9989 | 9110239.6917 | 0 | 63127663.6164 | 112320156.2739 | 562341.3252 | 12.8143 | 4926.3305 | 8765.1939 | 100.4299 | 178.6903
1 | 5200 | 707 | 0.03 | 15 | 15 | 7 | 7.4989e-10 | 5spot_SharedNeighbor | CO2 | Porous | Wet | R600a | MinimizeLCOE_Brownfield | IgnoreSilica | 2019 | 142.0707 | 24.3009 | 3.2159 | 4 | 4910.5204 | 8734.6602 | 100.1076 | 178.0679 | 104.6529 | 13.5902 | 109.5884 | 6122051.8233 | 0 | 4798836.2507 | 0 | 0 | 0 | 1813647.0445 | 4966468.6962 | 12921732.7847 | 8819348.1406 | 39442084.7399 | 961560.8286 | 22763695.9669 | 22763695.9669 | 17318556.9989 | 9110239.6917 | 0 | 63167341.5355 | 112359834.193 | 749894.2093 | 12.8637 | 4910.5204 | 8734.6602 | 100.1076 | 178.0679
1 | 5200 | 707 | 0.03 | 15 | 15 | 7 | 1e-09 | 5spot_SharedNeighbor | CO2 | Porous | Wet | R600a | MinimizeLCOE_Brownfield | IgnoreSilica | 2019 | 142.3607 | 24.355 | 3.2251 | 4 | 4898.6697 | 8711.9504 | 99.866 | 177.6049 | 104.6261 | 13.5808 | 107.8714 | 6129051.6293 | 0 | 4806672.3375 | 0 | 0 | 0 | 1807529.4646 | 4969868.8383 | 12930579.2569 | 8825386.0396 | 39469087.5661 | 961560.8286 | 22763695.9669 | 22763695.9669 | 17318556.9989 | 9110239.6917 | 0 | 63194344.3617 | 112386837.0193 | 1000000 | 12.9003 | 4898.6697 | 8711.9504 | 99.866 | 177.6049
1 | 5200 | 707 | 0.03 | 15 | 15 | 7 | 1.3335e-09 | 5spot_SharedNeighbor | CO2 | Porous | Wet | R600a | MinimizeLCOE_Brownfield | IgnoreSilica | 2019 | 142.5823 | 24.3962 | 3.232 | 4 | 4889.7858 | 8694.8924 | 99.6849 | 177.2571 | 104.6057 | 13.5736 | 121.6467 | 6134386.6784 | 0 | 4812654.7794 | 0 | 0 | 0 | 1802960.6034 | 4972500.8038 | 12937427.0914 | 8830059.8274 | 39489989.7837 | 961560.8286 | 22763695.9669 | 22763695.9669 | 17318556.9989 | 9110239.6917 | 0 | 63215246.5793 | 112407739.2368 | 1333521.4322 | 12.928 | 4889.7858 | 8694.8924 | 99.6849 | 177.2571
1 | 5200 | 707 | 0.03 | 15 | 15 | 7 | 1.7783e-09 | 5spot_SharedNeighbor | CO2 | Porous | Wet | R600a | MinimizeLCOE_Brownfield | IgnoreSilica | 2019 | 142.748 | 24.4271 | 3.2372 | 4 | 4883.1254 | 8682.1188 | 99.5491 | 176.9967 | 104.5903 | 13.5682 | 114.0042 | 6138372.7861 | 0 | 4817130.5689 | 0 | 0 | 0 | 1799497.0354 | 4974450.1522 | 12942498.8961 | 8833521.4383 | 39505470.877 | 961560.8286 | 22763695.9669 | 22763695.9669 | 17318556.9989 | 9110239.6917 | 0 | 63230727.6726 | 112423220.3301 | 1778279.41 | 12.9488 | 4883.1254 | 8682.1188 | 99.5491 | 176.9967
1 | 5200 | 707 | 0.03 | 15 | 15 | 7 | 2.3714e-09 | 5spot_SharedNeighbor | CO2 | Porous | Wet | R600a | MinimizeLCOE_Brownfield | IgnoreSilica | 2019 | 142.8749 | 24.4507 | 3.2411 | 4 | 4878.1318 | 8672.5145 | 99.4473 | 176.8009 | 104.5785 | 13.5641 | 104.3493 | 6141420.1714 | 0 | 4820555.4709 | 0 | 0 | 0 | 1796928.8281 | 4975972.7435 | 12946460.3661 | 8836225.2231 | 39517562.8031 | 961560.8286 | 22763695.9669 | 22763695.9669 | 17318556.9989 | 9110239.6917 | 0 | 63242819.5987 | 112435312.2562 | 2371373.7057 | 12.9646 | 4878.1318 | 8672.5145 | 99.4473 | 176.8009
1 | 5200 | 707 | 0.03 | 15 | 15 | 7 | 3.1623e-09 | 5spot_SharedNeighbor | CO2 | Porous | Wet | R600a | MinimizeLCOE_Brownfield | IgnoreSilica | 2019 | 142.9797 | 24.4699 | 3.2442 | 4 | 4874.3876 | 8665.1923 | 99.371 | 176.6517 | 104.5688 | 13.5607 | 116.2695 | 6143936.4903 | 0 | 4823384.693 | 0 | 0 | 0 | 1795169.0205 | 4977371.1795 | 12950098.8097 | 8838708.5356 | 39528668.7285 | 961560.8286 | 22763695.9669 | 22763695.9669 | 17318556.9989 | 9110239.6917 | 0 | 63253925.5241 | 112446418.1816 | 3162277.6602 | 12.9768 | 4874.3876 | 8665.1923 | 99.371 | 176.6517
1 | 5200 | 707 | 0.03 | 15 | 15 | 7 | 4.217e-09 | 5spot_SharedNeighbor | CO2 | Porous | Wet | R600a | MinimizeLCOE_Brownfield | IgnoreSilica | 2019 | 143.0381 | 24.4811 | 3.2463 | 4 | 4871.5801 | 8659.9643 | 99.3138 | 176.5451 | 104.5633 | 13.5588 | 113.2541 | 6145334.2611 | 0 | 4824959.2128 | 0 | 0 | 0 | 1793475.1885 | 4977869.7783 | 12951396.0617 | 8839593.9367 | 39532628.4392 | 961560.8286 | 22763695.9669 | 22763695.9669 | 17318556.9989 | 9110239.6917 | 0 | 63257885.2347 | 112450377.8923 | 4216965.0343 | 12.9851 | 4871.5801 | 8659.9643 | 99.3138 | 176.5451
1 | 5200 | 707 | 0.03 | 15 | 15 | 7 | 5.6234e-09 | 5spot_SharedNeighbor | CO2 | Porous | Wet | R600a | MinimizeLCOE_Brownfield | IgnoreSilica | 2019 | 143.0964 | 24.4918 | 3.248 | 4 | 4869.475 | 8655.8577 | 99.2708 | 176.4614 | 104.5579 | 13.5569 | 118.9795 | 6146733.1263 | 0 | 4826533.6041 | 0 | 0 | 0 | 1792467.0662 | 4978636.1807 | 12953390.0834 | 8840954.8975 | 39538714.9582 | 961560.8286 | 22763695.9669 | 22763695.9669 | 17318556.9989 | 9110239.6917 | 0 | 63263971.7538 | 112456464.4113 | 5623413.2519 | 12.9919 | 4869.475 | 8655.8577 | 99.2708 | 176.4614
1 | 5200 | 707 | 0.03 | 15 | 15 | 7 | 7.4989e-09 | 5spot_SharedNeighbor | CO2 | Porous | Wet | R600a | MinimizeLCOE_Brownfield | IgnoreSilica | 2019 | 143.1307 | 24.4983 | 3.2492 | 4 | 4867.8965 | 8652.9008 | 99.2387 | 176.4011 | 104.5547 | 13.5558 | 112.3326 | 6147553.5001 | 0 | 4827458.1868 | 0 | 0 | 0 | 1791537.0523 | 4978954.0083 | 12954217.0057 | 8841519.2889 | 39541239.0422 | 961560.8286 | 22763695.9669 | 22763695.9669 | 17318556.9989 | 9110239.6917 | 0 | 63266495.8377 | 112458988.4953 | 7498942.0933 | 12.9967 | 4867.8965 | 8652.9008 | 99.2387 | 176.4011
1 | 5200 | 707 | 0.03 | 15 | 15 | 7 | 1e-08 | 5spot_SharedNeighbor | CO2 | Porous | Wet | R600a | MinimizeLCOE_Brownfield | IgnoreSilica | 2019 | 143.1696 | 24.5053 | 3.2502 | 4 | 4866.7128 | 8650.5146 | 99.2145 | 176.3524 | 104.5511 | 13.5545 | 114.5071 | 6148485.9928 | 0 | 4828507.6595 | 0 | 0 | 0 | 1791078.165 | 4979548.0088 | 12955762.4731 | 8842574.1022 | 39545956.4014 | 961560.8286 | 22763695.9669 | 22763695.9669 | 17318556.9989 | 9110239.6917 | 0 | 63271213.197 | 112463705.8546 | 10000000 | 13.0008 | 4866.7128 | 8650.5146 | 99.2145 | 176.3524
1 | 5300 | 707 | 0.03 | 15 | 15 | 7 | 1e-13 | 5spot_SharedNeighbor | CO2 | Porous | Wet | R600a | MinimizeLCOE_Brownfield | IgnoreSilica | 2019 | 0 | 0 | 0 | 0 |  |  |  |  | 15 |  | 22.1902 | [19 empty] | 100 | 0
1 | 5300 | 707 | 0.03 | 15 | 15 | 7 | 1.3335e-13 | 5spot_SharedNeighbor | CO2 | Porous | Wet | R600a | MinimizeLCOE_Brownfield | IgnoreSilica | 2019 | 1.6 | 0.0074376 | 0.0033327 | 4 | 1919873.7993 | 5698323.5268 | 39139.2242 | 116168.0326 | 67.416 | 13.1354 | 26.5564 | 174470.376 | 0 | 71750.5731 | 0 | 0 | 0 | 170138.8413 | 162380.3183 | 422480.2794 | 288351.4718 | 1289571.8598 | 961560.8286 | 23341978.1048 | 23341978.1048 | 17712525.3824 | 9314579.3857 | 0 | 25593110.7932 | 75962193.6662 | 133.3521 | 0.013331 | 1919873.7993 | 5698323.5268 | 39139.2242 | 116168.0326
1 | 5300 | 707 | 0.03 | 15 | 15 | 7 | 1.7783e-13 | 5spot_SharedNeighbor | CO2 | Porous | Wet | R600a | MinimizeLCOE_Brownfield | IgnoreSilica | 2019 | 1.6 | 0.022831 | 0.0070086 | 4 | 910726.8584 | 2707416.0967 | 18566.3989 | 55194.3392 | 67.416 | 13.1354 | 28.042 | 174470.3797 | 0 | 71750.5712 | 0 | 0 | 0 | 150301.6325 | 154643.8075 | 402351.4654 | 274613.1426 | 1228130.999 | 961560.8286 | 23341978.1048 | 23341978.1048 | 17712525.3824 | 9314579.3857 | 0 | 25531669.9324 | 75900752.8053 | 177.8279 | 0.028034 | 910726.8584 | 2707416.0967 | 18566.3989 | 55194.3392
1 | 5300 | 707 | 0.03 | 15 | 15 | 7 | 2.3714e-13 | 5spot_SharedNeighbor | CO2 | Porous | Wet | R600a | MinimizeLCOE_Brownfield | IgnoreSilica | 2019 | 3.5272 | 0.22779 | 0.021202 | 4 | 319160.9116 | 913087.4518 | 6506.5269 | 18614.5227 | 85.9998 | 14.6334 | 47.3227 | 378472.8104 | 0 | 191927.1607 | 0 | 0 | 0 | 321847.3385 | 347976.4507 | 905363.3451 | 617929.0864 | 2763516.1918 | 961560.8286 | 23341978.1048 | 23341978.1048 | 17712525.3824 | 9314579.3857 | 0 | 27067055.1252 | 77436137.9981 | 237.1374 | 0.084807 | 319160.9116 | 913087.4518 | 6506.5269 | 18614.5227
1 | 5300 | 707 | 0.03 | 15 | 15 | 7 | 3.1623e-13 | 5spot_SharedNeighbor | CO2 | Porous | Wet | R600a | MinimizeLCOE_Brownfield | IgnoreSilica | 2019 | 4.7692 | 0.40628 | 0.037385 | 4 | 186550.6091 | 523379.1148 | 3803.0865 | 10669.7912 | 91.7127 | 15.0256 | 45.3975 | 496802.0218 | 0 | 263925.7986 | 0 | 0 | 0 | 399364.354 | 452435.9481 | 1177145.5295 | 803426.0118 | 3593099.6638 | 961560.8286 | 23341978.1048 | 23341978.1048 | 17712525.3824 | 9314579.3857 | 0 | 27896638.5973 | 78265721.4702 | 316.2278 | 0.14954 | 186550.6091 | 523379.1148 | 3803.0865 | 10669.7912
1 | 5300 | 707 | 0.03 | 15 | 15 | 7 | 4.217e-13 | 5spot_SharedNeighbor | CO2 | Porous | Wet | R600a | MinimizeLCOE_Brownfield | IgnoreSilica | 2019 | 6.3498 | 0.64856 | 0.06025 | 4 | 119781.0167 | 328782.5078 | 2441.898 | 6702.6761 | 96.2974 | 15.3181 | 54.2532 | 636062.7407 | 0 | 350623.3476 | 0 | 0 | 0 | 486724.9465 | 574630.3036 | 1495070.177 | 1020416.1165 | 4563527.6319 | 961560.8286 | 23341978.1048 | 23341978.1048 | 17712525.3824 | 9314579.3857 | 0 | 28867066.5653 | 79236149.4382 | 421.6965 | 0.241 | 119781.0167 | 328782.5078 | 2441.898 | 6702.6761
1 | 5300 | 707 | 0.03 | 15 | 15 | 7 | 5.6234e-13 | 5spot_SharedNeighbor | CO2 | Porous | Wet | R600a | MinimizeLCOE_Brownfield | IgnoreSilica | 2019 | 8.387 | 0.9729 | 0.091743 | 4 | 81803.857 | 219060.3276 | 1667.6823 | 4465.8411 | 99.995 | 15.5394 | 72.7384 | 801667.3907 | 0 | 456225.4875 | 0 | 0 | 0 | 587634.9397 | 719755.849 | 1872657.0769 | 1278126.9342 | 5716067.678 | 961560.8286 | 23341978.1048 | 23341978.1048 | 17712525.3824 | 9314579.3857 | 0 | 30019606.6114 | 80388689.4843 | 562.3413 | 0.36697 | 81803.857 | 219060.3276 | 1667.6823 | 4465.8411
1 | 5300 | 707 | 0.03 | 15 | 15 | 7 | 7.4989e-13 | 5spot_SharedNeighbor | CO2 | Porous | Wet | R600a | MinimizeLCOE_Brownfield | IgnoreSilica | 2019 | 10.9714 | 1.3952 | 0.13428 | 4 | 58389.2048 | 152162.0705 | 1190.3429 | 3102.0296 | 102.9121 | 15.7038 | 50.0865 | 995430.4236 | 0 | 582851.3081 | 0 | 0 | 0 | 701025.4401 | 888929.797 | 2312812.9872 | 1578542.3873 | 7059592.3434 | 961560.8286 | 23341978.1048 | 23341978.1048 | 17712525.3824 | 9314579.3857 | 0 | 31363131.2768 | 81732214.1497 | 749.8942 | 0.53714 | 58389.2048 | 152162.0705 | 1190.3429 | 3102.0296
1 | 5300 | 707 | 0.03 | 15 | 15 | 7 | 1e-12 | 5spot_SharedNeighbor | CO2 | Porous | Wet | R600a | MinimizeLCOE_Brownfield | IgnoreSilica | 2019 | 14.2675 | 1.9424 | 0.19107 | 4 | 43104.123 | 109009.1478 | 878.7358 | 2222.2989 | 105.2163 | 15.8248 | 65.4172 | 1223559.5092 | 0 | 735662.3992 | 0 | 0 | 0 | 830201.1994 | 1087875.0121 | 2830427.6275 | 1931825.0153 | 8639550.7627 | 961560.8286 | 23341978.1048 | 23341978.1048 | 17712525.3824 | 9314579.3857 | 0 | 32943089.6961 | 83312172.569 | 1000 | 0.76427 | 43104.123 | 109009.1478 | 878.7358 | 2222.2989
1 | 5300 | 707 | 0.03 | 15 | 15 | 7 | 1.3335e-12 | 5spot_SharedNeighbor | CO2 | Porous | Wet | R600a | MinimizeLCOE_Brownfield | IgnoreSilica | 2019 | 18.4452 | 2.6437 | 0.26602 | 4 | 32696.0216 | 80032.1921 | 666.5526 | 1631.5645 | 107.0144 | 15.9096 | 54.4535 | 1490765.9383 | 0 | 919151.9044 | 0 | 0 | 0 | 976106.0505 | 1320549.3183 | 3435798.4444 | 2345003.0369 | 10487374.6928 | 961560.8286 | 23341978.1048 | 23341978.1048 | 17712525.3824 | 9314579.3857 | 0 | 34790913.6262 | 85159996.4991 | 1333.5214 | 1.0641 | 32696.0216 | 80032.1921 | 666.5526 | 1631.5645
1 | 5300 | 707 | 0.03 | 15 | 15 | 7 | 1.7783e-12 | 5spot_SharedNeighbor | CO2 | Porous | Wet | R600a | MinimizeLCOE_Brownfield | IgnoreSilica | 2019 | 23.6903 | 3.5315 | 0.36382 | 4 | 25378.7603 | 59990.2608 | 517.3804 | 1222.9826 | 108.3943 | 15.962 | 61.7869 | 1801231.2503 | 0 | 1137760.794 | 0 | 0 | 0 | 1138624.6221 | 1590270.4999 | 4137557.6314 | 2823968.1017 | 12629412.8995 | 961560.8286 | 23341978.1048 | 23341978.1048 | 17712525.3824 | 9314579.3857 | 0 | 36932951.8329 | 87302034.7058 | 1778.2794 | 1.4553 | 25378.7603 | 59990.2608 | 517.3804 | 1222.9826
1 | 5300 | 707 | 0.03 | 15 | 15 | 7 | 2.3714e-12 | 5spot_SharedNeighbor | CO2 | Porous | Wet | R600a | MinimizeLCOE_Brownfield | IgnoreSilica | 2019 | 30.3575 | 4.6652 | 0.49083 | 4 | 20090.5113 | 45745.7731 | 409.5722 | 932.5895 | 109.4448 | 15.9822 | 63.1448 | 2166627.2271 | 0 | 1396192.7613 | 0 | 0 | 0 | 1325461.0737 | 1906429.6142 | 4960138.7937 | 3385396.6474 | 15140246.1174 | 961560.8286 | 23341978.1048 | 23341978.1048 | 17712525.3824 | 9314579.3857 | 0 | 39443785.0508 | 89812867.9237 | 2371.3737 | 1.9633 | 20090.5113 | 45745.7731 | 409.5722 | 932.5895
1 | 5300 | 707 | 0.03 | 15 | 15 | 7 | 3.1623e-12 | 5spot_SharedNeighbor | CO2 | Porous | Wet | R600a | MinimizeLCOE_Brownfield | IgnoreSilica | 2019 | 38.3307 | 6.0329 | 0.65096 | 4 | 16197.9597 | 35542.1407 | 330.2173 | 724.5746 | 110.1739 | 15.9678 | 63.2576 | 2571866.3714 | 0 | 1682556.2059 | 0 | 0 | 0 | 1516270.0272 | 2250570.1158 | 5855521.7859 | 3996513.9378 | 17873298.444 | 961560.8286 | 23341978.1048 | 23341978.1048 | 17712525.3824 | 9314579.3857 | 0 | 42176837.3774 | 92545920.2503 | 3162.2777 | 2.6038 | 16197.9597 | 35542.1407 | 330.2173 | 724.5746
1 | 5300 | 707 | 0.03 | 15 | 15 | 7 | 4.217e-12 | 5spot_SharedNeighbor | CO2 | Porous | Wet | R600a | MinimizeLCOE_Brownfield | IgnoreSilica | 2019 | 47.7971 | 7.6681 | 0.84844 | 4 | 13310.0348 | 28151.6425 | 271.3431 | 573.9093 | 110.6384 | 15.9138 | 64.402 | 3018911.1361 | 0 | 2007489.9225 | 0 | 0 | 0 | 1711093.6758 | 2627622.9464 | 6836535.9071 | 4666076.2333 | 20867729.8213 | 961560.8286 | 23341978.1048 | 23341978.1048 | 17712525.3824 | 9314579.3857 | 0 | 45171268.7547 | 95540351.6276 | 4216.965 | 3.3938 | 13310.0348 | 28151.6425 | 271.3431 | 573.9093
1 | 5300 | 707 | 0.03 | 15 | 15 | 7 | 5.6234e-12 | 5spot_SharedNeighbor | CO2 | Porous | Wet | R600a | MinimizeLCOE_Brownfield | IgnoreSilica | 2019 | 58.5734 | 9.5446 | 1.0831 | 4 | 11150.4371 | 22776.9803 | 227.3167 | 464.3396 | 110.8551 | 15.815 | 78.8078 | 3492276.8539 | 0 | 2362070.0902 | 0 | 0 | 0 | 1895400.6166 | 3022401.5487 | 7863668.8499 | 5367115.5723 | 24002933.5317 | 961560.8286 | 23341978.1048 | 23341978.1048 | 17712525.3824 | 9314579.3857 | 0 | 48306472.4652 | 98675555.3381 | 5623.4133 | 4.3322 | 11150.4371 | 22776.9803 | 227.3167 | 464.3396
1 | 5300 | 707 | 0.03 | 15 | 15 | 7 | 7.4989e-12 | 5spot_SharedNeighbor | CO2 | Porous | Wet | R600a | MinimizeLCOE_Brownfield | IgnoreSilica | 2019 | 70.2083 | 11.5888 | 1.3484 | 4 | 9531.2823 | 18870.1909 | 194.3081 | 384.6944 | 110.8387 | 15.6695 | 71.8731 | 3968160.121 | 0 | 2730506.9514 | 0 | 0 | 0 | 2052022.646 | 3412768.9902 | 8879324.8573 | 6060321.667 | 27103105.2329 | 961560.8286 | 23341978.1048 | 23341978.1048 | 17712525.3824 | 9314579.3857 | 0 | 51406644.1663 | 101775727.0392 | 7498.9421 | 5.3935 | 9531.2823 | 18870.1909 | 194.3081 | 384.6944
1 | 5300 | 707 | 0.03 | 15 | 15 | 7 | 1e-11 | 5spot_SharedNeighbor | CO2 | Porous | Wet | R600a | MinimizeLCOE_Brownfield | IgnoreSilica | 2019 | 81.9936 | 13.6796 | 1.6308 | 4 | 8318.9019 | 16040.3406 | 169.5921 | 327.004 | 110.618 | 15.4839 | 80.9919 | 4417661.0139 | 0 | 3091406.51 | 0 | 0 | 0 | 2164974.7309 | 3772876.4794 | 9816250.676 | 6699792.7901 | 29962962.2004 | 961560.8286 | 23341978.1048 | 23341978.1048 | 17712525.3824 | 9314579.3857 | 0 | 54266501.1338 | 104635584.0067 | 10000 | 6.5233 | 8318.9019 | 16040.3406 | 169.5921 | 327.004
1 | 5300 | 707 | 0.03 | 15 | 15 | 7 | 1.3335e-11 | 5spot_SharedNeighbor | CO2 | Porous | Wet | R600a | MinimizeLCOE_Brownfield | IgnoreSilica | 2019 | 93.224 | 15.6912 | 1.9133 | 4 | 7413.7241 | 13995.116 | 151.1388 | 285.3094 | 110.2448 | 15.2723 | 91.9297 | 4818153.4509 | 0 | 3425739.4042 | 0 | 0 | 0 | 2228480.575 | 4084225.6378 | 10626317.3196 | 7252679.9196 | 32435596.3071 | 961560.8286 | 23341978.1048 | 23341978.1048 | 17712525.3824 | 9314579.3857 | 0 | 56739135.2405 | 107108218.1134 | 13335.2143 | 7.6533 | 7413.7241 | 13995.116 | 151.1388 | 285.3094
1 | 5300 | 707 | 0.03 | 15 | 15 | 7 | 1.7783e-11 | 5spot_SharedNeighbor | CO2 | Porous | Wet | R600a | MinimizeLCOE_Brownfield | IgnoreSilica | 2019 | 103.3406 | 17.5201 | 2.1795 | 4 | 6739.6486 | 12517.2821 | 137.3969 | 255.1817 | 109.7848 | 15.0534 | 93.0516 | 5156903.1423 | 0 | 3720053.9262 | 0 | 0 | 0 | 2246555.0175 | 4338169.7135 | 11287027.7137 | 7703628.3398 | 34452337.853 | 961560.8286 | 23341978.1048 | 23341978.1048 | 17712525.3824 | 9314579.3857 | 0 | 58755876.7864 | 109124959.6593 | 17782.7941 | 8.7179 | 6739.6486 | 12517.2821 | 137.3969 | 255.1817
1 | 5300 | 707 | 0.03 | 15 | 15 | 7 | 2.3714e-11 | 5spot_SharedNeighbor | CO2 | Porous | Wet | R600a | MinimizeLCOE_Brownfield | IgnoreSilica | 2019 | 112.0519 | 19.1079 | 2.4177 | 4 | 6238.3715 | 11446.7137 | 127.1776 | 233.3567 | 109.2998 | 14.8435 | 81.8335 | 5432362.0098 | 0 | 3968877.6966 | 0 | 0 | 0 | 2230613.6584 | 4536422.8123 | 11802841.6093 | 8055681.9225 | 36026799.7088 | 961560.8286 | 23341978.1048 | 23341978.1048 | 17712525.3824 | 9314579.3857 | 0 | 60330338.6423 | 110699421.5152 | 23713.7371 | 9.6708 | 6238.3715 | 11446.7137 | 127.1776 | 233.3567
1 | 5300 | 707 | 0.03 | 15 | 15 | 7 | 3.1623e-11 | 5spot_SharedNeighbor | CO2 | Porous | Wet | R600a | MinimizeLCOE_Brownfield | IgnoreSilica | 2019 | 119.2675 | 20.4328 | 2.6219 | 4 | 5865.6566 | 10668.4717 | 119.5793 | 217.4912 | 108.8375 | 14.6549 | 91.1969 | 5649310.2593 | 0 | 4172055.3082 | 0 | 0 | 0 | 2193148.881 | 4685660.6349 | 12191127.8109 | 8320695.2335 | 37211998.1278 | 961560.8286 | 23341978.1048 | 23341978.1048 | 17712525.3824 | 9314579.3857 | 0 | 61515537.0612 | 111884619.9341 | 31622.7766 | 10.4874 | 5865.6566 | 10668.4717 | 119.5793 | 217.4912
1 | 5300 | 707 | 0.03 | 15 | 15 | 7 | 4.217e-11 | 5spot_SharedNeighbor | CO2 | Porous | Wet | R600a | MinimizeLCOE_Brownfield | IgnoreSilica | 2019 | 125.0797 | 21.507 | 2.791 | 4 | 5588.3356 | 10100.0819 | 113.9258 | 205.9038 | 108.4256 | 14.4933 | 110.092 | 5816702.2497 | 0 | 4333929.7836 | 0 | 0 | 0 | 2145608.511 | 4795533.8122 | 12476995.2802 | 8515805.6554 | 38084575.292 | 961560.8286 | 23341978.1048 | 23341978.1048 | 17712525.3824 | 9314579.3857 | 0 | 62388114.2254 | 112757197.0983 | 42169.6503 | 11.164 | 5588.3356 | 10100.0819 | 113.9258 | 205.9038
1 | 5300 | 707 | 0.03 | 15 | 15 | 7 | 5.6234e-11 | 5spot_SharedNeighbor | CO2 | Porous | Wet | R600a | MinimizeLCOE_Brownfield | IgnoreSilica | 2019 | 129.6593 | 22.3579 | 2.9275 | 4 | 5381.7564 | 9683.1135 | 109.7144 | 197.4034 | 108.0762 | 14.3598 | 101.6801 | 5943959.1999 | 0 | 4460413.7382 | 0 | 0 | 0 | 2096078.0234 | 4875175.875 | 12684207.5907 | 8657232.315 | 38717066.7423 | 961560.8286 | 23341978.1048 | 23341978.1048 | 17712525.3824 | 9314579.3857 | 0 | 63020605.6757 | 113389688.5486 | 56234.1325 | 11.71 | 5381.7564 | 9683.1135 | 109.7144 | 197.4034
1 | 5300 | 707 | 0.03 | 15 | 15 | 7 | 7.4989e-11 | 5spot_SharedNeighbor | CO2 | Porous | Wet | R600a | MinimizeLCOE_Brownfield | IgnoreSilica | 2019 | 133.2233 | 23.0231 | 3.0357 | 4 | 5227.6808 | 9375.7633 | 106.5733 | 191.1376 | 107.7892 | 14.2522 | 106.9846 | 6040160.772 | 0 | 4558232.3347 | 0 | 0 | 0 | 2049852.7248 | 4932815.8743 | 12834175.0452 | 8759588.1843 | 39174824.9353 | 961560.8286 | 23341978.1048 | 23341978.1048 | 17712525.3824 | 9314579.3857 | 0 | 63478363.8687 | 113847446.7416 | 74989.4209 | 12.1427 | 5227.6808 | 9375.7633 | 106.5733 | 191.1376
1 | 5300 | 707 | 0.03 | 15 | 15 | 7 | 1e-10 | 5spot_SharedNeighbor | CO2 | Porous | Wet | R600a | MinimizeLCOE_Brownfield | IgnoreSilica | 2019 | 135.9734 | 23.5379 | 3.1202 | 4 | 5112.6315 | 9148.2985 | 104.2279 | 186.5004 | 107.5586 | 14.167 | 107.8198 | 6112688.1424 | 0 | 4633354.5687 | 0 | 0 | 0 | 2009488.991 | 4974657.3638 | 12943038.0181 | 8833889.4002 | 39507116.4843 | 961560.8286 | 23341978.1048 | 23341978.1048 | 17712525.3824 | 9314579.3857 | 0 | 63810655.4177 | 114179738.2906 | 100000 | 12.481 | 5112.6315 | 9148.2985 | 104.2279 | 186.5004
1 | 5300 | 707 | 0.03 | 15 | 15 | 7 | 1.3335e-10 | 5spot_SharedNeighbor | CO2 | Porous | Wet | R600a | MinimizeLCOE_Brownfield | IgnoreSilica | 2019 | 138.0734 | 23.9322 | 3.1856 | 4 | 5026.6387 | 8979.5353 | 102.4748 | 183.06 | 107.3772 | 14.1006 | 104.9887 | 6167065.1416 | 0 | 4690513.4427 | 0 | 0 | 0 | 1975569.019 | 5004927.5653 | 13021794.8731 | 8887642.572 | 39747512.6138 | 961560.8286 | 23341978.1048 | 23341978.1048 | 17712525.3824 | 9314579.3857 | 0 | 64051051.5472 | 114420134.4201 | 133352.1432 | 12.7423 | 5026.6387 | 8979.5353 | 102.4748 | 183.06
1 | 5300 | 707 | 0.03 | 15 | 15 | 7 | 1.7783e-10 | 5spot_SharedNeighbor | CO2 | Porous | Wet | R600a | MinimizeLCOE_Brownfield | IgnoreSilica | 2019 | 139.6741 | 24.2333 | 3.2357 | 4 | 4962.3134 | 8853.9424 | 101.1635 | 180.4996 | 107.2358 | 14.0492 | 95.0059 | 6207925.747 | 0 | 4733964.1432 | 0 | 0 | 0 | 1948025.3235 | 5027066.9333 | 13079396.9673 | 8926957.1849 | 39923336.2993 | 961560.8286 | 23341978.1048 | 23341978.1048 | 17712525.3824 | 9314579.3857 | 0 | 64226875.2327 | 114595958.1056 | 177827.941 | 12.9429 | 4962.3134 | 8853.9424 | 101.1635 | 180.4996
1 | 5300 | 707 | 0.03 | 15 | 15 | 7 | 2.3714e-10 | 5spot_SharedNeighbor | CO2 | Porous | Wet | R600a | MinimizeLCOE_Brownfield | IgnoreSilica | 2019 | 140.8922 | 24.4627 | 3.274 | 4 | 4914.1663 | 8760.2632 | 100.1819 | 178.5898 | 107.1263 | 14.0097 | 97.5751 | 6238681.7781 | 0 | 4766965.4366 | 0 | 0 | 0 | 1926179.8363 | 5043412.5499 | 13121924.9086 | 8955983.3787 | 40053147.888 | 961560.8286 | 23341978.1048 | 23341978.1048 | 17712525.3824 | 9314579.3857 | 0 | 64356686.8214 | 114725769.6943 | 237137.3706 | 13.0962 | 4914.1663 | 8760.2632 | 100.1819 | 178.5898
1 | 5300 | 707 | 0.03 | 15 | 15 | 7 | 3.1623e-10 | 5spot_SharedNeighbor | CO2 | Porous | Wet | R600a | MinimizeLCOE_Brownfield | IgnoreSilica | 2019 | 141.8083 | 24.6355 | 3.3031 | 4 | 4878.1118 | 8690.397 | 99.4469 | 177.1655 | 107.0429 | 13.9797 | 97.4424 | 6261615.629 | 0 | 4791745.4738 | 0 | 0 | 0 | 1908952.3909 | 5055302.2626 | 13152859.5021 | 8977096.8744 | 40147572.1329 | 961560.8286 | 23341978.1048 | 23341978.1048 | 17712525.3824 | 9314579.3857 | 0 | 64451111.0663 | 114820193.9392 | 316227.766 | 13.2123 | 4878.1118 | 8690.397 | 99.4469 | 177.1655
1 | 5300 | 707 | 0.03 | 15 | 15 | 7 | 4.217e-10 | 5spot_SharedNeighbor | CO2 | Porous | Wet | R600a | MinimizeLCOE_Brownfield | IgnoreSilica | 2019 | 142.4922 | 24.7648 | 3.325 | 4 | 4851.103 | 8638.2771 | 98.8963 | 176.103 | 106.9801 | 13.9571 | 108.8803 | 6278626.9024 | 0 | 4810224.1529 | 0 | 0 | 0 | 1895460.4267 | 5063881.4779 | 13175180.8607 | 8992331.6603 | 40215705.4808 | 961560.8286 | 23341978.1048 | 23341978.1048 | 17712525.3824 | 9314579.3857 | 0 | 64519244.4142 | 114888327.2871 | 421696.5034 | 13.2999 | 4851.103 | 8638.2771 | 98.8963 | 176.103
1 | 5300 | 707 | 0.03 | 15 | 15 | 7 | 5.6234e-10 | 5spot_SharedNeighbor | CO2 | Porous | Wet | R600a | MinimizeLCOE_Brownfield | IgnoreSilica | 2019 | 143.0233 | 24.8648 | 3.3417 | 4 | 4830.8652 | 8599.0901 | 98.4837 | 175.3041 | 106.931 | 13.9396 | 122.1241 | 6291772.0306 | 0 | 4824559.3469 | 0 | 0 | 0 | 1885392.8131 | 5070672.4343 | 13192849.5361 | 9004390.8944 | 40269637.0553 | 961560.8286 | 23341978.1048 | 23341978.1048 | 17712525.3824 | 9314579.3857 | 0 | 64573175.9888 | 114942258.8617 | 562341.3252 | 13.3668 | 4830.8652 | 8599.0901 | 98.4837 | 175.3041
1 | 5300 | 707 | 0.03 | 15 | 15 | 7 | 7.4989e-10 | 5spot_SharedNeighbor | CO2 | Porous | Wet | R600a | MinimizeLCOE_Brownfield | IgnoreSilica | 2019 | 143.4083 | 24.9378 | 3.3541 | 4 | 4815.6979 | 8569.9456 | 98.1745 | 174.7099 | 106.8952 | 13.9268 | 107.6186 | 6301268.025 | 0 | 4834948.4687 | 0 | 0 | 0 | 1877426.1187 | 5075320.6188 | 13204943.1588 | 9012645.0404 | 40306551.4305 | 961560.8286 | 23341978.1048 | 23341978.1048 | 17712525.3824 | 9314579.3857 | 0 | 64610090.3639 | 114979173.2368 | 749894.2093 | 13.4166 | 4815.6979 | 8569.9456 | 98.1745 | 174.7099
1 | 5300 | 707 | 0.03 | 15 | 15 | 7 | 1e-09 | 5spot_SharedNeighbor | CO2 | Porous | Wet | R600a | MinimizeLCOE_Brownfield | IgnoreSilica | 2019 | 143.7102 | 24.9947 | 3.3636 | 4 | 4804.329 | 8547.965 | 97.9427 | 174.2618 | 106.867 | 13.9167 | 103.0742 | 6308693.4433 | 0 | 4843089.7274 | 0 | 0 | 0 | 1871603.4038 | 5079120.764 | 13214830.3571 | 9019393.2563 | 40336730.9518 | 961560.8286 | 23341978.1048 | 23341978.1048 | 17712525.3824 | 9314579.3857 | 0 | 64640269.8853 | 115009352.7582 | 1000000 | 13.4546 | 4804.329 | 8547.965 | 97.9427 | 174.2618
1 | 5300 | 707 | 0.03 | 15 | 15 | 7 | 1.3335e-09 | 5spot_SharedNeighbor | CO2 | Porous | Wet | R600a | MinimizeLCOE_Brownfield | IgnoreSilica | 2019 | 143.9271 | 25.0358 | 3.3707 | 4 | 4795.8063 | 8531.6254 | 97.769 | 173.9287 | 106.8467 | 13.9095 | 105.4598 | 6314015.4043 | 0 | 4848936.0983 | 0 | 0 | 0 | 1867004.0741 | 5081682.6749 | 13221495.9237 | 9023942.6425 | 40357076.8178 | 961560.8286 | 23341978.1048 | 23341978.1048 | 17712525.3824 | 9314579.3857 | 0 | 64660615.7512 | 115029698.6241 | 1333521.4322 | 13.4827 | 4795.8063 | 8531.6254 | 97.769 | 173.9287
1 | 5300 | 707 | 0.03 | 15 | 15 | 7 | 1.7783e-09 | 5spot_SharedNeighbor | CO2 | Porous | Wet | R600a | MinimizeLCOE_Brownfield | IgnoreSilica | 2019 | 144.0929 | 25.0672 | 3.376 | 4 | 4789.4167 | 8519.3459 | 97.6387 | 173.6784 | 106.8311 | 13.9039 | 99.1098 | 6318077.097 | 0 | 4853403.4968 | 0 | 0 | 0 | 1863583.0947 | 5083674.8385 | 13226679.1247 | 9027480.2837 | 40372897.9354 | 961560.8286 | 23341978.1048 | 23341978.1048 | 17712525.3824 | 9314579.3857 | 0 | 64676436.8688 | 115045519.7417 | 1778279.41 | 13.504 | 4789.4167 | 8519.3459 | 97.6387 | 173.6784
1 | 5300 | 707 | 0.03 | 15 | 15 | 7 | 2.3714e-09 | 5spot_SharedNeighbor | CO2 | Porous | Wet | R600a | MinimizeLCOE_Brownfield | IgnoreSilica | 2019 | 144.2218 | 25.0915 | 3.3801 | 4 | 4784.6261 | 8510.0875 | 97.5411 | 173.4896 | 106.819 | 13.8996 | 114.3896 | 6321232.1158 | 0 | 4856876.6373 | 0 | 0 | 0 | 1861085.934 | 5085285.9279 | 13230870.8489 | 9030341.2216 | 40385692.6854 | 961560.8286 | 23341978.1048 | 23341978.1048 | 17712525.3824 | 9314579.3857 | 0 | 64689231.6189 | 115058314.4918 | 2371373.7057 | 13.5202 | 4784.6261 | 8510.0875 | 97.5411 | 173.4896
1 | 5300 | 707 | 0.03 | 15 | 15 | 7 | 3.1623e-09 | 5spot_SharedNeighbor | CO2 | Porous | Wet | R600a | MinimizeLCOE_Brownfield | IgnoreSilica | 2019 | 144.3 | 25.1066 | 3.3829 | 4 | 4781.0342 | 8503.3796 | 97.4678 | 173.3529 | 106.8116 | 13.897 | 113.2766 | 6323142.4219 | 0 | 4858983.0893 | 0 | 0 | 0 | 1858859.7309 | 5085984.2444 | 13232687.7251 | 9031581.2769 | 40391238.4886 | 961560.8286 | 23341978.1048 | 23341978.1048 | 17712525.3824 | 9314579.3857 | 0 | 64694777.422 | 115063860.2949 | 3162277.6602 | 13.5315 | 4781.0342 | 8503.3796 | 97.4678 | 173.3529
1 | 5300 | 707 | 0.03 | 15 | 15 | 7 | 4.217e-09 | 5spot_SharedNeighbor | CO2 | Porous | Wet | R600a | MinimizeLCOE_Brownfield | IgnoreSilica | 2019 | 144.383 | 25.1221 | 3.3853 | 4 | 4778.3409 | 8498.048 | 97.4129 | 173.2442 | 106.8038 | 13.8942 | 105.9721 | 6325170.645 | 0 | 4861217.487 | 0 | 0 | 0 | 1857637.1304 | 5087169.8524 | 13235772.4338 | 9033686.654 | 40400654.2026 | 961560.8286 | 23341978.1048 | 23341978.1048 | 17712525.3824 | 9314579.3857 | 0 | 64704193.136 | 115073276.0089 | 4216965.0343 | 13.5411 | 4778.3409 | 8498.048 | 97.4129 | 173.2442
1 | 5300 | 707 | 0.03 | 15 | 15 | 7 | 5.6234e-09 | 5spot_SharedNeighbor | CO2 | Porous | Wet | R600a | MinimizeLCOE_Brownfield | IgnoreSilica | 2019 | 144.4218 | 25.1297 | 3.3868 | 4 | 4776.3213 | 8494.3419 | 97.3718 | 173.1686 | 106.8001 | 13.8929 | 101.8666 | 6326119.1799 | 0 | 4862265.1331 | 0 | 0 | 0 | 1856284.0635 | 5087420.6668 | 13236425.0016 | 9034132.0449 | 40402646.0898 | 961560.8286 | 23341978.1048 | 23341978.1048 | 17712525.3824 | 9314579.3857 | 0 | 64706185.0232 | 115075267.8961 | 5623413.2519 | 13.5473 | 4776.3213 | 8494.3419 | 97.3718 | 173.1686
1 | 5300 | 707 | 0.03 | 15 | 15 | 7 | 7.4989e-09 | 5spot_SharedNeighbor | CO2 | Porous | Wet | R600a | MinimizeLCOE_Brownfield | IgnoreSilica | 2019 | 144.4756 | 25.1396 | 3.3883 | 4 | 4774.807 | 8491.2575 | 97.3409 | 173.1058 | 106.7951 | 13.8911 | 106.0655 | 6327432.0054 | 0 | 4863711.7897 | 0 | 0 | 0 | 1855723.4896 | 5088278.241 | 13238656.2337 | 9035654.9067 | 40409456.6661 | 961560.8286 | 23341978.1048 | 23341978.1048 | 17712525.3824 | 9314579.3857 | 0 | 64712995.5995 | 115082078.4724 | 7498942.0933 | 13.553 | 4774.807 | 8491.2575 | 97.3409 | 173.1058
1 | 5300 | 707 | 0.03 | 15 | 15 | 7 | 1e-08 | 5spot_SharedNeighbor | CO2 | Porous | Wet | R600a | MinimizeLCOE_Brownfield | IgnoreSilica | 2019 | 144.4996 | 25.1443 | 3.3891 | 4 | 4773.6714 | 8489.1468 | 97.3177 | 173.0627 | 106.7928 | 13.8903 | 108.2097 | 6328019.0878 | 0 | 4864360.256 | 0 | 0 | 0 | 1855001.3542 | 5088478.4722 | 13239177.1943 | 9036010.473 | 40411046.8375 | 961560.8286 | 23341978.1048 | 23341978.1048 | 17712525.3824 | 9314579.3857 | 0 | 64714585.7709 | 115083668.6438 | 10000000 | 13.5566 | 4773.6714 | 8489.1468 | 97.3177 | 173.0627
1 | 5400 | 707 | 0.03 | 15 | 15 | 7 | 1e-13 | 5spot_SharedNeighbor | CO2 | Porous | Wet | R600a | MinimizeLCOE_Brownfield | IgnoreSilica | 2019 | 0 | 0 | 0 | 0 |  |  |  |  | 15 |  | 21.8135 | [19 empty] | 100 | 0
1 | 5400 | 707 | 0.03 | 15 | 15 | 7 | 1.3335e-13 | 5spot_SharedNeighbor | CO2 | Porous | Wet | R600a | MinimizeLCOE_Brownfield | IgnoreSilica | 2019 | 1.6 | 0.0061106 | 0.0035206 | 4 | 1859650.4135 | 5520897.4256 | 37911.489 | 112550.9616 | 67.8761 | 13.4357 | 26.6208 | 176599.9373 | 0 | 71536.967 | 0 | 0 | 0 | 171851.9153 | 163795.6397 | 426162.6553 | 290864.769 | 1300811.8837 | 961560.8286 | 23926120.3335 | 23926120.3335 | 18112060.8521 | 9521263.1161 | 0 | 26188493.0458 | 77747937.3476 | 133.3521 | 0.014082 | 1859650.4135 | 5520897.4256 | 37911.489 | 112550.9616
1 | 5400 | 707 | 0.03 | 15 | 15 | 7 | 1.7783e-13 | 5spot_SharedNeighbor | CO2 | Porous | Wet | R600a | MinimizeLCOE_Brownfield | IgnoreSilica | 2019 | 1.6 | 0.021457 | 0.0071832 | 4 | 909326.9933 | 2703768.6146 | 18537.8607 | 55119.9803 | 67.8761 | 13.4357 | 28.2683 | 176599.9412 | 0 | 71536.965 | 0 | 0 | 0 | 152181.0627 | 156124.0079 | 406202.6431 | 277241.6506 | 1239886.2705 | 961560.8286 | 23926120.3335 | 23926120.3335 | 18112060.8521 | 9521263.1161 | 0 | 26127567.4327 | 77687011.7344 | 177.8279 | 0.028733 | 909326.9933 | 2703768.6146 | 18537.8607 | 55119.9803
1 | 5400 | 707 | 0.03 | 15 | 15 | 7 | 2.3714e-13 | 5spot_SharedNeighbor | CO2 | Porous | Wet | R600a | MinimizeLCOE_Brownfield | IgnoreSilica | 2019 | 3.6413 | 0.24056 | 0.022662 | 4 | 306413.1783 | 875207.0573 | 6246.6471 | 17842.2797 | 87.7597 | 15.0341 | 66.6101 | 395827.6963 | 0 | 199624.9481 | 0 | 0 | 0 | 336904.4672 | 363619.2735 | 946062.7611 | 645707.2741 | 2887746.4204 | 961560.8286 | 23926120.3335 | 23926120.3335 | 18112060.8521 | 9521263.1161 | 0 | 27775427.5825 | 79334871.8843 | 237.1374 | 0.090647 | 306413.1783 | 875207.0573 | 6246.6471 | 17842.2797
1 | 5400 | 707 | 0.03 | 15 | 15 | 7 | 3.1623e-13 | 5spot_SharedNeighbor | CO2 | Porous | Wet | R600a | MinimizeLCOE_Brownfield | IgnoreSilica | 2019 | 4.913 | 0.42654 | 0.039901 | 4 | 179399.4008 | 502442.6726 | 3657.2994 | 10242.9735 | 93.5747 | 15.4294 | 52.0535 | 518559.9459 | 0 | 273718.8163 | 0 | 0 | 0 | 416995.3008 | 471616.8846 | 1227050.3917 | 837487.1057 | 3745428.445 | 961560.8286 | 23926120.3335 | 23926120.3335 | 18112060.8521 | 9521263.1161 | 0 | 28633109.6072 | 80192553.909 | 316.2278 | 0.15961 | 179399.4008 | 502442.6726 | 3657.2994 | 10242.9735
1 | 5400 | 707 | 0.03 | 15 | 15 | 7 | 4.217e-13 | 5spot_SharedNeighbor | CO2 | Porous | Wet | R600a | MinimizeLCOE_Brownfield | IgnoreSilica | 2019 | 6.5519 | 0.68148 | 0.064272 | 4 | 115337.8129 | 315889.2792 | 2351.3173 | 6439.8302 | 98.3011 | 15.7279 | 68.7976 | 664844.9257 | 0 | 364071.6571 | 0 | 0 | 0 | 509325.6028 | 599914.4524 | 1560854.3457 | 1065315.1633 | 4764326.1469 | 961560.8286 | 23926120.3335 | 23926120.3335 | 18112060.8521 | 9521263.1161 | 0 | 29652007.309 | 81211451.6108 | 421.6965 | 0.25709 | 115337.8129 | 315889.2792 | 2351.3173 | 6439.8302
1 | 5400 | 707 | 0.03 | 15 | 15 | 7 | 5.6234e-13 | 5spot_SharedNeighbor | CO2 | Porous | Wet | R600a | MinimizeLCOE_Brownfield | IgnoreSilica | 2019 | 8.6324 | 1.0186 | 0.097772 | 4 | 78856.6114 | 210693.021 | 1607.5987 | 4295.2622 | 102.0575 | 15.9504 | 64.0086 | 836211.9984 | 0 | 472477.499 | 0 | 0 | 0 | 613038.04 | 749473.7396 | 1949976.9322 | 1330899.3243 | 5952077.5335 | 961560.8286 | 23926120.3335 | 23926120.3335 | 18112060.8521 | 9521263.1161 | 0 | 30839758.6957 | 82399202.9975 | 562.3413 | 0.39109 | 78856.6114 | 210693.021 | 1607.5987 | 4295.2622
1 | 5400 | 707 | 0.03 | 15 | 15 | 7 | 7.4989e-13 | 5spot_SharedNeighbor | CO2 | Porous | Wet | R600a | MinimizeLCOE_Brownfield | IgnoreSilica | 2019 | 11.3003 | 1.4613 | 0.14307 | 4 | 56342.5289 | 146438.4922 | 1148.6187 | 2985.3467 | 105.0566 | 16.1174 | 51.9315 | 1038935.371 | 0 | 603890.7929 | 0 | 0 | 0 | 732052.0362 | 926202.498 | 2409788.9096 | 1644730.447 | 7355600.0547 | 961560.8286 | 23926120.3335 | 23926120.3335 | 18112060.8521 | 9521263.1161 | 0 | 32243281.2169 | 83802725.5187 | 749.8942 | 0.57227 | 56342.5289 | 146438.4922 | 1148.6187 | 2985.3467
1 | 5400 | 707 | 0.03 | 15 | 15 | 7 | 1e-12 | 5spot_SharedNeighbor | CO2 | Porous | Wet | R600a | MinimizeLCOE_Brownfield | IgnoreSilica | 2019 | 14.6862 | 2.0326 | 0.20346 | 4 | 41633.8128 | 104986.4919 | 848.7616 | 2140.2916 | 107.4131 | 16.2394 | 61.1139 | 1276443.1853 | 0 | 761700.1679 | 0 | 0 | 0 | 866336.1431 | 1132747.0036 | 2947175.345 | 2011507.7313 | 8995909.5762 | 961560.8286 | 23926120.3335 | 23926120.3335 | 18112060.8521 | 9521263.1161 | 0 | 33883590.7384 | 85443035.0402 | 1000 | 0.81385 | 41633.8128 | 104986.4919 | 848.7616 | 2140.2916
1 | 5400 | 707 | 0.03 | 15 | 15 | 7 | 1.3335e-12 | 5spot_SharedNeighbor | CO2 | Porous | Wet | R600a | MinimizeLCOE_Brownfield | IgnoreSilica | 2019 | 18.9808 | 2.7651 | 0.28316 | 4 | 31611.4956 | 77133.4442 | 644.4431 | 1572.4696 | 109.2543 | 16.3245 | 70.5507 | 1554880.8942 | 0 | 951354.3835 | 0 | 0 | 0 | 1018303.7776 | 1374570.2316 | 3576349.7795 | 2440932.2111 | 10916391.2775 | 961560.8286 | 23926120.3335 | 23926120.3335 | 18112060.8521 | 9521263.1161 | 0 | 35804072.4396 | 87363516.7414 | 1333.5214 | 1.1326 | 31611.4956 | 77133.4442 | 644.4431 | 1572.4696
1 | 5400 | 707 | 0.03 | 15 | 15 | 7 | 1.7783e-12 | 5spot_SharedNeighbor | CO2 | Porous | Wet | R600a | MinimizeLCOE_Brownfield | IgnoreSilica | 2019 | 24.5009 | 3.7122 | 0.38794 | 4 | 24536.5981 | 57763.0129 | 500.2117 | 1177.5771 | 110.693 | 16.377 | 65.1582 | 1885816.9276 | 0 | 1176193.1937 | 0 | 0 | 0 | 1195712.6302 | 1660511.8731 | 4320311.2759 | 2948701.2193 | 13187247.1197 | 961560.8286 | 23926120.3335 | 23926120.3335 | 18112060.8521 | 9521263.1161 | 0 | 38074928.2818 | 89634372.5836 | 1778.2794 | 1.5518 | 24536.5981 | 57763.0129 | 500.2117 | 1177.5771
1 | 5400 | 707 | 0.03 | 15 | 15 | 7 | 2.3714e-12 | 5spot_SharedNeighbor | CO2 | Porous | Wet | R600a | MinimizeLCOE_Brownfield | IgnoreSilica | 2019 | 31.2077 | 4.8739 | 0.52242 | 4 | 19419.811 | 44092.9724 | 395.8991 | 898.8949 | 111.7402 | 16.395 | 56.206 | 2258199.779 | 0 | 1427386.411 | 0 | 0 | 0 | 1381435.036 | 1976138.2782 | 5141506.4381 | 3509183.7914 | 15693849.7337 | 961560.8286 | 23926120.3335 | 23926120.3335 | 18112060.8521 | 9521263.1161 | 0 | 40581530.8958 | 92140975.1976 | 2371.3737 | 2.0897 | 19419.811 | 44092.9724 | 395.8991 | 898.8949
1 | 5400 | 707 | 0.03 | 15 | 15 | 7 | 3.1623e-12 | 5spot_SharedNeighbor | CO2 | Porous | Wet | R600a | MinimizeLCOE_Brownfield | IgnoreSilica | 2019 | 39.3829 | 6.2995 | 0.69237 | 4 | 15672.2904 | 34289.3159 | 319.5008 | 699.0341 | 112.4828 | 16.3763 | 63.0509 | 2679447.7968 | 0 | 1719406.5874 | 0 | 0 | 0 | 1579469.0206 | 2331546.1278 | 6066204.7587 | 4140309.3959 | 18516383.6872 | 961560.8286 | 23926120.3335 | 23926120.3335 | 18112060.8521 | 9521263.1161 | 0 | 43404064.8493 | 94963509.1511 | 3162.2777 | 2.7695 | 15672.2904 | 34289.3159 | 319.5008 | 699.0341
1 | 5400 | 707 | 0.03 | 15 | 15 | 7 | 4.217e-12 | 5spot_SharedNeighbor | CO2 | Porous | Wet | R600a | MinimizeLCOE_Brownfield | IgnoreSilica | 2019 | 49.054 | 7.9981 | 0.90138 | 4 | 12892.2154 | 27192.2851 | 262.8252 | 554.3515 | 112.9526 | 16.3168 | 62.6018 | 3142509.5795 | 0 | 2049612.0003 | 0 | 0 | 0 | 1780407.721 | 2719286.4273 | 7075025.4816 | 4828850.2684 | 21595691.4781 | 961560.8286 | 23926120.3335 | 23926120.3335 | 18112060.8521 | 9521263.1161 | 0 | 46483372.6403 | 98042816.9421 | 4216.965 | 3.6055 | 12892.2154 | 27192.2851 | 262.8252 | 554.3515
1 | 5400 | 707 | 0.03 | 15 | 15 | 7 | 5.6234e-12 | 5spot_SharedNeighbor | CO2 | Porous | Wet | R600a | MinimizeLCOE_Brownfield | IgnoreSilica | 2019 | 60.0233 | 9.9407 | 1.1489 | 4 | 10813.5725 | 22033.1146 | 220.4493 | 449.1748 | 113.1667 | 16.2103 | 74.9385 | 3631071.4203 | 0 | 2408730.3493 | 0 | 0 | 0 | 1969270.7906 | 3123538.2985 | 8126805.9268 | 5546712.0342 | 24806128.8196 | 961560.8286 | 23926120.3335 | 23926120.3335 | 18112060.8521 | 9521263.1161 | 0 | 49693809.9818 | 101253254.2836 | 5623.4133 | 4.5955 | 10813.5725 | 22033.1146 | 220.4493 | 449.1748
1 | 5400 | 707 | 0.03 | 15 | 15 | 7 | 7.4989e-12 | 5spot_SharedNeighbor | CO2 | Porous | Wet | R600a | MinimizeLCOE_Brownfield | IgnoreSilica | 2019 | 71.7944 | 12.0448 | 1.4274 | 4 | 9255.7646 | 18286.3204 | 188.6913 | 372.7914 | 113.1413 | 16.0559 | 70.6317 | 4119269.1864 | 0 | 2779742.3817 | 0 | 0 | 0 | 2127559.5044 | 3520362.7183 | 9159261.6673 | 6251384.2919 | 27957579.75 | 961560.8286 | 23926120.3335 | 23926120.3335 | 18112060.8521 | 9521263.1161 | 0 | 52845260.9121 | 104404705.2139 | 7498.9421 | 5.7094 | 9255.7646 | 18286.3204 | 188.6913 | 372.7914
1 | 5400 | 707 | 0.03 | 15 | 15 | 7 | 1e-11 | 5spot_SharedNeighbor | CO2 | Porous | Wet | R600a | MinimizeLCOE_Brownfield | IgnoreSilica | 2019 | 83.6696 | 14.1884 | 1.7225 | 4 | 8089.9557 | 15573.259 | 164.9247 | 317.4819 | 112.9081 | 15.8606 | 90.5716 | 4578604.6648 | 0 | 3141856.866 | 0 | 0 | 0 | 2240478.1789 | 3884766.4868 | 10107365.5235 | 6898484.6554 | 30851556.3755 | 961560.8286 | 23926120.3335 | 23926120.3335 | 18112060.8521 | 9521263.1161 | 0 | 55739237.5376 | 107298681.8394 | 10000 | 6.8899 | 8089.9557 | 15573.259 | 164.9247 | 317.4819
1 | 5400 | 707 | 0.03 | 15 | 15 | 7 | 1.3335e-11 | 5spot_SharedNeighbor | CO2 | Porous | Wet | R600a | MinimizeLCOE_Brownfield | IgnoreSilica | 2019 | 94.9413 | 16.2428 | 2.0163 | 4 | 7219.993 | 13612.8806 | 147.1893 | 277.517 | 112.5216 | 15.6396 | 80.809 | 4986316.5016 | 0 | 3476133.4524 | 0 | 0 | 0 | 2302723.3823 | 4198417.6011 | 10923421.3843 | 7455459.5486 | 33342471.8703 | 961560.8286 | 23926120.3335 | 23926120.3335 | 18112060.8521 | 9521263.1161 | 0 | 58230153.0324 | 109789597.3342 | 13335.2143 | 8.0651 | 7219.993 | 13612.8806 | 147.1893 | 277.517
1 | 5400 | 707 | 0.03 | 15 | 15 | 7 | 1.7783e-11 | 5spot_SharedNeighbor | CO2 | Porous | Wet | R600a | MinimizeLCOE_Brownfield | IgnoreSilica | 2019 | 105.0534 | 18.1031 | 2.2919 | 4 | 6572.3921 | 12196.5961 | 133.9871 | 248.6441 | 112.0504 | 15.4125 | 82.6977 | 5329838.2911 | 0 | 3769296.1027 | 0 | 0 | 0 | 2318788.4824 | 4452989.9217 | 11585766.3425 | 7907523.5925 | 35364202.7329 | 961560.8286 | 23926120.3335 | 23926120.3335 | 18112060.8521 | 9521263.1161 | 0 | 60251883.8951 | 111811328.1969 | 17782.7941 | 9.1674 | 6572.3921 | 12196.5961 | 133.9871 | 248.6441
1 | 5400 | 707 | 0.03 | 15 | 15 | 7 | 2.3714e-11 | 5spot_SharedNeighbor | CO2 | Porous | Wet | R600a | MinimizeLCOE_Brownfield | IgnoreSilica | 2019 | 113.7233 | 19.7115 | 2.5375 | 4 | 6090.9231 | 11170.7561 | 124.1717 | 227.731 | 111.5574 | 15.1963 | 91.3949 | 5608086.3033 | 0 | 4016167.9688 | 0 | 0 | 0 | 2300554.0995 | 4650675.2649 | 12100103.0547 | 8258568.9671 | 36934155.6583 | 961560.8286 | 23926120.3335 | 23926120.3335 | 18112060.8521 | 9521263.1161 | 0 | 61821836.8204 | 113381281.1222 | 23713.7371 | 10.1498 | 6090.9231 | 11170.7561 | 124.1717 | 227.731
1 | 5400 | 707 | 0.03 | 15 | 15 | 7 | 3.1623e-11 | 5spot_SharedNeighbor | CO2 | Porous | Wet | R600a | MinimizeLCOE_Brownfield | IgnoreSilica | 2019 | 120.8728 | 21.0481 | 2.7471 | 4 | 5732.9862 | 10425.1333 | 116.8747 | 212.5304 | 111.0908 | 15.0032 | 93.421 | 5826369.6999 | 0 | 4216918.332 | 0 | 0 | 0 | 2260830.8638 | 4798606.3693 | 12484989.4435 | 8521261.836 | 38108976.5445 | 961560.8286 | 23926120.3335 | 23926120.3335 | 18112060.8521 | 9521263.1161 | 0 | 62996657.7067 | 114556102.0084 | 31622.7766 | 10.9885 | 5732.9862 | 10425.1333 | 116.8747 | 212.5304
1 | 5400 | 707 | 0.03 | 15 | 15 | 7 | 4.217e-11 | 5spot_SharedNeighbor | CO2 | Porous | Wet | R600a | MinimizeLCOE_Brownfield | IgnoreSilica | 2019 | 126.6339 | 22.1317 | 2.9206 | 4 | 5466.6789 | 9880.1753 | 111.4456 | 201.4207 | 110.6756 | 14.8378 | 96.1819 | 5994942.5678 | 0 | 4376957.4057 | 0 | 0 | 0 | 2211917.3457 | 4907688.7545 | 12768799.4338 | 8714967.9861 | 38975273.4936 | 961560.8286 | 23926120.3335 | 23926120.3335 | 18112060.8521 | 9521263.1161 | 0 | 63862954.6557 | 115422398.9575 | 42169.6503 | 11.6822 | 5466.6789 | 9880.1753 | 111.4456 | 201.4207
1 | 5400 | 707 | 0.03 | 15 | 15 | 7 | 5.6234e-11 | 5spot_SharedNeighbor | CO2 | Porous | Wet | R600a | MinimizeLCOE_Brownfield | IgnoreSilica | 2019 | 131.1823 | 22.9917 | 3.0605 | 4 | 5268.3093 | 9480.0566 | 107.4016 | 193.2638 | 110.3232 | 14.7012 | 96.031 | 6123406.4575 | 0 | 4502279.9987 | 0 | 0 | 0 | 2161772.5728 | 4987109.0213 | 12975434.6767 | 8856000.7854 | 39606003.5124 | 961560.8286 | 23926120.3335 | 23926120.3335 | 18112060.8521 | 9521263.1161 | 0 | 64493684.6745 | 116053128.9763 | 56234.1325 | 12.2418 | 5268.3093 | 9480.0566 | 107.4016 | 193.2638
1 | 5400 | 707 | 0.03 | 15 | 15 | 7 | 7.4989e-11 | 5spot_SharedNeighbor | CO2 | Porous | Wet | R600a | MinimizeLCOE_Brownfield | IgnoreSilica | 2019 | 134.6971 | 23.6596 | 3.1709 | 4 | 5120.3582 | 9185.3971 | 104.3854 | 187.2567 | 110.036 | 14.5919 | 106.282 | 6219868.4971 | 0 | 4598528.187 | 0 | 0 | 0 | 2114687.6761 | 5043902.9005 | 13123200.7004 | 8956854.1328 | 40057042.0939 | 961560.8286 | 23926120.3335 | 23926120.3335 | 18112060.8521 | 9521263.1161 | 0 | 64944723.2561 | 116504167.5578 | 74989.4209 | 12.6836 | 5120.3582 | 9185.3971 | 104.3854 | 187.2567
1 | 5400 | 707 | 0.03 | 15 | 15 | 7 | 1e-10 | 5spot_SharedNeighbor | CO2 | Porous | Wet | R600a | MinimizeLCOE_Brownfield | IgnoreSilica | 2019 | 137.4233 | 24.1789 | 3.2573 | 4 | 5009.8822 | 8967.0508 | 102.1332 | 182.8055 | 109.8042 | 14.5049 | 103.3204 | 6292996.8053 | 0 | 4672836.7293 | 0 | 0 | 0 | 2074095.1141 | 5085572.173 | 13231615.5999 | 9030849.5294 | 40387965.951 | 961560.8286 | 23926120.3335 | 23926120.3335 | 18112060.8521 | 9521263.1161 | 0 | 65275647.1131 | 116835091.4149 | 100000 | 13.0294 | 5009.8822 | 8967.0508 | 102.1332 | 182.8055
1 | 5400 | 707 | 0.03 | 15 | 15 | 7 | 1.3335e-10 | 5spot_SharedNeighbor | CO2 | Porous | Wet | R600a | MinimizeLCOE_Brownfield | IgnoreSilica | 2019 | 139.489 | 24.5739 | 3.3239 | 4 | 4927.3079 | 8805.2365 | 100.4498 | 179.5067 | 109.6232 | 14.4376 | 107.183 | 6347416.597 | 0 | 4728946.0848 | 0 | 0 | 0 | 2039742.7773 | 5115281.129 | 13308912.2093 | 9083606.0537 | 40623904.8511 | 961560.8286 | 23926120.3335 | 23926120.3335 | 18112060.8521 | 9521263.1161 | 0 | 65511586.0133 | 117071030.3151 | 133352.1432 | 13.2956 | 4927.3079 | 8805.2365 | 100.4498 | 179.5067
1 | 5400 | 707 | 0.03 | 15 | 15 | 7 | 1.7783e-10 | 5spot_SharedNeighbor | CO2 | Porous | Wet | R600a | MinimizeLCOE_Brownfield | IgnoreSilica | 2019 | 141.0749 | 24.8774 | 3.3751 | 4 | 4865.5396 | 8684.6407 | 99.1906 | 177.0481 | 109.4812 | 14.3853 | 108.8714 | 6388613.7776 | 0 | 4771907.7746 | 0 | 0 | 0 | 2012153.9732 | 5137343.4549 | 13366313.8556 | 9122783.8567 | 40799116.6925 | 961560.8286 | 23926120.3335 | 23926120.3335 | 18112060.8521 | 9521263.1161 | 0 | 65686797.8547 | 117246242.1565 | 177827.941 | 13.5004 | 4865.5396 | 8684.6407 | 99.1906 | 177.0481
1 | 5400 | 707 | 0.03 | 15 | 15 | 7 | 2.3714e-10 | 5spot_SharedNeighbor | CO2 | Porous | Wet | R600a | MinimizeLCOE_Brownfield | IgnoreSilica | 2019 | 142.2681 | 25.1063 | 3.414 | 4 | 4819.3067 | 8594.8539 | 98.2481 | 175.2177 | 109.3726 | 14.3454 | 108.9879 | 6419277.6401 | 0 | 4804170.6653 | 0 | 0 | 0 | 1990032.4794 | 5153257.5061 | 13407718.9524 | 9151043.6861 | 40925500.9294 | 961560.8286 | 23926120.3335 | 23926120.3335 | 18112060.8521 | 9521263.1161 | 0 | 65813182.0915 | 117372626.3933 | 237137.3706 | 13.6562 | 4819.3067 | 8594.8539 | 98.2481 | 175.2177
1 | 5400 | 707 | 0.03 | 15 | 15 | 7 | 3.1623e-10 | 5spot_SharedNeighbor | CO2 | Porous | Wet | R600a | MinimizeLCOE_Brownfield | IgnoreSilica | 2019 | 143.165 | 25.2786 | 3.4435 | 4 | 4784.6856 | 8527.888 | 97.5423 | 173.8525 | 109.2899 | 14.3152 | 114.1841 | 6442133.5244 | 0 | 4828382.7253 | 0 | 0 | 0 | 1972607.7173 | 5164818.3471 | 13437797.8893 | 9171573.1786 | 41017313.3821 | 961560.8286 | 23926120.3335 | 23926120.3335 | 18112060.8521 | 9521263.1161 | 0 | 65904994.5443 | 117464438.8461 | 316227.766 | 13.7742 | 4784.6856 | 8527.888 | 97.5423 | 173.8525
1 | 5400 | 707 | 0.03 | 15 | 15 | 7 | 4.217e-10 | 5spot_SharedNeighbor | CO2 | Porous | Wet | R600a | MinimizeLCOE_Brownfield | IgnoreSilica | 2019 | 143.8345 | 25.4076 | 3.4658 | 4 | 4758.7509 | 8477.9255 | 97.0136 | 172.834 | 109.2276 | 14.2926 | 105.4167 | 6459090.9195 | 0 | 4846439.897 | 0 | 0 | 0 | 1958980.9279 | 5173159.5803 | 13459500.067 | 9186385.3608 | 41083556.7525 | 961560.8286 | 23926120.3335 | 23926120.3335 | 18112060.8521 | 9521263.1161 | 0 | 65971237.9146 | 117530682.2164 | 421696.5034 | 13.8631 | 4758.7509 | 8477.9255 | 97.0136 | 172.834
1 | 5400 | 707 | 0.03 | 15 | 15 | 7 | 5.6234e-10 | 5spot_SharedNeighbor | CO2 | Porous | Wet | R600a | MinimizeLCOE_Brownfield | IgnoreSilica | 2019 | 144.3487 | 25.5065 | 3.4827 | 4 | 4739.3179 | 8440.4301 | 96.6174 | 172.0696 | 109.1795 | 14.2751 | 105.4264 | 6472051.667 | 0 | 4860294.5139 | 0 | 0 | 0 | 1948708.8196 | 5179611.4502 | 13476286.509 | 9197842.4524 | 41134795.4121 | 961560.8286 | 23926120.3335 | 23926120.3335 | 18112060.8521 | 9521263.1161 | 0 | 66022476.5742 | 117581920.876 | 562341.3252 | 13.9308 | 4739.3179 | 8440.4301 | 96.6174 | 172.0696
1 | 5400 | 707 | 0.03 | 15 | 15 | 7 | 7.4989e-10 | 5spot_SharedNeighbor | CO2 | Porous | Wet | R600a | MinimizeLCOE_Brownfield | IgnoreSilica | 2019 | 144.736 | 25.581 | 3.4955 | 4 | 4724.7538 | 8412.3608 | 96.3205 | 171.4974 | 109.143 | 14.2618 | 112.8106 | 6481778.7537 | 0 | 4870723.8186 | 0 | 0 | 0 | 1940873.8533 | 5184416.806 | 13488789.059 | 9206375.6997 | 41172957.9902 | 961560.8286 | 23926120.3335 | 23926120.3335 | 18112060.8521 | 9521263.1161 | 0 | 66060639.1524 | 117620083.4541 | 749894.2093 | 13.9818 | 4724.7538 | 8412.3608 | 96.3205 | 171.4974
1 | 5400 | 707 | 0.03 | 15 | 15 | 7 | 1e-09 | 5spot_SharedNeighbor | CO2 | Porous | Wet | R600a | MinimizeLCOE_Brownfield | IgnoreSilica | 2019 | 145.0332 | 25.638 | 3.5051 | 4 | 4713.8371 | 8391.2668 | 96.0979 | 171.0673 | 109.1149 | 14.2517 | 109.3324 | 6489225.1381 | 0 | 4878725.4914 | 0 | 0 | 0 | 1935035.9412 | 5188164.7626 | 13498540.4733 | 9213031.2403 | 41202723.047 | 961560.8286 | 23926120.3335 | 23926120.3335 | 18112060.8521 | 9521263.1161 | 0 | 66090404.2092 | 117649848.511 | 1000000 | 14.0205 | 4713.8371 | 8391.2668 | 96.0979 | 171.0673
1 | 5400 | 707 | 0.03 | 15 | 15 | 7 | 1.3335e-09 | 5spot_SharedNeighbor | CO2 | Porous | Wet | R600a | MinimizeLCOE_Brownfield | IgnoreSilica | 2019 | 145.2501 | 25.6798 | 3.5123 | 4 | 4705.6534 | 8375.5449 | 95.9311 | 170.7468 | 109.0943 | 14.2442 | 110.6601 | 6494645.7416 | 0 | 4884561.1651 | 0 | 0 | 0 | 1930488.8594 | 5190781.3488 | 13505348.2939 | 9217677.7177 | 41223503.1266 | 961560.8286 | 23926120.3335 | 23926120.3335 | 18112060.8521 | 9521263.1161 | 0 | 66111184.2887 | 117670628.5905 | 1333521.4322 | 14.0493 | 4705.6534 | 8375.5449 | 95.9311 | 170.7468
1 | 5400 | 707 | 0.03 | 15 | 15 | 7 | 1.7783e-09 | 5spot_SharedNeighbor | CO2 | Porous | Wet | R600a | MinimizeLCOE_Brownfield | IgnoreSilica | 2019 | 145.4157 | 25.7116 | 3.5178 | 4 | 4699.518 | 8363.7313 | 95.806 | 170.506 | 109.0786 | 14.2385 | 103.8069 | 6498778.3819 | 0 | 4889015.7121 | 0 | 0 | 0 | 1927105.4511 | 5192810.8226 | 13510628.5685 | 9221281.6136 | 41239620.5499 | 961560.8286 | 23926120.3335 | 23926120.3335 | 18112060.8521 | 9521263.1161 | 0 | 66127301.7121 | 117686746.0139 | 1778279.41 | 14.0711 | 4699.518 | 8363.7313 | 95.806 | 170.506
1 | 5400 | 707 | 0.03 | 15 | 15 | 7 | 2.3714e-09 | 5spot_SharedNeighbor | CO2 | Porous | Wet | R600a | MinimizeLCOE_Brownfield | IgnoreSilica | 2019 | 145.5324 | 25.7343 | 3.5218 | 4 | 4694.918 | 8354.9705 | 95.7123 | 170.3274 | 109.0675 | 14.2345 | 106.8999 | 6501686.2883 | 0 | 4892154.0061 | 0 | 0 | 0 | 1924408.5567 | 5194117.0519 | 13514027.1092 | 9223601.1875 | 41249994.1998 | 961560.8286 | 23926120.3335 | 23926120.3335 | 18112060.8521 | 9521263.1161 | 0 | 66137675.3619 | 117697119.6637 | 2371373.7057 | 14.0871 | 4694.918 | 8354.9705 | 95.7123 | 170.3274
1 | 5400 | 707 | 0.03 | 15 | 15 | 7 | 3.1623e-09 | 5spot_SharedNeighbor | CO2 | Porous | Wet | R600a | MinimizeLCOE_Brownfield | IgnoreSilica | 2019 | 145.623 | 25.7518 | 3.5248 | 4 | 4691.4689 | 8348.3671 | 95.6419 | 170.1928 | 109.0589 | 14.2314 | 105.1118 | 6503942.0209 | 0 | 4894589.8102 | 0 | 0 | 0 | 1922435.3503 | 5195177.2007 | 13516785.3989 | 9225483.7769 | 41258413.5579 | 961560.8286 | 23926120.3335 | 23926120.3335 | 18112060.8521 | 9521263.1161 | 0 | 66146094.7201 | 117705539.0218 | 3162277.6602 | 14.0992 | 4691.4689 | 8348.3671 | 95.6419 | 170.1928
1 | 5400 | 707 | 0.03 | 15 | 15 | 7 | 4.217e-09 | 5spot_SharedNeighbor | CO2 | Porous | Wet | R600a | MinimizeLCOE_Brownfield | IgnoreSilica | 2019 | 145.6936 | 25.7653 | 3.5271 | 4 | 4688.8828 | 8343.3854 | 95.5892 | 170.0912 | 109.0521 | 14.229 | 100.7802 | 6505698.2881 | 0 | 4896487.0134 | 0 | 0 | 0 | 1921000.3266 | 5196042.395 | 13519036.4569 | 9227020.1703 | 41265284.6504 | 961560.8286 | 23926120.3335 | 23926120.3335 | 18112060.8521 | 9521263.1161 | 0 | 66152965.8125 | 117712410.1143 | 4216965.0343 | 14.1085 | 4688.8828 | 8343.3854 | 95.5892 | 170.0912
1 | 5400 | 707 | 0.03 | 15 | 15 | 7 | 5.6234e-09 | 5spot_SharedNeighbor | CO2 | Porous | Wet | R600a | MinimizeLCOE_Brownfield | IgnoreSilica | 2019 | 145.7519 | 25.7764 | 3.5289 | 4 | 4686.9436 | 8339.5852 | 95.5497 | 170.0137 | 109.0466 | 14.227 | 94.1827 | 6507150.3066 | 0 | 4898055.6245 | 0 | 0 | 0 | 1920024.2447 | 5196839.7686 | 13521111.0594 | 9228436.1291 | 41271617.1328 | 961560.8286 | 23926120.3335 | 23926120.3335 | 18112060.8521 | 9521263.1161 | 0 | 66159298.295 | 117718742.5968 | 5623413.2519 | 14.1157 | 4686.9436 | 8339.5852 | 95.5497 | 170.0137
1 | 5400 | 707 | 0.03 | 15 | 15 | 7 | 7.4989e-09 | 5spot_SharedNeighbor | CO2 | Porous | Wet | R600a | MinimizeLCOE_Brownfield | IgnoreSilica | 2019 | 145.7862 | 25.7831 | 3.5302 | 4 | 4685.4895 | 8336.851 | 95.52 | 169.958 | 109.0433 | 14.2258 | 98.3107 | 6508001.8443 | 0 | 4898976.8138 | 0 | 0 | 0 | 1919110.4821 | 5197174.7647 | 13521982.6506 | 9229031.008 | 41274277.5634 | 961560.8286 | 23926120.3335 | 23926120.3335 | 18112060.8521 | 9521263.1161 | 0 | 66161958.7255 | 117721403.0273 | 7498942.0933 | 14.1206 | 4685.4895 | 8336.851 | 95.52 | 169.958
1 | 5400 | 707 | 0.03 | 15 | 15 | 7 | 1e-08 | 5spot_SharedNeighbor | CO2 | Porous | Wet | R600a | MinimizeLCOE_Brownfield | IgnoreSilica | 2019 | 145.8102 | 25.7879 | 3.5311 | 4 | 4684.3991 | 8334.8206 | 95.4978 | 169.9166 | 109.041 | 14.225 | 101.5927 | 6508599.8792 | 0 | 4899624.11 | 0 | 0 | 0 | 1918393.687 | 5197380.8937 | 13522518.956 | 9229397.0475 | 41275914.5734 | 961560.8286 | 23926120.3335 | 23926120.3335 | 18112060.8521 | 9521263.1161 | 0 | 66163595.7355 | 117723040.0373 | 10000000 | 14.1242 | 4684.3991 | 8334.8206 | 95.4978 | 169.9166
1 | 5500 | 707 | 0.03 | 15 | 15 | 7 | 1e-13 | 5spot_SharedNeighbor | CO2 | Porous | Wet | R600a | MinimizeLCOE_Brownfield | IgnoreSilica | 2019 | 0 | 0 | 0 | 0 |  |  |  |  | 15 |  | 22.4056 | [19 empty] | 100 | 0
1 | 5500 | 707 | 0.03 | 15 | 15 | 7 | 1.3335e-13 | 5spot_SharedNeighbor | CO2 | Porous | Wet | R600a | MinimizeLCOE_Brownfield | IgnoreSilica | 2019 | 1.6 | 0.0047925 | 0.0036998 | 4 | 1810221.3254 | 5375552.3356 | 36903.8102 | 109587.9053 | 68.3189 | 13.7345 | 25.9337 | 178687.6623 | 0 | 71315.9085 | 0 | 0 | 0 | 173566.9939 | 165192.5202 | 429797.052 | 293345.3194 | 1311905.4564 | 961560.8286 | 24516122.6531 | 24516122.6531 | 18517163.4082 | 9730290.8829 | 0 | 26789588.9381 | 79553165.8823 | 133.3521 | 0.014799 | 1810221.3254 | 5375552.3356 | 36903.8102 | 109587.9053
1 | 5500 | 707 | 0.03 | 15 | 15 | 7 | 1.7783e-13 | 5spot_SharedNeighbor | CO2 | Porous | Wet | R600a | MinimizeLCOE_Brownfield | IgnoreSilica | 2019 | 1.6 | 0.02009 | 0.0073493 | 4 | 909239.7417 | 2704085.8475 | 18536.082 | 55126.4475 | 68.3189 | 13.7345 | 28.1334 | 178687.6664 | 0 | 71315.9065 | 0 | 0 | 0 | 154058.7202 | 157584.2943 | 410002.0087 | 279834.7957 | 1251483.3917 | 961560.8286 | 24516122.6531 | 24516122.6531 | 18517163.4082 | 9730290.8829 | 0 | 26729166.8734 | 79492743.8176 | 177.8279 | 0.029397 | 909239.7417 | 2704085.8475 | 18536.082 | 55126.4475
1 | 5500 | 707 | 0.03 | 15 | 15 | 7 | 2.3714e-13 | 5spot_SharedNeighbor | CO2 | Porous | Wet | R600a | MinimizeLCOE_Brownfield | IgnoreSilica | 2019 | 3.7487 | 0.25295 | 0.024192 | 4 | 294375.8887 | 839645.4768 | 6001.2507 | 17117.3088 | 89.4832 | 15.4321 | 51.6835 | 412790.0744 | 0 | 206996.8165 | 0 | 0 | 0 | 351365.2783 | 378749.346 | 985428.1061 | 672574.9309 | 3007904.5523 | 961560.8286 | 24516122.6531 | 24516122.6531 | 18517163.4082 | 9730290.8829 | 0 | 28485588.034 | 81249164.9782 | 237.1374 | 0.096766 | 294375.8887 | 839645.4768 | 6001.2507 | 17117.3088
1 | 5500 | 707 | 0.03 | 15 | 15 | 7 | 3.1623e-13 | 5spot_SharedNeighbor | CO2 | Porous | Wet | R600a | MinimizeLCOE_Brownfield | IgnoreSilica | 2019 | 5.0593 | 0.4476 | 0.042542 | 4 | 172651.7733 | 482722.5764 | 3519.7399 | 9840.9527 | 95.4491 | 15.8339 | 41.9743 | 540916.6274 | 0 | 283754.2199 | 0 | 0 | 0 | 435095.6768 | 491308.9444 | 1278285.092 | 872455.8415 | 3901816.4021 | 961560.8286 | 24516122.6531 | 24516122.6531 | 18517163.4082 | 9730290.8829 | 0 | 29379499.8838 | 82143076.828 | 316.2278 | 0.17017 | 172651.7733 | 482722.5764 | 3519.7399 | 9840.9527
1 | 5500 | 707 | 0.03 | 15 | 15 | 7 | 4.217e-13 | 5spot_SharedNeighbor | CO2 | Porous | Wet | R600a | MinimizeLCOE_Brownfield | IgnoreSilica | 2019 | 6.7519 | 0.71489 | 0.068478 | 4 | 111145.6746 | 303776.2402 | 2265.8549 | 6192.8895 | 100.3034 | 16.1375 | 51.7174 | 693934.057 | 0 | 377539.0652 | 0 | 0 | 0 | 531982.3615 | 625347.6386 | 1627026.2793 | 1110478.8676 | 4966308.2692 | 961560.8286 | 24516122.6531 | 24516122.6531 | 18517163.4082 | 9730290.8829 | 0 | 30443991.7509 | 83207568.6951 | 421.6965 | 0.27391 | 111145.6746 | 303776.2402 | 2265.8549 | 6192.8895
1 | 5500 | 707 | 0.03 | 15 | 15 | 7 | 5.6234e-13 | 5spot_SharedNeighbor | CO2 | Porous | Wet | R600a | MinimizeLCOE_Brownfield | IgnoreSilica | 2019 | 8.8908 | 1.067 | 0.1041 | 4 | 76074.8917 | 202787.7386 | 1550.8896 | 4134.1023 | 104.1424 | 16.3625 | 54.3518 | 872367.8429 | 0 | 489544.0391 | 0 | 0 | 0 | 639897.0867 | 780705.4978 | 2031235.5606 | 1386360.0078 | 6200110.035 | 961560.8286 | 24516122.6531 | 24516122.6531 | 18517163.4082 | 9730290.8829 | 0 | 31677793.5167 | 84441370.4609 | 562.3413 | 0.4164 | 76074.8917 | 202787.7386 | 1550.8896 | 4134.1023
1 | 5500 | 707 | 0.03 | 15 | 15 | 7 | 7.4989e-13 | 5spot_SharedNeighbor | CO2 | Porous | Wet | R600a | MinimizeLCOE_Brownfield | IgnoreSilica | 2019 | 11.6339 | 1.5295 | 0.15225 | 4 | 54410.1078 | 141048.7466 | 1109.2236 | 2875.4695 | 107.2096 | 16.5313 | 68.1085 | 1083514.2525 | 0 | 625352.3479 | 0 | 0 | 0 | 763800.7474 | 964340.2656 | 2509015.5578 | 1712454.6733 | 7658477.8446 | 961560.8286 | 24516122.6531 | 24516122.6531 | 18517163.4082 | 9730290.8829 | 0 | 33136161.3263 | 85899738.2705 | 749.8942 | 0.60901 | 54410.1078 | 141048.7466 | 1109.2236 | 2875.4695
1 | 5500 | 707 | 0.03 | 15 | 15 | 7 | 1e-12 | 5spot_SharedNeighbor | CO2 | Porous | Wet | R600a | MinimizeLCOE_Brownfield | IgnoreSilica | 2019 | 15.1124 | 2.1258 | 0.21642 | 4 | 40244.8445 | 101195.4551 | 820.4456 | 2063.0062 | 109.6188 | 16.6543 | 61.4424 | 1330727.7411 | 0 | 788324.9975 | 0 | 0 | 0 | 903423.7149 | 1178765.8169 | 3066906.8574 | 2093226.9488 | 9361376.0765 | 961560.8286 | 24516122.6531 | 24516122.6531 | 18517163.4082 | 9730290.8829 | 0 | 34839059.5582 | 87602636.5024 | 1000 | 0.86568 | 40244.8445 | 101195.4551 | 820.4456 | 2063.0062
1 | 5500 | 707 | 0.03 | 15 | 15 | 7 | 1.3335e-12 | 5spot_SharedNeighbor | CO2 | Porous | Wet | R600a | MinimizeLCOE_Brownfield | IgnoreSilica | 2019 | 19.6265 | 2.9059 | 0.30162 | 4 | 30566.5585 | 74300.5889 | 623.1406 | 1514.718 | 111.5358 | 16.741 | 69.9299 | 1627030.6678 | 0 | 984931.8853 | 0 | 0 | 0 | 1068652.8711 | 1435440.0154 | 3734720.4709 | 2549023.4622 | 11399799.3727 | 961560.8286 | 24516122.6531 | 24516122.6531 | 18517163.4082 | 9730290.8829 | 0 | 36877482.8544 | 89641059.7986 | 1333.5214 | 1.2065 | 30566.5585 | 74300.5889 | 623.1406 | 1514.718
1 | 5500 | 707 | 0.03 | 15 | 15 | 7 | 1.7783e-12 | 5spot_SharedNeighbor | CO2 | Porous | Wet | R600a | MinimizeLCOE_Brownfield | IgnoreSilica | 2019 | 25.1829 | 3.877 | 0.41267 | 4 | 23713.2782 | 55678.2707 | 483.4273 | 1135.0769 | 112.9706 | 16.7912 | 75.0974 | 1964369.6648 | 0 | 1202311.7365 | 0 | 0 | 0 | 1245309.9624 | 1720676.6318 | 4476847.6368 | 3055540.5021 | 13665056.1344 | 961560.8286 | 24516122.6531 | 24516122.6531 | 18517163.4082 | 9730290.8829 | 0 | 39142739.6161 | 91906316.5603 | 1778.2794 | 1.6507 | 23713.2782 | 55678.2707 | 483.4273 | 1135.0769
1 | 5500 | 707 | 0.03 | 15 | 15 | 7 | 2.3714e-12 | 5spot_SharedNeighbor | CO2 | Porous | Wet | R600a | MinimizeLCOE_Brownfield | IgnoreSilica | 2019 | 32.0749 | 5.0899 | 0.55545 | 4 | 18785.7738 | 42533.692 | 382.9734 | 867.1068 | 114.0419 | 16.807 | 73.7996 | 2352199.4225 | 0 | 1459029.9633 | 0 | 0 | 0 | 1438875.6534 | 2047540.9653 | 5327281.5832 | 3635979.1452 | 16260906.7328 | 961560.8286 | 24516122.6531 | 24516122.6531 | 18517163.4082 | 9730290.8829 | 0 | 41738590.2145 | 94502167.1587 | 2371.3737 | 2.2218 | 18785.7738 | 42533.692 | 382.9734 | 867.1068
1 | 5500 | 707 | 0.03 | 15 | 15 | 7 | 3.1623e-12 | 5spot_SharedNeighbor | CO2 | Porous | Wet | R600a | MinimizeLCOE_Brownfield | IgnoreSilica | 2019 | 40.4501 | 6.5741 | 0.73556 | 4 | 15175.6377 | 33108.7637 | 309.3759 | 674.9669 | 114.7977 | 16.7844 | 63.5924 | 2789565.9406 | 0 | 1756581.4036 | 0 | 0 | 0 | 1644078.338 | 2414188.016 | 6281221.9997 | 4287063.081 | 19172698.7789 | 961560.8286 | 24516122.6531 | 24516122.6531 | 18517163.4082 | 9730290.8829 | 0 | 44650382.2606 | 97413959.2048 | 3162.2777 | 2.9422 | 15175.6377 | 33108.7637 | 309.3759 | 674.9669
1 | 5500 | 707 | 0.03 | 15 | 15 | 7 | 4.217e-12 | 5spot_SharedNeighbor | CO2 | Porous | Wet | R600a | MinimizeLCOE_Brownfield | IgnoreSilica | 2019 | 50.3056 | 8.3341 | 0.95635 | 4 | 12497.1739 | 26290.0817 | 254.7718 | 535.9589 | 115.2715 | 16.7191 | 69.8897 | 3267866.5265 | 0 | 2091342.9402 | 0 | 0 | 0 | 1850137.3936 | 2811645.2755 | 7315324.2591 | 4992859.1217 | 22329175.5166 | 961560.8286 | 24516122.6531 | 24516122.6531 | 18517163.4082 | 9730290.8829 | 0 | 47806858.9983 | 100570435.9425 | 4216.965 | 3.8254 | 12497.1739 | 26290.0817 | 254.7718 | 535.9589
1 | 5500 | 707 | 0.03 | 15 | 15 | 7 | 5.6234e-12 | 5spot_SharedNeighbor | CO2 | Porous | Wet | R600a | MinimizeLCOE_Brownfield | IgnoreSilica | 2019 | 61.4628 | 10.3432 | 1.2171 | 4 | 10494.8319 | 21333.1529 | 213.9513 | 434.9052 | 115.4829 | 16.6048 | 82.2616 | 3771596.2665 | 0 | 2454834.6471 | 0 | 0 | 0 | 2043381.0694 | 3225226.6734 | 8391378.2191 | 5727288.0601 | 25613704.9356 | 961560.8286 | 24516122.6531 | 24516122.6531 | 18517163.4082 | 9730290.8829 | 0 | 51091388.4174 | 103854965.3616 | 5623.4133 | 4.8682 | 10494.8319 | 21333.1529 | 213.9513 | 434.9052
1 | 5500 | 707 | 0.03 | 15 | 15 | 7 | 7.4989e-12 | 5spot_SharedNeighbor | CO2 | Porous | Wet | R600a | MinimizeLCOE_Brownfield | IgnoreSilica | 2019 | 73.3756 | 12.5089 | 1.5091 | 4 | 8994.8416 | 17735.7435 | 183.372 | 361.5671 | 115.4483 | 16.4411 | 70.7269 | 4272444.7543 | 0 | 2828612.5619 | 0 | 0 | 0 | 2203564.9268 | 3628802.6748 | 9441400.1899 | 6443949.631 | 28818774.7387 | 961560.8286 | 24516122.6531 | 24516122.6531 | 18517163.4082 | 9730290.8829 | 0 | 54296458.2204 | 107060035.1646 | 7498.9421 | 6.0364 | 8994.8416 | 17735.7435 | 183.372 | 361.5671
1 | 5500 | 707 | 0.03 | 15 | 15 | 7 | 1e-11 | 5spot_SharedNeighbor | CO2 | Porous | Wet | R600a | MinimizeLCOE_Brownfield | IgnoreSilica | 2019 | 85.346 | 14.7067 | 1.8172 | 4 | 7872.9023 | 15131.85 | 160.4998 | 308.4832 | 115.2021 | 16.2357 | 88.6549 | 4741837.5036 | 0 | 3192117.4319 | 0 | 0 | 0 | 2316605.1234 | 3997718.423 | 10401243.2917 | 7099062.2708 | 31748584.0443 | 961560.8286 | 24516122.6531 | 24516122.6531 | 18517163.4082 | 9730290.8829 | 0 | 57226267.526 | 109989844.4702 | 10000 | 7.2688 | 7872.9023 | 15131.85 | 160.4998 | 308.4832
1 | 5500 | 707 | 0.03 | 15 | 15 | 7 | 1.3335e-11 | 5spot_SharedNeighbor | CO2 | Porous | Wet | R600a | MinimizeLCOE_Brownfield | IgnoreSilica | 2019 | 96.6392 | 16.8009 | 2.1222 | 4 | 7036.0878 | 13251.621 | 143.4402 | 270.1522 | 114.803 | 16.0055 | 83.1759 | 5156021.4047 | 0 | 3525777.8856 | 0 | 0 | 0 | 2376891.7682 | 4312889.5128 | 11221253.817 | 7658736.3038 | 34251570.692 | 961560.8286 | 24516122.6531 | 24516122.6531 | 18517163.4082 | 9730290.8829 | 0 | 59729254.1737 | 112492831.1179 | 13335.2143 | 8.489 | 7036.0878 | 13251.621 | 143.4402 | 270.1522
1 | 5500 | 707 | 0.03 | 15 | 15 | 7 | 1.7783e-11 | 5spot_SharedNeighbor | CO2 | Porous | Wet | R600a | MinimizeLCOE_Brownfield | IgnoreSilica | 2019 | 106.7512 | 18.6934 | 2.4074 | 4 | 6413.3943 | 11892.814 | 130.7457 | 242.4511 | 114.3204 | 15.77 | 85.3833 | 5504428.8031 | 0 | 3817954.0164 | 0 | 0 | 0 | 2391064.6485 | 4568244.5126 | 11885635.1459 | 8112190.2124 | 36279517.3389 | 961560.8286 | 24516122.6531 | 24516122.6531 | 18517163.4082 | 9730290.8829 | 0 | 61757200.8206 | 114520777.7648 | 17782.7941 | 9.6294 | 6413.3943 | 11892.814 | 130.7457 | 242.4511
1 | 5500 | 707 | 0.03 | 15 | 15 | 7 | 2.3714e-11 | 5spot_SharedNeighbor | CO2 | Porous | Wet | R600a | MinimizeLCOE_Brownfield | IgnoreSilica | 2019 | 115.3692 | 20.3205 | 2.6602 | 4 | 5950.5654 | 10909.1233 | 121.3103 | 222.3972 | 113.8203 | 15.5477 | 94.0742 | 5785043.4226 | 0 | 4062602.898 | 0 | 0 | 0 | 2370196.7325 | 4764958.7907 | 12397445.3461 | 8461511.1907 | 37841758.3807 | 961560.8286 | 24516122.6531 | 24516122.6531 | 18517163.4082 | 9730290.8829 | 0 | 63319441.8624 | 116083018.8066 | 23713.7371 | 10.6409 | 5950.5654 | 10909.1233 | 121.3103 | 222.3972
1 | 5500 | 707 | 0.03 | 15 | 15 | 7 | 3.1623e-11 | 5spot_SharedNeighbor | CO2 | Porous | Wet | R600a | MinimizeLCOE_Brownfield | IgnoreSilica | 2019 | 122.4781 | 21.6727 | 2.8757 | 4 | 5606.5401 | 10193.6147 | 114.2969 | 207.8106 | 113.3479 | 15.3494 | 96.1897 | 6005344.1207 | 0 | 4261662.3469 | 0 | 0 | 0 | 2328817.9719 | 4912371.5314 | 12780983.0587 | 8723283.5605 | 39012462.5902 | 961560.8286 | 24516122.6531 | 24516122.6531 | 18517163.4082 | 9730290.8829 | 0 | 64490146.0719 | 117253723.0161 | 31622.7766 | 11.5027 | 5606.5401 | 10193.6147 | 114.2969 | 207.8106
1 | 5500 | 707 | 0.03 | 15 | 15 | 7 | 4.217e-11 | 5spot_SharedNeighbor | CO2 | Porous | Wet | R600a | MinimizeLCOE_Brownfield | IgnoreSilica | 2019 | 128.166 | 22.7619 | 3.0531 | 4 | 5350.6039 | 9671.0681 | 109.0793 | 197.1578 | 112.9313 | 15.181 | 103.6367 | 6174352.0743 | 0 | 4419271.3077 | 0 | 0 | 0 | 2277925.5525 | 5019904.0845 | 13060760.7038 | 8914237.5522 | 39866451.2749 | 961560.8286 | 24516122.6531 | 24516122.6531 | 18517163.4082 | 9730290.8829 | 0 | 65344134.7567 | 118107711.7009 | 42169.6503 | 12.2125 | 5350.6039 | 9671.0681 | 109.0793 | 197.1578
1 | 5500 | 707 | 0.03 | 15 | 15 | 7 | 5.6234e-11 | 5spot_SharedNeighbor | CO2 | Porous | Wet | R600a | MinimizeLCOE_Brownfield | IgnoreSilica | 2019 | 132.6561 | 23.6261 | 3.1961 | 4 | 5159.9671 | 9287.2037 | 105.1929 | 189.3322 | 112.5782 | 15.042 | 95.8608 | 6303198.182 | 0 | 4542699.7763 | 0 | 0 | 0 | 2226510.9712 | 5098239.4825 | 13264573.3408 | 9053343.8648 | 40488565.6176 | 961560.8286 | 24516122.6531 | 24516122.6531 | 18517163.4082 | 9730290.8829 | 0 | 65966249.0993 | 118729826.0435 | 56234.1325 | 12.7842 | 5159.9671 | 9287.2037 | 105.1929 | 189.3322
1 | 5500 | 707 | 0.03 | 15 | 15 | 7 | 7.4989e-11 | 5spot_SharedNeighbor | CO2 | Porous | Wet | R600a | MinimizeLCOE_Brownfield | IgnoreSilica | 2019 | 136.1392 | 24.2994 | 3.309 | 4 | 5017.7858 | 9004.2036 | 102.2944 | 183.5629 | 112.2895 | 14.9305 | 102.3841 | 6400359.5919 | 0 | 4637873.0189 | 0 | 0 | 0 | 2178932.8589 | 5154694.5332 | 13411457.802 | 9153595.5278 | 40936913.3326 | 961560.8286 | 24516122.6531 | 24516122.6531 | 18517163.4082 | 9730290.8829 | 0 | 66414596.8143 | 119178173.7585 | 74989.4209 | 13.2358 | 5017.7858 | 9004.2036 | 102.2944 | 183.5629
1 | 5500 | 707 | 0.03 | 15 | 15 | 7 | 1e-10 | 5spot_SharedNeighbor | CO2 | Porous | Wet | R600a | MinimizeLCOE_Brownfield | IgnoreSilica | 2019 | 138.8265 | 24.8205 | 3.3971 | 4 | 4911.6191 | 8794.638 | 100.13 | 179.2906 | 112.0579 | 14.8423 | 94.2437 | 6473648.8144 | 0 | 4710969.1281 | 0 | 0 | 0 | 2137768.464 | 5195730.6985 | 13518225.4867 | 9226466.6664 | 41262809.2582 | 961560.8286 | 24516122.6531 | 24516122.6531 | 18517163.4082 | 9730290.8829 | 0 | 66740492.7399 | 119504069.6841 | 100000 | 13.5883 | 4911.6191 | 8794.638 | 100.13 | 179.2906
1 | 5500 | 707 | 0.03 | 15 | 15 | 7 | 1.3335e-10 | 5spot_SharedNeighbor | CO2 | Porous | Wet | R600a | MinimizeLCOE_Brownfield | IgnoreSilica | 2019 | 140.8682 | 25.2177 | 3.4649 | 4 | 4832.2661 | 8639.2206 | 98.5123 | 176.1222 | 111.8768 | 14.7739 | 95.6543 | 6528348.5434 | 0 | 4766313.6828 | 0 | 0 | 0 | 2103173.5329 | 5225155.9461 | 13594783.9448 | 9278719.3872 | 41496495.0372 | 961560.8286 | 24516122.6531 | 24516122.6531 | 18517163.4082 | 9730290.8829 | 0 | 66974178.5189 | 119737755.4631 | 133352.1432 | 13.8598 | 4832.2661 | 8639.2206 | 98.5123 | 176.1222
1 | 5500 | 707 | 0.03 | 15 | 15 | 7 | 1.7783e-10 | 5spot_SharedNeighbor | CO2 | Porous | Wet | R600a | MinimizeLCOE_Brownfield | IgnoreSilica | 2019 | 142.4191 | 25.5201 | 3.5169 | 4 | 4772.9078 | 8523.5836 | 97.3022 | 173.7648 | 111.7361 | 14.7213 | 113.6822 | 6569332.5295 | 0 | 4808248.2239 | 0 | 0 | 0 | 2075111.8639 | 5246550.1207 | 13650447.1987 | 9316710.7017 | 41666400.6384 | 961560.8286 | 24516122.6531 | 24516122.6531 | 18517163.4082 | 9730290.8829 | 0 | 67144084.1201 | 119907661.0643 | 177827.941 | 14.0678 | 4772.9078 | 8523.5836 | 97.3022 | 173.7648
1 | 5500 | 707 | 0.03 | 15 | 15 | 7 | 2.3714e-10 | 5spot_SharedNeighbor | CO2 | Porous | Wet | R600a | MinimizeLCOE_Brownfield | IgnoreSilica | 2019 | 143.5936 | 25.7495 | 3.5566 | 4 | 4728.4789 | 8437.3784 | 96.3964 | 172.0074 | 111.6279 | 14.681 | 104.7981 | 6600041.3485 | 0 | 4839943.5119 | 0 | 0 | 0 | 2052821.1465 | 5262194.3427 | 13691150.2552 | 9344491.3742 | 41790641.9789 | 961560.8286 | 24516122.6531 | 24516122.6531 | 18517163.4082 | 9730290.8829 | 0 | 67268325.4606 | 120031902.4048 | 237137.3706 | 14.2262 | 4728.4789 | 8437.3784 | 96.3964 | 172.0074
1 | 5500 | 707 | 0.03 | 15 | 15 | 7 | 3.1623e-10 | 5spot_SharedNeighbor | CO2 | Porous | Wet | R600a | MinimizeLCOE_Brownfield | IgnoreSilica | 2019 | 144.4802 | 25.9228 | 3.5866 | 4 | 4695.2087 | 8373.0279 | 95.7182 | 170.6955 | 111.5452 | 14.6503 | 108.2264 | 6623036.4637 | 0 | 4863836.4965 | 0 | 0 | 0 | 2035365.7718 | 5273673.1054 | 13721015.6412 | 9364875.1138 | 41881802.5924 | 961560.8286 | 24516122.6531 | 24516122.6531 | 18517163.4082 | 9730290.8829 | 0 | 67359486.0741 | 120123063.0183 | 316227.766 | 14.3464 | 4695.2087 | 8373.0279 | 95.7182 | 170.6955
1 | 5500 | 707 | 0.03 | 15 | 15 | 7 | 4.217e-10 | 5spot_SharedNeighbor | CO2 | Porous | Wet | R600a | MinimizeLCOE_Brownfield | IgnoreSilica | 2019 | 145.1575 | 26.0552 | 3.6095 | 4 | 4670.286 | 8324.8261 | 95.2101 | 169.7128 | 111.4814 | 14.6267 | 113.7731 | 6640495.3757 | 0 | 4882069.5292 | 0 | 0 | 0 | 2022029.7102 | 5282391.8999 | 13743700.156 | 9380357.7612 | 41951044.4322 | 961560.8286 | 24516122.6531 | 24516122.6531 | 18517163.4082 | 9730290.8829 | 0 | 67428727.9139 | 120192304.8581 | 421696.5034 | 14.4378 | 4670.286 | 8324.8261 | 95.2101 | 169.7128
1 | 5500 | 707 | 0.03 | 15 | 15 | 7 | 5.6234e-10 | 5spot_SharedNeighbor | CO2 | Porous | Wet | R600a | MinimizeLCOE_Brownfield | IgnoreSilica | 2019 | 145.6593 | 26.1535 | 3.6266 | 4 | 4651.6113 | 8288.8716 | 94.8294 | 168.9799 | 111.4339 | 14.6092 | 98.0885 | 6653367.2547 | 0 | 4895565.7071 | 0 | 0 | 0 | 2011622.9557 | 5288616.8078 | 13759896.0895 | 9391411.8187 | 42000480.6336 | 961560.8286 | 24516122.6531 | 24516122.6531 | 18517163.4082 | 9730290.8829 | 0 | 67478164.1153 | 120241741.0595 | 562341.3252 | 14.5064 | 4651.6113 | 8288.8716 | 94.8294 | 168.9799
1 | 5500 | 707 | 0.03 | 15 | 15 | 7 | 7.4989e-10 | 5spot_SharedNeighbor | CO2 | Porous | Wet | R600a | MinimizeLCOE_Brownfield | IgnoreSilica | 2019 | 146.042 | 26.2284 | 3.6396 | 4 | 4637.6155 | 8261.8977 | 94.5441 | 168.43 | 111.3974 | 14.5958 | 104.2317 | 6663149.1348 | 0 | 4905851.7627 | 0 | 0 | 0 | 2003783.4258 | 5293385.8861 | 13772304.2529 | 9399880.6451 | 42038355.1074 | 961560.8286 | 24516122.6531 | 24516122.6531 | 18517163.4082 | 9730290.8829 | 0 | 67516038.5891 | 120279615.5333 | 749894.2093 | 14.5584 | 4637.6155 | 8261.8977 | 94.5441 | 168.43
1 | 5500 | 707 | 0.03 | 15 | 15 | 7 | 1e-09 | 5spot_SharedNeighbor | CO2 | Porous | Wet | R600a | MinimizeLCOE_Brownfield | IgnoreSilica | 2019 | 146.3218 | 26.2833 | 3.6493 | 4 | 4627.1247 | 8241.7918 | 94.3302 | 168.0201 | 111.3706 | 14.5859 | 114.4053 | 6670283.2156 | 0 | 4913371.1469 | 0 | 0 | 0 | 1997673.7628 | 5296717.9689 | 13780973.6487 | 9405797.6859 | 42064817.4287 | 961560.8286 | 24516122.6531 | 24516122.6531 | 18517163.4082 | 9730290.8829 | 0 | 67542500.9104 | 120306077.8546 | 1000000 | 14.5971 | 4627.1247 | 8241.7918 | 94.3302 | 168.0201
1 | 5500 | 707 | 0.03 | 15 | 15 | 7 | 1.3335e-09 | 5spot_SharedNeighbor | CO2 | Porous | Wet | R600a | MinimizeLCOE_Brownfield | IgnoreSilica | 2019 | 146.5413 | 26.3262 | 3.6567 | 4 | 4619.2604 | 8226.6203 | 94.1699 | 167.7108 | 111.3496 | 14.5782 | 100.818 | 6675868.0041 | 0 | 4919266.3886 | 0 | 0 | 0 | 1993228.4695 | 5299461.5163 | 13788111.7963 | 9410669.6183 | 42086605.7932 | 961560.8286 | 24516122.6531 | 24516122.6531 | 18517163.4082 | 9730290.8829 | 0 | 67564289.2749 | 120327866.2191 | 1333521.4322 | 14.6266 | 4619.2604 | 8226.6203 | 94.1699 | 167.7108
1 | 5500 | 707 | 0.03 | 15 | 15 | 7 | 1.7783e-09 | 5spot_SharedNeighbor | CO2 | Porous | Wet | R600a | MinimizeLCOE_Brownfield | IgnoreSilica | 2019 | 146.6922 | 26.3561 | 3.662 | 4 | 4613.3645 | 8215.4167 | 94.0497 | 167.4824 | 111.3351 | 14.5729 | 105.679 | 6679701.7389 | 0 | 4923319.897 | 0 | 0 | 0 | 1989599.6783 | 5301122.3125 | 13792432.8475 | 9413618.8246 | 42099795.2987 | 961560.8286 | 24516122.6531 | 24516122.6531 | 18517163.4082 | 9730290.8829 | 0 | 67577478.7804 | 120341055.7246 | 1778279.41 | 14.6482 | 4613.3645 | 8215.4167 | 94.0497 | 167.4824
1 | 5500 | 707 | 0.03 | 15 | 15 | 7 | 2.3714e-09 | 5spot_SharedNeighbor | CO2 | Porous | Wet | R600a | MinimizeLCOE_Brownfield | IgnoreSilica | 2019 | 146.8165 | 26.3803 | 3.6662 | 4 | 4608.9439 | 8206.8903 | 93.9596 | 167.3086 | 111.3231 | 14.5685 | 110.2251 | 6682855.6382 | 0 | 4926656.3397 | 0 | 0 | 0 | 1987077.6975 | 5302669.9734 | 13796459.5436 | 9416367.1274 | 42112086.3199 | 961560.8286 | 24516122.6531 | 24516122.6531 | 18517163.4082 | 9730290.8829 | 0 | 67589769.8016 | 120353346.7458 | 2371373.7057 | 14.6649 | 4608.9439 | 8206.8903 | 93.9596 | 167.3086
1 | 5500 | 707 | 0.03 | 15 | 15 | 7 | 3.1623e-09 | 5spot_SharedNeighbor | CO2 | Porous | Wet | R600a | MinimizeLCOE_Brownfield | IgnoreSilica | 2019 | 146.9091 | 26.3985 | 3.6694 | 4 | 4605.6295 | 8200.5071 | 93.892 | 167.1784 | 111.3142 | 14.5652 | 108.8215 | 6685203.8065 | 0 | 4929142.3208 | 0 | 0 | 0 | 1985165.6691 | 5303809.6006 | 13799424.6199 | 9418390.8529 | 42121136.8699 | 961560.8286 | 24516122.6531 | 24516122.6531 | 18517163.4082 | 9730290.8829 | 0 | 67598820.3516 | 120362397.2958 | 3162277.6602 | 14.6774 | 4605.6295 | 8200.5071 | 93.892 | 167.1784
1 | 5500 | 707 | 0.03 | 15 | 15 | 7 | 4.217e-09 | 5spot_SharedNeighbor | CO2 | Porous | Wet | R600a | MinimizeLCOE_Brownfield | IgnoreSilica | 2019 | 146.9823 | 26.4127 | 3.6718 | 4 | 4603.1443 | 8195.6786 | 93.8413 | 167.08 | 111.3071 | 14.5626 | 105.5869 | 6687058.008 | 0 | 4931106.0242 | 0 | 0 | 0 | 1983798.5727 | 5304765.4159 | 13801911.4552 | 9420088.1691 | 42128727.6452 | 961560.8286 | 24516122.6531 | 24516122.6531 | 18517163.4082 | 9730290.8829 | 0 | 67606411.1269 | 120369988.0711 | 4216965.0343 | 14.687 | 4603.1443 | 8195.6786 | 93.8413 | 167.08
1 | 5500 | 707 | 0.03 | 15 | 15 | 7 | 5.6234e-09 | 5spot_SharedNeighbor | CO2 | Porous | Wet | R600a | MinimizeLCOE_Brownfield | IgnoreSilica | 2019 | 147.0212 | 26.4206 | 3.6734 | 4 | 4601.2807 | 8192.2472 | 93.8033 | 167.01 | 111.3034 | 14.5613 | 108.5643 | 6688041.6705 | 0 | 4932149.9389 | 0 | 0 | 0 | 1982460.7237 | 5305034.4099 | 13802611.3223 | 9420565.8428 | 42130863.908 | 961560.8286 | 24516122.6531 | 24516122.6531 | 18517163.4082 | 9730290.8829 | 0 | 67608547.3897 | 120372124.3339 | 5623413.2519 | 14.6934 | 4601.2807 | 8192.2472 | 93.8033 | 167.01
1 | 5500 | 707 | 0.03 | 15 | 15 | 7 | 7.4989e-09 | 5spot_SharedNeighbor | CO2 | Porous | Wet | R600a | MinimizeLCOE_Brownfield | IgnoreSilica | 2019 | 147.0555 | 26.4274 | 3.6746 | 4 | 4599.8834 | 8189.6145 | 93.7748 | 166.9564 | 111.3 | 14.56 | 102.1266 | 6688908.7172 | 0 | 4933069.5322 | 0 | 0 | 0 | 1981554.7977 | 5305377.8884 | 13803504.9829 | 9421175.7845 | 42133591.7029 | 961560.8286 | 24516122.6531 | 24516122.6531 | 18517163.4082 | 9730290.8829 | 0 | 67611275.1846 | 120374852.1288 | 7498942.0933 | 14.6985 | 4599.8834 | 8189.6145 | 93.7748 | 166.9564
1 | 5500 | 707 | 0.03 | 15 | 15 | 7 | 1e-08 | 5spot_SharedNeighbor | CO2 | Porous | Wet | R600a | MinimizeLCOE_Brownfield | IgnoreSilica | 2019 | 147.0944 | 26.4348 | 3.6757 | 4 | 4598.8355 | 8187.4851 | 93.7535 | 166.913 | 111.2963 | 14.5587 | 106.3261 | 6689894.2907 | 0 | 4934113.343 | 0 | 0 | 0 | 1981130.2569 | 5306003.7773 | 13805133.4175 | 9422287.2246 | 42138562.3099 | 961560.8286 | 24516122.6531 | 24516122.6531 | 18517163.4082 | 9730290.8829 | 0 | 67616245.7916 | 120379822.7358 | 10000000 | 14.7029 | 4598.8355 | 8187.4851 | 93.7535 | 166.913
1 | 5600 | 707 | 0.03 | 15 | 15 | 7 | 1e-13 | 5spot_SharedNeighbor | CO2 | Porous | Wet | R600a | MinimizeLCOE_Brownfield | IgnoreSilica | 2019 | 0 | 0 | 0 | 0 |  |  |  |  | 15 |  | 22.928 | [19 empty] | 100 | 0
1 | 5600 | 707 | 0.03 | 15 | 15 | 7 | 1.3335e-13 | 5spot_SharedNeighbor | CO2 | Porous | Wet | R600a | MinimizeLCOE_Brownfield | IgnoreSilica | 2019 | 1.6 | 0.003483 | 0.0038703 | 4 | 1769656.0406 | 5256560.727 | 36076.832 | 107162.1004 | 68.7449 | 14.0319 | 26.4607 | 180735.2042 | 0 | 71087.8969 | 0 | 0 | 0 | 175284.0878 | 166571.8037 | 433385.6646 | 295794.6213 | 1322859.2786 | 961560.8286 | 25111985.0635 | 25111985.0635 | 18927833.0506 | 9941662.686 | 0 | 27396405.1707 | 81377885.9708 | 133.3521 | 0.015481 | 1769656.0406 | 5256560.727 | 36076.832 | 107162.1004
1 | 5600 | 707 | 0.03 | 15 | 15 | 7 | 1.7783e-13 | 5spot_SharedNeighbor | CO2 | Porous | Wet | R600a | MinimizeLCOE_Brownfield | IgnoreSilica | 2019 | 2.7741 | 0.11968 | 0.012546 | 4 | 565711.6117 | 1641364.6898 | 11532.7964 | 33461.4393 | 83.4554 | 15.2636 | 51.1355 | 314782.0593 | 0 | 147351.6221 | 0 | 0 | 0 | 285820.0849 | 291701.9689 | 758948.6867 | 517998.0735 | 2316602.4953 | 961560.8286 | 25111985.0635 | 25111985.0635 | 18927833.0506 | 9941662.686 | 0 | 28390148.3875 | 82371629.1876 | 177.8279 | 0.050185 | 565711.6117 | 1641364.6898 | 11532.7964 | 33461.4393
1 | 5600 | 707 | 0.03 | 15 | 15 | 7 | 2.3714e-13 | 5spot_SharedNeighbor | CO2 | Porous | Wet | R600a | MinimizeLCOE_Brownfield | IgnoreSilica | 2019 | 3.8607 | 0.26614 | 0.0258 | 4 | 283009.575 | 806076.0665 | 5769.533 | 16432.9509 | 91.2351 | 15.8318 | 52.3519 | 430494.2363 | 0 | 214719.1462 | 0 | 0 | 0 | 366519.565 | 394575.8495 | 1026605.4218 | 700679.295 | 3133593.5139 | 961560.8286 | 25111985.0635 | 25111985.0635 | 18927833.0506 | 9941662.686 | 0 | 29207139.406 | 83188620.2062 | 237.1374 | 0.1032 | 283009.575 | 806076.0665 | 5769.533 | 16432.9509
1 | 5600 | 707 | 0.03 | 15 | 15 | 7 | 3.1623e-13 | 5spot_SharedNeighbor | CO2 | Porous | Wet | R600a | MinimizeLCOE_Brownfield | IgnoreSilica | 2019 | 5.2102 | 0.46972 | 0.045312 | 4 | 166279.4011 | 464114.5455 | 3389.8305 | 9461.6028 | 97.3429 | 16.2396 | 48.3992 | 564072.9515 | 0 | 294149.8363 | 0 | 0 | 0 | 453894.3678 | 511725.6907 | 1331405.2777 | 908711.4597 | 4063959.5836 | 961560.8286 | 25111985.0635 | 25111985.0635 | 18927833.0506 | 9941662.686 | 0 | 30137505.4758 | 84118986.2759 | 316.2278 | 0.18125 | 166279.4011 | 464114.5455 | 3389.8305 | 9461.6028
1 | 5600 | 707 | 0.03 | 15 | 15 | 7 | 4.217e-13 | 5spot_SharedNeighbor | CO2 | Porous | Wet | R600a | MinimizeLCOE_Brownfield | IgnoreSilica | 2019 | 6.9345 | 0.74677 | 0.072844 | 4 | 107186.2753 | 292451.3485 | 2185.1372 | 5962.0163 | 102.2697 | 16.5448 | 65.2619 | 721965.1807 | 0 | 390188.7837 | 0 | 0 | 0 | 553121.3264 | 649457.3634 | 1689754.8375 | 1153292.3976 | 5157779.8893 | 961560.8286 | 25111985.0635 | 25111985.0635 | 18927833.0506 | 9941662.686 | 0 | 31231325.7814 | 85212806.5816 | 421.6965 | 0.29137 | 107186.2753 | 292451.3485 | 2185.1372 | 5962.0163
1 | 5600 | 707 | 0.03 | 15 | 15 | 7 | 5.6234e-13 | 5spot_SharedNeighbor | CO2 | Porous | Wet | R600a | MinimizeLCOE_Brownfield | IgnoreSilica | 2019 | 9.1466 | 1.1161 | 0.1107 | 4 | 73446.8979 | 195353.2635 | 1497.3144 | 3982.5405 | 106.2276 | 16.7744 | 62.1226 | 908906.8025 | 0 | 506636.509 | 0 | 0 | 0 | 666801.2224 | 812114.3682 | 2112954.9986 | 1442135.2034 | 6449549.1042 | 961560.8286 | 25111985.0635 | 25111985.0635 | 18927833.0506 | 9941662.686 | 0 | 32523094.9963 | 86504575.7965 | 562.3413 | 0.44281 | 73446.8979 | 195353.2635 | 1497.3144 | 3982.5405
1 | 5600 | 707 | 0.03 | 15 | 15 | 7 | 7.4989e-13 | 5spot_SharedNeighbor | CO2 | Porous | Wet | R600a | MinimizeLCOE_Brownfield | IgnoreSilica | 2019 | 11.9628 | 1.5985 | 0.16182 | 4 | 52583.6363 | 135982.2686 | 1071.9885 | 2772.1825 | 109.3629 | 16.945 | 71.1845 | 1128481.8568 | 0 | 646788.9711 | 0 | 0 | 0 | 795488.834 | 1002596.2682 | 2608549.829 | 1780388.8586 | 7962294.6176 | 961560.8286 | 25111985.0635 | 25111985.0635 | 18927833.0506 | 9941662.686 | 0 | 34035840.5098 | 88017321.3099 | 749.8942 | 0.64727 | 52583.6363 | 135982.2686 | 1071.9885 | 2772.1825
1 | 5600 | 707 | 0.03 | 15 | 15 | 7 | 1e-12 | 5spot_SharedNeighbor | CO2 | Porous | Wet | R600a | MinimizeLCOE_Brownfield | IgnoreSilica | 2019 | 15.5339 | 2.2203 | 0.22991 | 4 | 38931.3316 | 97630.5791 | 793.6679 | 1990.3314 | 111.8267 | 17.069 | 62.1473 | 1385588.6365 | 0 | 814983.9566 | 0 | 0 | 0 | 940533.7414 | 1225031.4705 | 3187280.5977 | 2175384.5 | 9728802.9029 | 961560.8286 | 25111985.0635 | 25111985.0635 | 18927833.0506 | 9941662.686 | 0 | 35802348.7951 | 89783829.5952 | 1000 | 0.91963 | 38931.3316 | 97630.5791 | 793.6679 | 1990.3314
1 | 5600 | 707 | 0.03 | 15 | 15 | 7 | 1.3335e-12 | 5spot_SharedNeighbor | CO2 | Porous | Wet | R600a | MinimizeLCOE_Brownfield | IgnoreSilica | 2019 | 20.1749 | 3.0348 | 0.32066 | 4 | 29537.584 | 71624.0306 | 602.1636 | 1460.1527 | 113.7896 | 17.156 | 59.4203 | 1694208.3334 | 0 | 1006888.7984 | 0 | 0 | 0 | 1112715.5521 | 1487386.9467 | 3869875.7304 | 2641269.704 | 11812345.0651 | 961560.8286 | 25111985.0635 | 25111985.0635 | 18927833.0506 | 9941662.686 | 0 | 37885890.9573 | 91867371.7574 | 1333.5214 | 1.2826 | 29537.584 | 71624.0306 | 602.1636 | 1460.1527
1 | 5600 | 707 | 0.03 | 15 | 15 | 7 | 1.7783e-12 | 5spot_SharedNeighbor | CO2 | Porous | Wet | R600a | MinimizeLCOE_Brownfield | IgnoreSilica | 2019 | 25.8823 | 4.0479 | 0.43851 | 4 | 22935.6325 | 53710.9884 | 467.5739 | 1094.9711 | 115.2568 | 17.2053 | 69.5418 | 2045246.0946 | 0 | 1228950.9217 | 0 | 0 | 0 | 1296522.1449 | 1782580.4728 | 4637908.7328 | 3165468.0096 | 14156676.3764 | 961560.8286 | 25111985.0635 | 25111985.0635 | 18927833.0506 | 9941662.686 | 0 | 40230222.2686 | 94211703.0687 | 1778.2794 | 1.754 | 22935.6325 | 53710.9884 | 467.5739 | 1094.9711
1 | 5600 | 707 | 0.03 | 15 | 15 | 7 | 2.3714e-12 | 5spot_SharedNeighbor | CO2 | Porous | Wet | R600a | MinimizeLCOE_Brownfield | IgnoreSilica | 2019 | 32.9392 | 5.3099 | 0.58981 | 4 | 18186.5124 | 41067.4623 | 370.7567 | 837.2158 | 116.3483 | 17.2188 | 74.7299 | 2447586.8824 | 0 | 1490399.3767 | 0 | 0 | 0 | 1496720.5945 | 2119535.6729 | 5514597.0443 | 3763825.7964 | 16832665.3672 | 961560.8286 | 25111985.0635 | 25111985.0635 | 18927833.0506 | 9941662.686 | 0 | 42906211.2594 | 96887692.0595 | 2371.3737 | 2.3592 | 18186.5124 | 41067.4623 | 370.7567 | 837.2158
1 | 5600 | 707 | 0.03 | 15 | 15 | 7 | 3.1623e-12 | 5spot_SharedNeighbor | CO2 | Porous | Wet | R600a | MinimizeLCOE_Brownfield | IgnoreSilica | 2019 | 41.4971 | 6.8511 | 0.78029 | 4 | 14706.5093 | 32001.9079 | 299.8121 | 652.4022 | 117.1173 | 17.1928 | 81.3867 | 2900474.7876 | 0 | 1792859.7008 | 0 | 0 | 0 | 1708346.9405 | 2496655.7573 | 6495786.1459 | 4433507.5196 | 19827630.8517 | 961560.8286 | 25111985.0635 | 25111985.0635 | 18927833.0506 | 9941662.686 | 0 | 45901176.7438 | 99882657.544 | 3162.2777 | 3.1211 | 14706.5093 | 32001.9079 | 299.8121 | 652.4022
1 | 5600 | 707 | 0.03 | 15 | 15 | 7 | 4.217e-12 | 5spot_SharedNeighbor | CO2 | Porous | Wet | R600a | MinimizeLCOE_Brownfield | IgnoreSilica | 2019 | 51.5554 | 8.6767 | 1.0134 | 4 | 12123.2806 | 25440.1773 | 247.1495 | 518.6324 | 117.5953 | 17.1208 | 82.0876 | 3395126.3981 | 0 | 2132808.0765 | 0 | 0 | 0 | 1920433.0597 | 2904863.3384 | 7557858.5371 | 5158393.75 | 23069483.1597 | 961560.8286 | 25111985.0635 | 25111985.0635 | 18927833.0506 | 9941662.686 | 0 | 49143029.0519 | 103124509.852 | 4216.965 | 4.0536 | 12123.2806 | 25440.1773 | 247.1495 | 518.6324
1 | 5600 | 707 | 0.03 | 15 | 15 | 7 | 5.6234e-12 | 5spot_SharedNeighbor | CO2 | Porous | Wet | R600a | MinimizeLCOE_Brownfield | IgnoreSilica | 2019 | 62.9003 | 10.7533 | 1.2877 | 4 | 10192.9324 | 20673.0667 | 207.7967 | 421.4484 | 117.8037 | 16.9983 | 66.8185 | 3914186.504 | 0 | 2500658.9485 | 0 | 0 | 0 | 2118070.242 | 3327837.1209 | 8658349.5552 | 5909501.4827 | 26428603.8533 | 961560.8286 | 25111985.0635 | 25111985.0635 | 18927833.0506 | 9941662.686 | 0 | 52502149.7455 | 106483630.5456 | 5623.4133 | 5.1508 | 10192.9324 | 20673.0667 | 207.7967 | 421.4484
1 | 5600 | 707 | 0.03 | 15 | 15 | 7 | 7.4989e-12 | 5spot_SharedNeighbor | CO2 | Porous | Wet | R600a | MinimizeLCOE_Brownfield | IgnoreSilica | 2019 | 74.9413 | 12.9793 | 1.5935 | 4 | 8747.4992 | 17216.524 | 178.3296 | 350.9821 | 117.7596 | 16.8251 | 82.4099 | 4427222.3417 | 0 | 2876797.3784 | 0 | 0 | 0 | 2279608.5979 | 3737615.044 | 9724507.6543 | 6637176.2927 | 29682927.309 | 961560.8286 | 25111985.0635 | 25111985.0635 | 18927833.0506 | 9941662.686 | 0 | 55756473.2012 | 109737954.0013 | 7498.9421 | 6.374 | 8747.4992 | 17216.524 | 178.3296 | 350.9821
1 | 5600 | 707 | 0.03 | 15 | 15 | 7 | 1e-11 | 5spot_SharedNeighbor | CO2 | Porous | Wet | R600a | MinimizeLCOE_Brownfield | IgnoreSilica | 2019 | 86.9876 | 15.2286 | 1.9146 | 4 | 7666.9864 | 14715.7328 | 156.3019 | 300.0001 | 117.5009 | 16.6097 | 85.3204 | 4905970.4471 | 0 | 3241142.4866 | 0 | 0 | 0 | 2392097.4618 | 4110292.0543 | 10694136.7884 | 7298968.1006 | 32642607.3389 | 961560.8286 | 25111985.0635 | 25111985.0635 | 18927833.0506 | 9941662.686 | 0 | 58716153.231 | 112697634.0312 | 10000 | 7.6583 | 7666.9864 | 14715.7328 | 156.3019 | 300.0001
1 | 5600 | 707 | 0.03 | 15 | 15 | 7 | 1.3335e-11 | 5spot_SharedNeighbor | CO2 | Porous | Wet | R600a | MinimizeLCOE_Brownfield | IgnoreSilica | 2019 | 98.3176 | 17.3654 | 2.2312 | 4 | 6861.4852 | 12910.0928 | 139.8807 | 263.1897 | 117.0889 | 16.3699 | 81.2247 | 5327169.2298 | 0 | 3574682.4981 | 0 | 0 | 0 | 2450965.2105 | 4427598.606 | 11519703.3475 | 7862434.2409 | 35162553.1329 | 961560.8286 | 25111985.0635 | 25111985.0635 | 18927833.0506 | 9941662.686 | 0 | 61236099.0251 | 115217579.8252 | 13335.2143 | 8.9246 | 6861.4852 | 12910.0928 | 139.8807 | 263.1897
1 | 5600 | 707 | 0.03 | 15 | 15 | 7 | 1.7783e-11 | 5spot_SharedNeighbor | CO2 | Porous | Wet | R600a | MinimizeLCOE_Brownfield | IgnoreSilica | 2019 | 108.3977 | 19.2847 | 2.5255 | 4 | 6262.3168 | 11606.0434 | 127.6658 | 236.6049 | 116.5968 | 16.1268 | 100.8588 | 5679299.7441 | 0 | 3864990.8737 | 0 | 0 | 0 | 2462277.897 | 4682561.7208 | 12183065.072 | 8315192.2486 | 37187387.5563 | 961560.8286 | 25111985.0635 | 25111985.0635 | 18927833.0506 | 9941662.686 | 0 | 63260933.4485 | 117242414.2486 | 17782.7941 | 10.1018 | 6262.3168 | 11606.0434 | 127.6658 | 236.6049
1 | 5600 | 707 | 0.03 | 15 | 15 | 7 | 2.3714e-11 | 5spot_SharedNeighbor | CO2 | Porous | Wet | R600a | MinimizeLCOE_Brownfield | IgnoreSilica | 2019 | 116.9823 | 20.9334 | 2.7858 | 4 | 5817.068 | 10661.4263 | 118.5888 | 217.3476 | 116.089 | 15.8979 | 97.5096 | 5962819.3668 | 0 | 4107981.0396 | 0 | 0 | 0 | 2439314.6956 | 4878944.8898 | 12694013.794 | 8663925.2503 | 38746999.0361 | 961560.8286 | 25111985.0635 | 25111985.0635 | 18927833.0506 | 9941662.686 | 0 | 64820544.9282 | 118802025.7284 | 23713.7371 | 11.1432 | 5817.068 | 10661.4263 | 118.5888 | 217.3476
1 | 5600 | 707 | 0.03 | 15 | 15 | 7 | 3.1623e-11 | 5spot_SharedNeighbor | CO2 | Porous | Wet | R600a | MinimizeLCOE_Brownfield | IgnoreSilica | 2019 | 124.0197 | 22.2956 | 3.0066 | 4 | 5486.1465 | 9974.705 | 111.8425 | 203.3479 | 115.6133 | 15.6953 | 98.2692 | 6184124.4421 | 0 | 4304522.5043 | 0 | 0 | 0 | 2395473.8579 | 5024807.1137 | 13073517.3801 | 8922944.2459 | 39905389.544 | 961560.8286 | 25111985.0635 | 25111985.0635 | 18927833.0506 | 9941662.686 | 0 | 65978935.4361 | 119960416.2363 | 31622.7766 | 12.0265 | 5486.1465 | 9974.705 | 111.8425 | 203.3479
1 | 5600 | 707 | 0.03 | 15 | 15 | 7 | 4.217e-11 | 5spot_SharedNeighbor | CO2 | Porous | Wet | R600a | MinimizeLCOE_Brownfield | IgnoreSilica | 2019 | 129.6741 | 23.3969 | 3.1885 | 4 | 5239.9707 | 9472.4856 | 106.8239 | 193.1094 | 115.1928 | 15.5229 | 93.9106 | 6354689.3329 | 0 | 4460821.5263 | 0 | 0 | 0 | 2343573.7807 | 5132043.0096 | 13352523.1841 | 9113371.4401 | 40757022.2736 | 961560.8286 | 25111985.0635 | 25111985.0635 | 18927833.0506 | 9941662.686 | 0 | 66830568.1658 | 120812048.9659 | 42169.6503 | 12.754 | 5239.9707 | 9472.4856 | 106.8239 | 193.1094
1 | 5600 | 707 | 0.03 | 15 | 15 | 7 | 5.6234e-11 | 5spot_SharedNeighbor | CO2 | Porous | Wet | R600a | MinimizeLCOE_Brownfield | IgnoreSilica | 2019 | 134.1124 | 24.2661 | 3.3345 | 4 | 5056.6067 | 9103.7806 | 103.0858 | 185.5929 | 114.8387 | 15.3814 | 99.9585 | 6484033.7113 | 0 | 4582551.4219 | 0 | 0 | 0 | 2290996.5898 | 5209456.872 | 13553938.1743 | 9250841.3096 | 41371818.0788 | 961560.8286 | 25111985.0635 | 25111985.0635 | 18927833.0506 | 9941662.686 | 0 | 67445363.971 | 121426844.7711 | 56234.1325 | 13.3381 | 5056.6067 | 9103.7806 | 103.0858 | 185.5929
1 | 5600 | 707 | 0.03 | 15 | 15 | 7 | 7.4989e-11 | 5spot_SharedNeighbor | CO2 | Porous | Wet | R600a | MinimizeLCOE_Brownfield | IgnoreSilica | 2019 | 137.5593 | 24.944 | 3.4498 | 4 | 4919.8497 | 8831.7946 | 100.2978 | 180.0481 | 114.5491 | 15.2679 | 107.3888 | 6581719.8825 | 0 | 4676534.8928 | 0 | 0 | 0 | 2242788.434 | 5265406.8516 | 13699508.5445 | 9350196.0783 | 41816154.6837 | 961560.8286 | 25111985.0635 | 25111985.0635 | 18927833.0506 | 9941662.686 | 0 | 67889700.5758 | 121871181.376 | 74989.4209 | 13.7991 | 4919.8497 | 8831.7946 | 100.2978 | 180.0481
1 | 5600 | 707 | 0.03 | 15 | 15 | 7 | 1e-10 | 5spot_SharedNeighbor | CO2 | Porous | Wet | R600a | MinimizeLCOE_Brownfield | IgnoreSilica | 2019 | 140.1882 | 25.4632 | 3.5393 | 4 | 4817.7327 | 8630.7312 | 98.216 | 175.9491 | 114.3196 | 15.1791 | 92.8547 | 6654588.9758 | 0 | 4747900.1829 | 0 | 0 | 0 | 2200589.4133 | 5305200.6431 | 13803043.827 | 9420861.0361 | 42132184.0782 | 961560.8286 | 25111985.0635 | 25111985.0635 | 18927833.0506 | 9941662.686 | 0 | 68205729.9703 | 122187210.7705 | 100000 | 14.1572 | 4817.7327 | 8630.7312 | 98.216 | 175.9491
1 | 5600 | 707 | 0.03 | 15 | 15 | 7 | 1.3335e-10 | 5spot_SharedNeighbor | CO2 | Porous | Wet | R600a | MinimizeLCOE_Brownfield | IgnoreSilica | 2019 | 142.2144 | 25.8641 | 3.6086 | 4 | 4741.4062 | 8481.2011 | 96.66 | 172.9008 | 114.1376 | 15.1094 | 114.9799 | 6709781.3932 | 0 | 4802719.5462 | 0 | 0 | 0 | 2165919.1318 | 5334583.8277 | 13879492.8462 | 9473039.0626 | 42365535.8077 | 961560.8286 | 25111985.0635 | 25111985.0635 | 18927833.0506 | 9941662.686 | 0 | 68439081.6998 | 122420562.4999 | 133352.1432 | 14.4343 | 4741.4062 | 8481.2011 | 96.66 | 172.9008
1 | 5600 | 707 | 0.03 | 15 | 15 | 7 | 1.7783e-10 | 5spot_SharedNeighbor | CO2 | Porous | Wet | R600a | MinimizeLCOE_Brownfield | IgnoreSilica | 2019 | 143.7419 | 26.1671 | 3.6615 | 4 | 4684.3117 | 8370.0748 | 95.496 | 170.6353 | 113.9974 | 15.0561 | 109.051 | 6750827.6463 | 0 | 4843943.3742 | 0 | 0 | 0 | 2137594.9667 | 5355622.735 | 13934231.7672 | 9510399.501 | 42532619.9904 | 961560.8286 | 25111985.0635 | 25111985.0635 | 18927833.0506 | 9941662.686 | 0 | 68606165.8826 | 122587646.6827 | 177827.941 | 14.6459 | 4684.3117 | 8370.0748 | 95.496 | 170.6353
1 | 5600 | 707 | 0.03 | 15 | 15 | 7 | 2.3714e-10 | 5spot_SharedNeighbor | CO2 | Porous | Wet | R600a | MinimizeLCOE_Brownfield | IgnoreSilica | 2019 | 144.9017 | 26.3976 | 3.7018 | 4 | 4641.577 | 8287.1827 | 94.6248 | 168.9454 | 113.8892 | 15.0153 | 107.2573 | 6781671.2651 | 0 | 4875186.2156 | 0 | 0 | 0 | 2115199.325 | 5371102.1542 | 13974506.0408 | 9537887.5202 | 42655552.521 | 961560.8286 | 25111985.0635 | 25111985.0635 | 18927833.0506 | 9941662.686 | 0 | 68729098.4131 | 122710579.2133 | 237137.3706 | 14.8073 | 4641.577 | 8287.1827 | 94.6248 | 168.9454
1 | 5600 | 707 | 0.03 | 15 | 15 | 7 | 3.1623e-10 | 5spot_SharedNeighbor | CO2 | Porous | Wet | R600a | MinimizeLCOE_Brownfield | IgnoreSilica | 2019 | 145.7862 | 26.5733 | 3.7325 | 4 | 4609.5755 | 8225.1934 | 93.9724 | 167.6817 | 113.8058 | 14.9838 | 98.558 | 6805003.9233 | 0 | 4898976.8138 | 0 | 0 | 0 | 2097861.9834 | 5382718.661 | 14004729.8084 | 9558515.8626 | 42747807.0524 | 961560.8286 | 25111985.0635 | 25111985.0635 | 18927833.0506 | 9941662.686 | 0 | 68821352.9445 | 122802833.7446 | 316227.766 | 14.9301 | 4609.5755 | 8225.1934 | 93.9724 | 167.6817
1 | 5600 | 707 | 0.03 | 15 | 15 | 7 | 4.217e-10 | 5spot_SharedNeighbor | CO2 | Porous | Wet | R600a | MinimizeLCOE_Brownfield | IgnoreSilica | 2019 | 146.4487 | 26.7051 | 3.7557 | 4 | 4585.6031 | 8178.9134 | 93.4837 | 166.7382 | 113.7427 | 14.9602 | 102.7075 | 6822374.8604 | 0 | 4916779.1604 | 0 | 0 | 0 | 2084358.8884 | 5391170.0346 | 14026718.5489 | 9573523.6299 | 42814925.1225 | 961560.8286 | 25111985.0635 | 25111985.0635 | 18927833.0506 | 9941662.686 | 0 | 68888471.0146 | 122869951.8148 | 421696.5034 | 15.0228 | 4585.6031 | 8178.9134 | 93.4837 | 166.7382
1 | 5600 | 707 | 0.03 | 15 | 15 | 7 | 5.6234e-10 | 5spot_SharedNeighbor | CO2 | Porous | Wet | R600a | MinimizeLCOE_Brownfield | IgnoreSilica | 2019 | 146.946 | 26.8042 | 3.7732 | 4 | 4567.6406 | 8144.3122 | 93.1175 | 166.0328 | 113.695 | 14.9423 | 110.722 | 6835353.9394 | 0 | 4930131.8908 | 0 | 0 | 0 | 2073965.0665 | 5397385.8497 | 14042890.8249 | 9584561.5405 | 42864289.1119 | 961560.8286 | 25111985.0635 | 25111985.0635 | 18927833.0506 | 9941662.686 | 0 | 68937835.004 | 122919315.8042 | 562341.3252 | 15.0927 | 4567.6406 | 8144.3122 | 93.1175 | 166.0328
1 | 5600 | 707 | 0.03 | 15 | 15 | 7 | 7.4989e-10 | 5spot_SharedNeighbor | CO2 | Porous | Wet | R600a | MinimizeLCOE_Brownfield | IgnoreSilica | 2019 | 147.3159 | 26.878 | 3.7863 | 4 | 4554.1785 | 8118.4624 | 92.8431 | 165.5058 | 113.6593 | 14.929 | 116.4647 | 6844972.8049 | 0 | 4940056.8052 | 0 | 0 | 0 | 2065951.1578 | 5401882.4995 | 14054590.1852 | 9592546.5943 | 42900000.0469 | 961560.8286 | 25111985.0635 | 25111985.0635 | 18927833.0506 | 9941662.686 | 0 | 68973545.9391 | 122955026.7392 | 749894.2093 | 15.1451 | 4554.1785 | 8118.4624 | 92.8431 | 165.5058
1 | 5600 | 707 | 0.03 | 15 | 15 | 7 | 1e-09 | 5spot_SharedNeighbor | CO2 | Porous | Wet | R600a | MinimizeLCOE_Brownfield | IgnoreSilica | 2019 | 147.5935 | 26.9334 | 3.7961 | 4 | 4544.0878 | 8099.1085 | 92.6374 | 165.1113 | 113.6325 | 14.919 | 101.8029 | 6852174.7399 | 0 | 4947504.0769 | 0 | 0 | 0 | 2059858.1533 | 5405219.4183 | 14063272.1635 | 9598472.2229 | 42926500.7748 | 961560.8286 | 25111985.0635 | 25111985.0635 | 18927833.0506 | 9941662.686 | 0 | 69000046.6669 | 122981527.4671 | 1000000 | 15.1846 | 4544.0878 | 8099.1085 | 92.6374 | 165.1113
1 | 5600 | 707 | 0.03 | 15 | 15 | 7 | 1.3335e-09 | 5spot_SharedNeighbor | CO2 | Porous | Wet | R600a | MinimizeLCOE_Brownfield | IgnoreSilica | 2019 | 147.7982 | 26.9744 | 3.8035 | 4 | 4536.5234 | 8084.6553 | 92.4832 | 164.8166 | 113.6126 | 14.9116 | 99.3454 | 6857472.6984 | 0 | 4952991.8837 | 0 | 0 | 0 | 2055167.8885 | 5407596.6635 | 14069457.2679 | 9602693.6838 | 42945380.0859 | 961560.8286 | 25111985.0635 | 25111985.0635 | 18927833.0506 | 9941662.686 | 0 | 69018925.9781 | 123000406.7782 | 1333521.4322 | 15.2141 | 4536.5234 | 8084.6553 | 92.4832 | 164.8166
1 | 5600 | 707 | 0.03 | 15 | 15 | 7 | 1.7783e-09 | 5spot_SharedNeighbor | CO2 | Porous | Wet | R600a | MinimizeLCOE_Brownfield | IgnoreSilica | 2019 | 147.9614 | 27.0069 | 3.8092 | 4 | 4530.8523 | 8073.7156 | 92.3676 | 164.5936 | 113.5968 | 14.9057 | 106.0792 | 6861691.2858 | 0 | 4957365.9048 | 0 | 0 | 0 | 2051814.9533 | 5409640.1361 | 14074773.9644 | 9606322.4384 | 42961608.6829 | 961560.8286 | 25111985.0635 | 25111985.0635 | 18927833.0506 | 9941662.686 | 0 | 69035154.5751 | 123016635.3752 | 1778279.41 | 15.2367 | 4530.8523 | 8073.7156 | 92.3676 | 164.5936
1 | 5600 | 707 | 0.03 | 15 | 15 | 7 | 2.3714e-09 | 5spot_SharedNeighbor | CO2 | Porous | Wet | R600a | MinimizeLCOE_Brownfield | IgnoreSilica | 2019 | 148.0734 | 27.0294 | 3.8133 | 4 | 4526.6003 | 8065.637 | 92.2809 | 164.4289 | 113.5858 | 14.9016 | 107.9552 | 6864584.0279 | 0 | 4960369.2346 | 0 | 0 | 0 | 2049079.6715 | 5410872.8442 | 14077981.218 | 9608511.4549 | 42971398.451 | 961560.8286 | 25111985.0635 | 25111985.0635 | 18927833.0506 | 9941662.686 | 0 | 69044944.3432 | 123026425.1433 | 2371373.7057 | 15.2532 | 4526.6003 | 8065.637 | 92.2809 | 164.4289
1 | 5600 | 707 | 0.03 | 15 | 15 | 7 | 3.1623e-09 | 5spot_SharedNeighbor | CO2 | Porous | Wet | R600a | MinimizeLCOE_Brownfield | IgnoreSilica | 2019 | 148.166 | 27.0478 | 3.8165 | 4 | 4523.4123 | 8059.4835 | 92.2159 | 164.3035 | 113.5768 | 14.8982 | 104.7948 | 6866973.7799 | 0 | 4962850.9822 | 0 | 0 | 0 | 2047189.6325 | 5412035.6139 | 14081006.5062 | 9610576.2762 | 42980632.7908 | 961560.8286 | 25111985.0635 | 25111985.0635 | 18927833.0506 | 9941662.686 | 0 | 69054178.683 | 123035659.4831 | 3162277.6602 | 15.2659 | 4523.4123 | 8059.4835 | 92.2159 | 164.3035
1 | 5600 | 707 | 0.03 | 15 | 15 | 7 | 4.217e-09 | 5spot_SharedNeighbor | CO2 | Porous | Wet | R600a | MinimizeLCOE_Brownfield | IgnoreSilica | 2019 | 148.2392 | 27.0622 | 3.8189 | 4 | 4521.0218 | 8054.8283 | 92.1671 | 164.2086 | 113.5697 | 14.8956 | 99.688 | 6868860.8235 | 0 | 4964811.3435 | 0 | 0 | 0 | 2045840.5893 | 5413009.9749 | 14083541.5938 | 9612306.5256 | 42988370.8505 | 961560.8286 | 25111985.0635 | 25111985.0635 | 18927833.0506 | 9941662.686 | 0 | 69061916.7427 | 123043397.5428 | 4216965.0343 | 15.2757 | 4521.0218 | 8054.8283 | 92.1671 | 164.2086
1 | 5600 | 707 | 0.03 | 15 | 15 | 7 | 5.6234e-09 | 5spot_SharedNeighbor | CO2 | Porous | Wet | R600a | MinimizeLCOE_Brownfield | IgnoreSilica | 2019 | 148.2929 | 27.0729 | 3.8208 | 4 | 4519.2294 | 8051.3519 | 92.1306 | 164.1377 | 113.5645 | 14.8936 | 95.6749 | 6870245.4096 | 0 | 4966250.4729 | 0 | 0 | 0 | 2044803.1426 | 5413706.6198 | 14085354.1208 | 9613543.6126 | 42993903.3784 | 961560.8286 | 25111985.0635 | 25111985.0635 | 18927833.0506 | 9941662.686 | 0 | 69067449.2705 | 123048930.0707 | 5623413.2519 | 15.283 | 4519.2294 | 8051.3519 | 92.1306 | 164.1377
1 | 5600 | 707 | 0.03 | 15 | 15 | 7 | 7.4989e-09 | 5spot_SharedNeighbor | CO2 | Porous | Wet | R600a | MinimizeLCOE_Brownfield | IgnoreSilica | 2019 | 148.3272 | 27.0798 | 3.822 | 4 | 4517.8853 | 8048.8145 | 92.1032 | 164.086 | 113.5611 | 14.8924 | 98.8772 | 6871127.7089 | 0 | 4967168.4837 | 0 | 0 | 0 | 2043904.502 | 5414058.2709 | 14086269.0448 | 9614168.0669 | 42996696.0772 | 961560.8286 | 25111985.0635 | 25111985.0635 | 18927833.0506 | 9941662.686 | 0 | 69070241.9693 | 123051722.7695 | 7498942.0933 | 15.2882 | 4517.8853 | 8048.8145 | 92.1032 | 164.086
1 | 5600 | 707 | 0.03 | 15 | 15 | 7 | 1e-08 | 5spot_SharedNeighbor | CO2 | Porous | Wet | R600a | MinimizeLCOE_Brownfield | IgnoreSilica | 2019 | 148.3512 | 27.0847 | 3.823 | 4 | 4516.8774 | 8046.9306 | 92.0827 | 164.0476 | 113.5587 | 14.8915 | 101.2355 | 6871747.3474 | 0 | 4967813.547 | 0 | 0 | 0 | 2043197.7625 | 5414275.8762 | 14086835.2092 | 9614554.4858 | 42998424.2283 | 961560.8286 | 25111985.0635 | 25111985.0635 | 18927833.0506 | 9941662.686 | 0 | 69071970.1204 | 123053450.9206 | 10000000 | 15.292 | 4516.8774 | 8046.9306 | 92.0827 | 164.0476
1 | 5700 | 707 | 0.03 | 15 | 15 | 7 | 1e-13 | 5spot_SharedNeighbor | CO2 | Porous | Wet | R600a | MinimizeLCOE_Brownfield | IgnoreSilica | 2019 | 0 | 0 | 0 | 0 |  |  |  |  | 15 |  | 21.8864 | [19 empty] | 100 | 0
1 | 5700 | 707 | 0.03 | 15 | 15 | 7 | 1.3335e-13 | 5spot_SharedNeighbor | CO2 | Porous | Wet | R600a | MinimizeLCOE_Brownfield | IgnoreSilica | 2019 | 1.6 | 0.0021817 | 0.0040324 | 4 | 1736481.3662 | 5159552.312 | 35400.5214 | 105184.4527 | 69.1549 | 14.3278 | 26.3628 | 182744.1431 | 0 | 70853.4071 | 0 | 0 | 0 | 177003.1823 | 167934.2857 | 436930.5632 | 298214.0874 | 1333679.6688 | 961560.8286 | 25713707.5648 | 25713707.5648 | 19344069.7794 | 10155378.5254 | 0 | 28008948.0622 | 83222103.9318 | 133.3521 | 0.01613 | 1736481.3662 | 5159552.312 | 35400.5214 | 105184.4527
1 | 5700 | 707 | 0.03 | 15 | 15 | 7 | 1.7783e-13 | 5spot_SharedNeighbor | CO2 | Porous | Wet | R600a | MinimizeLCOE_Brownfield | IgnoreSilica | 2019 | 2.8667 | 0.12769 | 0.013405 | 4 | 542682.5131 | 1572428.4698 | 11063.3171 | 32056.0812 | 85.1332 | 15.6629 | 47.5721 | 329279.9942 | 0 | 153608.04 | 0 | 0 | 0 | 299226.6703 | 305024.7348 | 793611.7907 | 541656.3542 | 2422407.5843 | 961560.8286 | 25713707.5648 | 25713707.5648 | 19344069.7794 | 10155378.5254 | 0 | 29097675.9777 | 84310831.8473 | 177.8279 | 0.053618 | 542682.5131 | 1572428.4698 | 11063.3171 | 32056.0812
1 | 5700 | 707 | 0.03 | 15 | 15 | 7 | 2.3714e-13 | 5spot_SharedNeighbor | CO2 | Porous | Wet | R600a | MinimizeLCOE_Brownfield | IgnoreSilica | 2019 | 3.9682 | 0.27915 | 0.027484 | 4 | 272266.6963 | 774494.2133 | 5550.5249 | 15789.1121 | 92.9628 | 16.2298 | 52.1191 | 447991.7034 | 0 | 222232.4685 | 0 | 0 | 0 | 381284.9301 | 410088.5498 | 1066966.2858 | 728226.414 | 3256790.3515 | 961560.8286 | 25713707.5648 | 25713707.5648 | 19344069.7794 | 10155378.5254 | 0 | 29932058.745 | 85145214.6146 | 237.1374 | 0.10994 | 272266.6963 | 774494.2133 | 5550.5249 | 15789.1121
1 | 5700 | 707 | 0.03 | 15 | 15 | 7 | 3.1623e-13 | 5spot_SharedNeighbor | CO2 | Porous | Wet | R600a | MinimizeLCOE_Brownfield | IgnoreSilica | 2019 | 5.3734 | 0.49384 | 0.048225 | 4 | 160257.4375 | 446486.1486 | 3267.0646 | 9102.2241 | 99.2832 | 16.6479 | 56.8015 | 588775.4349 | 0 | 305345.7711 | 0 | 0 | 0 | 474248.6076 | 533664.2273 | 1388484.8499 | 947669.4406 | 4238188.3314 | 961560.8286 | 25713707.5648 | 25713707.5648 | 19344069.7794 | 10155378.5254 | 0 | 30913456.7248 | 86126612.5944 | 316.2278 | 0.1929 | 160257.4375 | 446486.1486 | 3267.0646 | 9102.2241
1 | 5700 | 707 | 0.03 | 15 | 15 | 7 | 4.217e-13 | 5spot_SharedNeighbor | CO2 | Porous | Wet | R600a | MinimizeLCOE_Brownfield | IgnoreSilica | 2019 | 7.1392 | 0.78228 | 0.077443 | 4 | 103443.1769 | 281681.9816 | 2108.8291 | 5742.4682 | 104.2893 | 16.9551 | 61.2399 | 752398.487 | 0 | 404155.4811 | 0 | 0 | 0 | 576721.9067 | 675977.5912 | 1758755.0301 | 1200386.4469 | 5368394.943 | 961560.8286 | 25713707.5648 | 25713707.5648 | 19344069.7794 | 10155378.5254 | 0 | 32043663.3364 | 87256819.206 | 421.6965 | 0.30977 | 103443.1769 | 281681.9816 | 2108.8291 | 5742.4682
1 | 5700 | 707 | 0.03 | 15 | 15 | 7 | 5.6234e-13 | 5spot_SharedNeighbor | CO2 | Porous | Wet | R600a | MinimizeLCOE_Brownfield | IgnoreSilica | 2019 | 9.4024 | 1.1664 | 0.11759 | 4 | 70961.7242 | 188347.1241 | 1446.6507 | 3839.7109 | 108.3166 | 17.1864 | 68.5485 | 946031.9325 | 0 | 523885.4888 | 0 | 0 | 0 | 693981.1346 | 843920.4368 | 2195707.8647 | 1498615.735 | 6702142.5925 | 961560.8286 | 25713707.5648 | 25713707.5648 | 19344069.7794 | 10155378.5254 | 0 | 33377410.9859 | 88590566.8555 | 562.3413 | 0.47036 | 70961.7242 | 188347.1241 | 1446.6507 | 3839.7109
1 | 5700 | 707 | 0.03 | 15 | 15 | 7 | 7.4989e-13 | 5spot_SharedNeighbor | CO2 | Porous | Wet | R600a | MinimizeLCOE_Brownfield | IgnoreSilica | 2019 | 12.2944 | 1.6693 | 0.17179 | 4 | 50855.6325 | 131203.2158 | 1036.7609 | 2674.755 | 111.5227 | 17.3589 | 57.101 | 1174370.4867 | 0 | 668547.6409 | 0 | 0 | 0 | 827720.1993 | 1041548.9475 | 2709896.7104 | 1849560.1876 | 8271644.1724 | 961560.8286 | 25713707.5648 | 25713707.5648 | 19344069.7794 | 10155378.5254 | 0 | 34946912.5659 | 90160068.4355 | 749.8942 | 0.68718 | 50855.6325 | 131203.2158 | 1036.7609 | 2674.755
1 | 5700 | 707 | 0.03 | 15 | 15 | 7 | 1e-12 | 5spot_SharedNeighbor | CO2 | Porous | Wet | R600a | MinimizeLCOE_Brownfield | IgnoreSilica | 2019 | 16.0675 | 2.3339 | 0.24462 | 4 | 37629.9124 | 94058.0117 | 767.1367 | 1917.4998 | 114.0992 | 17.4867 | 60.484 | 1449191.4908 | 0 | 839249.8626 | 0 | 0 | 0 | 986860.6492 | 1277367.781 | 3323448.942 | 2268322.1929 | 10144440.9184 | 961560.8286 | 25713707.5648 | 25713707.5648 | 19344069.7794 | 10155378.5254 | 0 | 36819709.3119 | 92032865.1815 | 1000 | 0.97847 | 37629.9124 | 94058.0117 | 767.1367 | 1917.4998
1 | 5700 | 707 | 0.03 | 15 | 15 | 7 | 1.3335e-12 | 5spot_SharedNeighbor | CO2 | Porous | Wet | R600a | MinimizeLCOE_Brownfield | IgnoreSilica | 2019 | 20.7324 | 3.1679 | 0.34053 | 4 | 28565.2714 | 69099.8277 | 582.3417 | 1408.6935 | 116.0512 | 17.5712 | 63.5292 | 1763063.3406 | 0 | 1029087.4878 | 0 | 0 | 0 | 1157870.6744 | 1540508.3861 | 4008086.8189 | 2735601.6119 | 12234218.3198 | 961560.8286 | 25713707.5648 | 25713707.5648 | 19344069.7794 | 10155378.5254 | 0 | 38909486.7133 | 94122642.5828 | 1333.5214 | 1.3621 | 28565.2714 | 69099.8277 | 582.3417 | 1408.6935
1 | 5700 | 707 | 0.03 | 15 | 15 | 7 | 1.7783e-12 | 5spot_SharedNeighbor | CO2 | Porous | Wet | R600a | MinimizeLCOE_Brownfield | IgnoreSilica | 2019 | 26.5861 | 4.2232 | 0.46543 | 4 | 22200.3551 | 51857.3061 | 452.5843 | 1057.1813 | 117.5486 | 17.6193 | 63.6404 | 2127701.1487 | 0 | 1255614.8786 | 0 | 0 | 0 | 1348533.9416 | 1845421.4879 | 4801408.1634 | 3277059.7306 | 14655739.3507 | 961560.8286 | 25713707.5648 | 25713707.5648 | 19344069.7794 | 10155378.5254 | 0 | 41331007.7441 | 96544163.6137 | 1778.2794 | 1.8617 | 22200.3551 | 51857.3061 | 452.5843 | 1057.1813
1 | 5700 | 707 | 0.03 | 15 | 15 | 7 | 2.3714e-12 | 5spot_SharedNeighbor | CO2 | Porous | Wet | R600a | MinimizeLCOE_Brownfield | IgnoreSilica | 2019 | 33.8166 | 5.5365 | 0.62561 | 4 | 17619.5327 | 39683.293 | 359.198 | 808.9976 | 118.6613 | 17.6303 | 75.6175 | 2545233.2636 | 0 | 1522074.3389 | 0 | 0 | 0 | 1555896.9442 | 2193049.7732 | 5705865.6536 | 3894370.5524 | 17416490.526 | 961560.8286 | 25713707.5648 | 25713707.5648 | 19344069.7794 | 10155378.5254 | 0 | 44091758.9195 | 99304914.7891 | 2371.3737 | 2.5024 | 17619.5327 | 39683.293 | 359.198 | 808.9976
1 | 5700 | 707 | 0.03 | 15 | 15 | 7 | 3.1623e-12 | 5spot_SharedNeighbor | CO2 | Porous | Wet | R600a | MinimizeLCOE_Brownfield | IgnoreSilica | 2019 | 42.5519 | 7.135 | 0.82682 | 4 | 14261.7784 | 30956.2507 | 290.7456 | 631.085 | 119.4415 | 17.6001 | 64.9627 | 3013513.9094 | 0 | 1829226.6634 | 0 | 0 | 0 | 1773542.9075 | 2580350.5573 | 6713542.8475 | 4582130.9429 | 20492307.828 | 961560.8286 | 25713707.5648 | 25713707.5648 | 19344069.7794 | 10155378.5254 | 0 | 47167576.2214 | 102380732.091 | 3162.2777 | 3.3073 | 14261.7784 | 30956.2507 | 290.7456 | 631.085
1 | 5700 | 707 | 0.03 | 15 | 15 | 7 | 4.217e-12 | 5spot_SharedNeighbor | CO2 | Porous | Wet | R600a | MinimizeLCOE_Brownfield | IgnoreSilica | 2019 | 52.8077 | 9.0265 | 1.0726 | 4 | 11769.0613 | 24638.1828 | 239.9282 | 502.2827 | 119.9239 | 17.5217 | 68.6117 | 3524474.2091 | 0 | 2174152.5912 | 0 | 0 | 0 | 1991487.3393 | 2999144.5144 | 7803158.8174 | 5325816.2318 | 23818233.7031 | 961560.8286 | 25713707.5648 | 25713707.5648 | 19344069.7794 | 10155378.5254 | 0 | 50493502.0966 | 105706657.9662 | 4216.965 | 4.2904 | 11769.0613 | 24638.1828 | 239.9282 | 502.2827
1 | 5700 | 707 | 0.03 | 15 | 15 | 7 | 5.6234e-12 | 5spot_SharedNeighbor | CO2 | Porous | Wet | R600a | MinimizeLCOE_Brownfield | IgnoreSilica | 2019 | 64.3204 | 11.1685 | 1.3607 | 4 | 9906.8579 | 20051.2714 | 201.9647 | 408.7723 | 120.1287 | 17.391 | 72.6132 | 4058109.0239 | 0 | 2545722.7203 | 0 | 0 | 0 | 2192651.7069 | 3430628.5459 | 8925791.7577 | 6092036.2813 | 27244940.0359 | 961560.8286 | 25713707.5648 | 25713707.5648 | 19344069.7794 | 10155378.5254 | 0 | 53920208.4294 | 109133364.299 | 5623.4133 | 5.4427 | 9906.8579 | 20051.2714 | 201.9647 | 408.7723
1 | 5700 | 707 | 0.03 | 15 | 15 | 7 | 7.4989e-12 | 5spot_SharedNeighbor | CO2 | Porous | Wet | R600a | MinimizeLCOE_Brownfield | IgnoreSilica | 2019 | 76.5077 | 13.4586 | 1.6807 | 4 | 8513.1226 | 16726.1624 | 173.5515 | 340.9854 | 120.0749 | 17.2077 | 76.8646 | 4584156.5146 | 0 | 2924801.309 | 0 | 0 | 0 | 2356307.9778 | 3847453.6626 | 10010285.2087 | 6832225.3457 | 30555230.0184 | 961560.8286 | 25713707.5648 | 25713707.5648 | 19344069.7794 | 10155378.5254 | 0 | 57230498.4119 | 112443654.2815 | 7498.9421 | 6.7226 | 8513.1226 | 16726.1624 | 173.5515 | 340.9854
1 | 5700 | 707 | 0.03 | 15 | 15 | 7 | 1e-11 | 5spot_SharedNeighbor | CO2 | Porous | Wet | R600a | MinimizeLCOE_Brownfield | IgnoreSilica | 2019 | 88.6271 | 15.7595 | 2.0149 | 4 | 7471.7682 | 14322.4376 | 152.3221 | 291.9823 | 119.8035 | 16.9822 | 77.3166 | 5072107.8756 | 0 | 3289922.6008 | 0 | 0 | 0 | 2468096.3465 | 4223749.4609 | 10989329.6872 | 7500443.3197 | 33543649.2908 | 961560.8286 | 25713707.5648 | 25713707.5648 | 19344069.7794 | 10155378.5254 | 0 | 60218917.6843 | 115432073.5539 | 10000 | 8.0595 | 7471.7682 | 14322.4376 | 152.3221 | 291.9823
1 | 5700 | 707 | 0.03 | 15 | 15 | 7 | 1.3335e-11 | 5spot_SharedNeighbor | CO2 | Porous | Wet | R600a | MinimizeLCOE_Brownfield | IgnoreSilica | 2019 | 99.9714 | 17.9352 | 2.3428 | 4 | 6695.791 | 12587.488 | 136.5028 | 256.613 | 119.3795 | 16.7331 | 82.9851 | 5499425.2858 | 0 | 3622703.3817 | 0 | 0 | 0 | 2524749.016 | 4542282.2966 | 11818086.7855 | 8066087.0685 | 36073333.8343 | 961560.8286 | 25713707.5648 | 25713707.5648 | 19344069.7794 | 10155378.5254 | 0 | 62748602.2277 | 117961758.0973 | 13335.2143 | 9.3714 | 6695.791 | 12587.488 | 136.5028 | 256.613
1 | 5700 | 707 | 0.03 | 15 | 15 | 7 | 1.7783e-11 | 5spot_SharedNeighbor | CO2 | Porous | Wet | R600a | MinimizeLCOE_Brownfield | IgnoreSilica | 2019 | 110.0297 | 19.883 | 2.6465 | 4 | 6118.7648 | 11334.4516 | 124.7393 | 231.0681 | 118.8776 | 16.482 | 90.4467 | 5855562.569 | 0 | 3911472.267 | 0 | 0 | 0 | 2533492.242 | 4797205.5604 | 12481344.826 | 8518774.3097 | 38097851.7741 | 961560.8286 | 25713707.5648 | 25713707.5648 | 19344069.7794 | 10155378.5254 | 0 | 64773120.1676 | 119986276.0372 | 17782.7941 | 10.586 | 6118.7648 | 11334.4516 | 124.7393 | 231.0681
1 | 5700 | 707 | 0.03 | 15 | 15 | 7 | 2.3714e-11 | 5spot_SharedNeighbor | CO2 | Porous | Wet | R600a | MinimizeLCOE_Brownfield | IgnoreSilica | 2019 | 118.5681 | 21.5509 | 2.9141 | 4 | 5690.0539 | 10426.7228 | 115.9994 | 212.5628 | 118.363 | 16.2469 | 97.0566 | 6141493.2268 | 0 | 4152471.9369 | 0 | 0 | 0 | 2508039.5367 | 4992781.8332 | 12990194.1695 | 8866074.4425 | 39651055.1457 | 961560.8286 | 25713707.5648 | 25713707.5648 | 19344069.7794 | 10155378.5254 | 0 | 66326323.5391 | 121539479.4087 | 23713.7371 | 11.6565 | 5690.0539 | 10426.7228 | 115.9994 | 212.5628
1 | 5700 | 707 | 0.03 | 15 | 15 | 7 | 3.1623e-11 | 5spot_SharedNeighbor | CO2 | Porous | Wet | R600a | MinimizeLCOE_Brownfield | IgnoreSilica | 2019 | 125.5667 | 22.9286 | 3.1407 | 4 | 5371.4569 | 9766.4202 | 109.5044 | 199.1017 | 117.8822 | 16.0391 | 95.3425 | 6364732.557 | 0 | 4347422.6518 | 0 | 0 | 0 | 2462550.8329 | 5138135.3563 | 13368374.2205 | 9124190.0981 | 40805405.7166 | 961560.8286 | 25713707.5648 | 25713707.5648 | 19344069.7794 | 10155378.5254 | 0 | 67480674.1101 | 122693829.9797 | 31622.7766 | 12.5628 | 5371.4569 | 9766.4202 | 109.5044 | 199.1017
1 | 5700 | 707 | 0.03 | 15 | 15 | 7 | 4.217e-11 | 5spot_SharedNeighbor | CO2 | Porous | Wet | R600a | MinimizeLCOE_Brownfield | IgnoreSilica | 2019 | 131.148 | 24.0347 | 3.3265 | 4 | 5134.4599 | 9283.932 | 104.6729 | 189.2655 | 117.4607 | 15.8638 | 103.2554 | 6535586.226 | 0 | 4501339.1534 | 0 | 0 | 0 | 2408599.9768 | 5243754.889 | 13643174.579 | 9311746.9894 | 41644201.8136 | 961560.8286 | 25713707.5648 | 25713707.5648 | 19344069.7794 | 10155378.5254 | 0 | 68319470.2071 | 123532626.0767 | 42169.6503 | 13.3061 | 5134.4599 | 9283.932 | 104.6729 | 189.2655
1 | 5700 | 707 | 0.03 | 15 | 15 | 7 | 5.6234e-11 | 5spot_SharedNeighbor | CO2 | Porous | Wet | R600a | MinimizeLCOE_Brownfield | IgnoreSilica | 2019 | 135.5519 | 24.9118 | 3.4758 | 4 | 4957.935 | 8929.1961 | 101.0742 | 182.0337 | 117.1045 | 15.7194 | 107.8074 | 6665884.0476 | 0 | 4621859.3472 | 0 | 0 | 0 | 2355244.3621 | 5320765.2252 | 13843539.677 | 9448500.2858 | 42255792.945 | 961560.8286 | 25713707.5648 | 25713707.5648 | 19344069.7794 | 10155378.5254 | 0 | 68931061.3384 | 124144217.208 | 56234.1325 | 13.9032 | 4957.935 | 8929.1961 | 101.0742 | 182.0337
1 | 5700 | 707 | 0.03 | 15 | 15 | 7 | 7.4989e-11 | 5spot_SharedNeighbor | CO2 | Porous | Wet | R600a | MinimizeLCOE_Brownfield | IgnoreSilica | 2019 | 138.936 | 25.5893 | 3.5931 | 4 | 4826.2786 | 8667.9175 | 98.3902 | 176.7072 | 116.8164 | 15.6047 | 106.6663 | 6763289.2541 | 0 | 4713940.3423 | 0 | 0 | 0 | 2305760.1743 | 5375366.0106 | 13985599.7203 | 9545459.1844 | 42689414.686 | 961560.8286 | 25713707.5648 | 25713707.5648 | 19344069.7794 | 10155378.5254 | 0 | 69364683.0794 | 124577838.949 | 74989.4209 | 14.3723 | 4826.2786 | 8667.9175 | 98.3902 | 176.7072
1 | 5700 | 707 | 0.03 | 15 | 15 | 7 | 1e-10 | 5spot_SharedNeighbor | CO2 | Porous | Wet | R600a | MinimizeLCOE_Brownfield | IgnoreSilica | 2019 | 141.5501 | 26.1141 | 3.6845 | 4 | 4727.9697 | 8474.2705 | 96.3861 | 172.7595 | 116.5854 | 15.514 | 103.9283 | 6836907.6457 | 0 | 4784764.2734 | 0 | 0 | 0 | 2263458.0211 | 5415200.6767 | 14089241.3504 | 9616196.7266 | 43005768.6941 | 961560.8286 | 25713707.5648 | 25713707.5648 | 19344069.7794 | 10155378.5254 | 0 | 69681037.0875 | 124894192.9571 | 100000 | 14.738 | 4727.9697 | 8474.2705 | 96.3861 | 172.7595
1 | 5700 | 707 | 0.03 | 15 | 15 | 7 | 1.3335e-10 | 5spot_SharedNeighbor | CO2 | Porous | Wet | R600a | MinimizeLCOE_Brownfield | IgnoreSilica | 2019 | 143.5445 | 26.5156 | 3.755 | 4 | 4654.4891 | 8330.4864 | 94.8881 | 169.8282 | 116.4041 | 15.4436 | 108.6248 | 6892112.6273 | 0 | 4838619.951 | 0 | 0 | 0 | 2228327.2011 | 5444033.314 | 14164257.9582 | 9667397.1029 | 43234748.1545 | 961560.8286 | 25713707.5648 | 25713707.5648 | 19344069.7794 | 10155378.5254 | 0 | 69910016.548 | 125123172.4176 | 133352.1432 | 15.0199 | 4654.4891 | 8330.4864 | 94.8881 | 169.8282
1 | 5700 | 707 | 0.03 | 15 | 15 | 7 | 1.7783e-10 | 5spot_SharedNeighbor | CO2 | Porous | Wet | R600a | MinimizeLCOE_Brownfield | IgnoreSilica | 2019 | 145.0481 | 26.8192 | 3.8088 | 4 | 4599.5231 | 8223.6082 | 93.7675 | 167.6494 | 116.2644 | 15.3897 | 99.611 | 6933181.0188 | 0 | 4879124.2429 | 0 | 0 | 0 | 2199703.7087 | 5464683.4984 | 14217985.5022 | 9704067.2556 | 43398745.2266 | 961560.8286 | 25713707.5648 | 25713707.5648 | 19344069.7794 | 10155378.5254 | 0 | 70074013.62 | 125287169.4896 | 177827.941 | 15.2351 | 4599.5231 | 8223.6082 | 93.7675 | 167.6494
1 | 5700 | 707 | 0.03 | 15 | 15 | 7 | 2.3714e-10 | 5spot_SharedNeighbor | CO2 | Porous | Wet | R600a | MinimizeLCOE_Brownfield | IgnoreSilica | 2019 | 146.1929 | 27.0505 | 3.8498 | 4 | 4558.3816 | 8143.8364 | 92.9288 | 166.0231 | 116.1564 | 15.3483 | 96.9556 | 6964132.5524 | 0 | 4909908.0378 | 0 | 0 | 0 | 2177177.4104 | 5479975.0202 | 14257770.9052 | 9731221.6107 | 43520185.5368 | 961560.8286 | 25713707.5648 | 25713707.5648 | 19344069.7794 | 10155378.5254 | 0 | 70195453.9303 | 125408609.7999 | 237137.3706 | 15.3992 | 4558.3816 | 8143.8364 | 92.9288 | 166.0231
1 | 5700 | 707 | 0.03 | 15 | 15 | 7 | 3.1623e-10 | 5spot_SharedNeighbor | CO2 | Porous | Wet | R600a | MinimizeLCOE_Brownfield | IgnoreSilica | 2019 | 147.0555 | 27.225 | 3.8809 | 4 | 4527.5731 | 8084.2971 | 92.3007 | 164.8093 | 116.0741 | 15.3168 | 98.9879 | 6987269.4756 | 0 | 4933069.5322 | 0 | 0 | 0 | 2159540.9711 | 5491153.1918 | 14286854.2146 | 9751071.5669 | 43608958.9521 | 961560.8286 | 25713707.5648 | 25713707.5648 | 19344069.7794 | 10155378.5254 | 0 | 70284227.3456 | 125497383.2152 | 316227.766 | 15.5236 | 4527.5731 | 8084.2971 | 92.3007 | 164.8093
1 | 5700 | 707 | 0.03 | 15 | 15 | 7 | 4.217e-10 | 5spot_SharedNeighbor | CO2 | Porous | Wet | R600a | MinimizeLCOE_Brownfield | IgnoreSilica | 2019 | 147.723 | 27.3598 | 3.9046 | 4 | 4504.4943 | 8039.5935 | 91.8302 | 163.898 | 116.0099 | 15.2923 | 102.9893 | 7005069.5858 | 0 | 4950975.9625 | 0 | 0 | 0 | 2146267.9164 | 5499902.2512 | 14309617.4726 | 9766607.9583 | 43678441.1466 | 961560.8286 | 25713707.5648 | 25713707.5648 | 19344069.7794 | 10155378.5254 | 0 | 70353709.5401 | 125566865.4097 | 421696.5034 | 15.6186 | 4504.4943 | 8039.5935 | 91.8302 | 163.898
1 | 5700 | 707 | 0.03 | 15 | 15 | 7 | 5.6234e-10 | 5spot_SharedNeighbor | CO2 | Porous | Wet | R600a | MinimizeLCOE_Brownfield | IgnoreSilica | 2019 | 148.2003 | 27.4569 | 3.9222 | 4 | 4487.2013 | 8006.4436 | 91.4777 | 163.2222 | 115.9636 | 15.2747 | 97.2198 | 7017735.9889 | 0 | 4963769.1502 | 0 | 0 | 0 | 2135560.1894 | 5505655.4781 | 14324586.1888 | 9776824.4147 | 43724131.4101 | 961560.8286 | 25713707.5648 | 25713707.5648 | 19344069.7794 | 10155378.5254 | 0 | 70399399.8035 | 125612555.6731 | 562341.3252 | 15.6889 | 4487.2013 | 8006.4436 | 91.4777 | 163.2222
1 | 5700 | 707 | 0.03 | 15 | 15 | 7 | 7.4989e-10 | 5spot_SharedNeighbor | CO2 | Porous | Wet | R600a | MinimizeLCOE_Brownfield | IgnoreSilica | 2019 | 148.5681 | 27.5315 | 3.9356 | 4 | 4474.241 | 7981.5283 | 91.2135 | 162.7143 | 115.9278 | 15.2611 | 103.6569 | 7027465.74 | 0 | 4973622.8994 | 0 | 0 | 0 | 2127580.278 | 5510180.8778 | 14336360.3506 | 9784860.522 | 43760070.6678 | 961560.8286 | 25713707.5648 | 25713707.5648 | 19344069.7794 | 10155378.5254 | 0 | 70435339.0613 | 125648494.9309 | 749894.2093 | 15.7424 | 4474.241 | 7981.5283 | 91.2135 | 162.7143
1 | 5700 | 707 | 0.03 | 15 | 15 | 7 | 1e-09 | 5spot_SharedNeighbor | CO2 | Porous | Wet | R600a | MinimizeLCOE_Brownfield | IgnoreSilica | 2019 | 148.8434 | 27.5874 | 3.9456 | 4 | 4464.5265 | 7962.884 | 91.0154 | 162.3342 | 115.9008 | 15.2509 | 111.4955 | 7034726.9181 | 0 | 4980992.595 | 0 | 0 | 0 | 2121495.7422 | 5513513.9495 | 14345032.3195 | 9790779.319 | 43786540.8433 | 961560.8286 | 25713707.5648 | 25713707.5648 | 19344069.7794 | 10155378.5254 | 0 | 70461809.2368 | 125674965.1064 | 1000000 | 15.7826 | 4464.5265 | 7962.884 | 91.0154 | 162.3342
1 | 5700 | 707 | 0.03 | 15 | 15 | 7 | 1.3335e-09 | 5spot_SharedNeighbor | CO2 | Porous | Wet | R600a | MinimizeLCOE_Brownfield | IgnoreSilica | 2019 | 149.0675 | 27.6324 | 3.9534 | 4 | 4457.2441 | 7948.7211 | 90.8669 | 162.0454 | 115.8789 | 15.2426 | 110.8869 | 7040629.834 | 0 | 4986991.6702 | 0 | 0 | 0 | 2117243.3306 | 5516497.2856 | 14352794.3479 | 9796077.0629 | 43810233.5312 | 961560.8286 | 25713707.5648 | 25713707.5648 | 19344069.7794 | 10155378.5254 | 0 | 70485501.9246 | 125698657.7942 | 1333521.4322 | 15.8137 | 4457.2441 | 7948.7211 | 90.8669 | 162.0454
1 | 5700 | 707 | 0.03 | 15 | 15 | 7 | 1.7783e-09 | 5spot_SharedNeighbor | CO2 | Porous | Wet | R600a | MinimizeLCOE_Brownfield | IgnoreSilica | 2019 | 149.2138 | 27.6624 | 3.959 | 4 | 4451.7843 | 7938.3561 | 90.7556 | 161.8341 | 115.8645 | 15.2372 | 103.4773 | 7044475.6219 | 0 | 4990907.4484 | 0 | 0 | 0 | 2113584.3388 | 5518097.2895 | 14356957.23 | 9798918.3154 | 43822940.2441 | 961560.8286 | 25713707.5648 | 25713707.5648 | 19344069.7794 | 10155378.5254 | 0 | 70498208.6375 | 125711364.5071 | 1778279.41 | 15.8359 | 4451.7843 | 7938.3561 | 90.7556 | 161.8341
1 | 5700 | 707 | 0.03 | 15 | 15 | 7 | 2.3714e-09 | 5spot_SharedNeighbor | CO2 | Porous | Wet | R600a | MinimizeLCOE_Brownfield | IgnoreSilica | 2019 | 149.3381 | 27.6874 | 3.9633 | 4 | 4447.6909 | 7930.4256 | 90.6722 | 161.6725 | 115.8523 | 15.2326 | 106.2568 | 7047740.1397 | 0 | 4994232.5424 | 0 | 0 | 0 | 2111119.5672 | 5519705.9773 | 14361142.7054 | 9801774.9884 | 43835715.9205 | 961560.8286 | 25713707.5648 | 25713707.5648 | 19344069.7794 | 10155378.5254 | 0 | 70510984.314 | 125724140.1836 | 2371373.7057 | 15.8534 | 4447.6909 | 7930.4256 | 90.6722 | 161.6725
1 | 5700 | 707 | 0.03 | 15 | 15 | 7 | 3.1623e-09 | 5spot_SharedNeighbor | CO2 | Porous | Wet | R600a | MinimizeLCOE_Brownfield | IgnoreSilica | 2019 | 149.4112 | 27.7026 | 3.9664 | 4 | 4444.6217 | 7924.7065 | 90.6096 | 161.5559 | 115.845 | 15.2298 | 102.9272 | 7049658.2042 | 0 | 4996189.8177 | 0 | 0 | 0 | 2108856.9316 | 5520334.9319 | 14362779.1164 | 9802891.8725 | 43840710.8743 | 961560.8286 | 25713707.5648 | 25713707.5648 | 19344069.7794 | 10155378.5254 | 0 | 70515979.2677 | 125729135.1373 | 3162277.6602 | 15.8655 | 4444.6217 | 7924.7065 | 90.6096 | 161.5559
1 | 5700 | 707 | 0.03 | 15 | 15 | 7 | 4.217e-09 | 5spot_SharedNeighbor | CO2 | Porous | Wet | R600a | MinimizeLCOE_Brownfield | IgnoreSilica | 2019 | 149.487 | 27.7178 | 3.9689 | 4 | 4442.3203 | 7920.1853 | 90.5627 | 161.4637 | 115.8376 | 15.227 | 111.2231 | 7051646.2901 | 0 | 4998216.4987 | 0 | 0 | 0 | 2107577.8462 | 5521401.8476 | 14365555.0123 | 9804786.4785 | 43849183.9734 | 961560.8286 | 25713707.5648 | 25713707.5648 | 19344069.7794 | 10155378.5254 | 0 | 70524452.3668 | 125737608.2364 | 4216965.0343 | 15.8756 | 4442.3203 | 7920.1853 | 90.5627 | 161.4637
1 | 5700 | 707 | 0.03 | 15 | 15 | 7 | 5.6234e-09 | 5spot_SharedNeighbor | CO2 | Porous | Wet | R600a | MinimizeLCOE_Brownfield | IgnoreSilica | 2019 | 149.5427 | 27.7289 | 3.9708 | 4 | 4440.5947 | 7916.8081 | 90.5275 | 161.3948 | 115.8321 | 15.2249 | 104.5217 | 7053108.1108 | 0 | 4999707.4762 | 0 | 0 | 0 | 2106593.9463 | 5522169.718 | 14367552.8534 | 9806150.0461 | 43855282.1507 | 961560.8286 | 25713707.5648 | 25713707.5648 | 19344069.7794 | 10155378.5254 | 0 | 70530550.5442 | 125743706.4138 | 5623413.2519 | 15.8831 | 4440.5947 | 7916.8081 | 90.5275 | 161.3948
1 | 5700 | 707 | 0.03 | 15 | 15 | 7 | 7.4989e-09 | 5spot_SharedNeighbor | CO2 | Porous | Wet | R600a | MinimizeLCOE_Brownfield | IgnoreSilica | 2019 | 149.5692 | 27.7346 | 3.972 | 4 | 4439.3007 | 7914.4472 | 90.5011 | 161.3467 | 115.8295 | 15.224 | 95.3523 | 7053801.3567 | 0 | 5000416.4154 | 0 | 0 | 0 | 2105545.7273 | 5522307.7647 | 14367912.0228 | 9806395.1866 | 43856378.4735 | 961560.8286 | 25713707.5648 | 25713707.5648 | 19344069.7794 | 10155378.5254 | 0 | 70531646.867 | 125744802.7366 | 7498942.0933 | 15.888 | 4439.3007 | 7914.4472 | 90.5011 | 161.3467
1 | 5700 | 707 | 0.03 | 15 | 15 | 7 | 1e-08 | 5spot_SharedNeighbor | CO2 | Porous | Wet | R600a | MinimizeLCOE_Brownfield | IgnoreSilica | 2019 | 149.6035 | 27.7414 | 3.9731 | 4 | 4438.3304 | 7912.5162 | 90.4814 | 161.3073 | 115.8261 | 15.2227 | 85.5775 | 7054699.7493 | 0 | 5001332.8543 | 0 | 0 | 0 | 2105049.2007 | 5522821.9037 | 14369249.7068 | 9807308.1835 | 43860461.5983 | 961560.8286 | 25713707.5648 | 25713707.5648 | 19344069.7794 | 10155378.5254 | 0 | 70535729.9918 | 125748885.8614 | 10000000 | 15.8924 | 4438.3304 | 7912.5162 | 90.4814 | 161.3073
1 | 5800 | 707 | 0.03 | 15 | 15 | 7 | 1e-13 | 5spot_SharedNeighbor | CO2 | Porous | Wet | R600a | MinimizeLCOE_Brownfield | IgnoreSilica | 2019 | 0 | 0 | 0 | 0 |  |  |  |  | 15 |  | 21.6911 | [19 empty] | 100 | 0
1 | 5800 | 707 | 0.03 | 15 | 15 | 7 | 1.3335e-13 | 5spot_SharedNeighbor | CO2 | Porous | Wet | R600a | MinimizeLCOE_Brownfield | IgnoreSilica | 2019 | 1.6 | 0.0008881 | 0.0041864 | 4 | 1709554.5483 | 5081137.5401 | 34851.5818 | 103585.8615 | 69.5494 | 14.6224 | 25.7503 | 184715.9883 | 0 | 70612.8909 | 0 | 0 | 0 | 178724.24 | 169280.7165 | 440433.7001 | 300605.0503 | 1344372.5862 | 961560.8286 | 26321290.157 | 26321290.157 | 19765873.5944 | 10371438.4012 | 0 | 28627223.5719 | 85085825.7244 | 133.3521 | 0.016745 | 1709554.5483 | 5081137.5401 | 34851.5818 | 103585.8615
1 | 5800 | 707 | 0.03 | 15 | 15 | 7 | 1.7783e-13 | 5spot_SharedNeighbor | CO2 | Porous | Wet | R600a | MinimizeLCOE_Brownfield | IgnoreSilica | 2019 | 2.9445 | 0.13456 | 0.014302 | 4 | 520885.7153 | 1507797.1402 | 10618.9599 | 30738.4841 | 86.679 | 16.0519 | 54.4327 | 342332.8849 | 0 | 158973.2734 | 0 | 0 | 0 | 310912.8591 | 316765.4168 | 824158.6369 | 562505.2045 | 2515648.2756 | 961560.8286 | 26321290.157 | 26321290.157 | 19765873.5944 | 10371438.4012 | 0 | 29798499.2612 | 86257101.4138 | 177.8279 | 0.057207 | 520885.7153 | 1507797.1402 | 10618.9599 | 30738.4841
1 | 5800 | 707 | 0.03 | 15 | 15 | 7 | 2.3714e-13 | 5spot_SharedNeighbor | CO2 | Porous | Wet | R600a | MinimizeLCOE_Brownfield | IgnoreSilica | 2019 | 4.0823 | 0.29321 | 0.029253 | 4 | 262108.4636 | 744604.9845 | 5343.4356 | 15179.7798 | 94.7302 | 16.6304 | 67.0514 | 466453.7117 | 0 | 230222.0395 | 0 | 0 | 0 | 396994.8731 | 426531.5435 | 1109747.5825 | 757425.5281 | 3387375.2784 | 961560.8286 | 26321290.157 | 26321290.157 | 19765873.5944 | 10371438.4012 | 0 | 30670226.264 | 87128828.4166 | 237.1374 | 0.11701 | 262108.4636 | 744604.9845 | 5343.4356 | 15179.7798
1 | 5800 | 707 | 0.03 | 15 | 15 | 7 | 3.1623e-13 | 5spot_SharedNeighbor | CO2 | Porous | Wet | R600a | MinimizeLCOE_Brownfield | IgnoreSilica | 2019 | 5.5197 | 0.51641 | 0.051248 | 4 | 154560.437 | 429979.9991 | 3150.9236 | 8765.7239 | 101.1657 | 17.0525 | 46.4543 | 612225.6523 | 0 | 315669.3258 | 0 | 0 | 0 | 492940.3162 | 554125.7648 | 1441721.5731 | 984004.5981 | 4400687.2302 | 961560.8286 | 26321290.157 | 26321290.157 | 19765873.5944 | 10371438.4012 | 0 | 31683538.2158 | 88142140.3684 | 316.2278 | 0.20499 | 154560.437 | 429979.9991 | 3150.9236 | 8765.7239
1 | 5800 | 707 | 0.03 | 15 | 15 | 7 | 4.217e-13 | 5spot_SharedNeighbor | CO2 | Porous | Wet | R600a | MinimizeLCOE_Brownfield | IgnoreSilica | 2019 | 7.3413 | 0.81822 | 0.082237 | 4 | 99901.7749 | 271535.4647 | 2036.6328 | 5535.6177 | 106.3062 | 17.365 | 74.8905 | 783078.3741 | 0 | 418106.5526 | 0 | 0 | 0 | 600302.4228 | 702580.0663 | 1827969.2136 | 1247626.5493 | 5579663.1788 | 961560.8286 | 26321290.157 | 26321290.157 | 19765873.5944 | 10371438.4012 | 0 | 32862514.1644 | 89321116.317 | 421.6965 | 0.32895 | 99901.7749 | 271535.4647 | 2036.6328 | 5535.6177
1 | 5800 | 707 | 0.03 | 15 | 15 | 7 | 5.6234e-13 | 5spot_SharedNeighbor | CO2 | Porous | Wet | R600a | MinimizeLCOE_Brownfield | IgnoreSilica | 2019 | 9.6607 | 1.218 | 0.12477 | 4 | 68609.4149 | 181731.5221 | 1398.6957 | 3704.8429 | 110.4131 | 17.5987 | 58.891 | 983957.057 | 0 | 541424.2859 | 0 | 0 | 0 | 721680.0219 | 876353.9323 | 2280093.1669 | 1556210.4376 | 6959718.9016 | 961560.8286 | 26321290.157 | 26321290.157 | 19765873.5944 | 10371438.4012 | 0 | 34242569.8872 | 90701172.0398 | 562.3413 | 0.49909 | 68609.4149 | 181731.5221 | 1398.6957 | 3704.8429
1 | 5800 | 707 | 0.03 | 15 | 15 | 7 | 7.4989e-13 | 5spot_SharedNeighbor | CO2 | Porous | Wet | R600a | MinimizeLCOE_Brownfield | IgnoreSilica | 2019 | 12.6109 | 1.7394 | 0.18213 | 4 | 49219.2075 | 126715.5941 | 1003.4001 | 2583.2688 | 113.6736 | 17.7722 | 41.998 | 1219830.5774 | 0 | 689767.2573 | 0 | 0 | 0 | 858958.0309 | 1079736.7876 | 2809253.6368 | 1917373.3315 | 8574919.6216 | 961560.8286 | 26321290.157 | 26321290.157 | 19765873.5944 | 10371438.4012 | 0 | 35857770.6072 | 92316372.7598 | 749.8942 | 0.72853 | 49219.2075 | 126715.5941 | 1003.4001 | 2583.2688
1 | 5800 | 707 | 0.03 | 15 | 15 | 7 | 1e-12 | 5spot_SharedNeighbor | CO2 | Porous | Wet | R600a | MinimizeLCOE_Brownfield | IgnoreSilica | 2019 | 16.5083 | 2.4356 | 0.25962 | 4 | 36386.0641 | 90752.342 | 741.7791 | 1850.1092 | 116.3261 | 17.9019 | 62.9253 | 1507283.5333 | 0 | 857620.2888 | 0 | 0 | 0 | 1026344.5708 | 1322586.8732 | 3441099.7443 | 2348621.283 | 10503556.2935 | 961560.8286 | 26321290.157 | 26321290.157 | 19765873.5944 | 10371438.4012 | 0 | 37786407.2791 | 94245009.4317 | 1000 | 1.0385 | 36386.0641 | 90752.342 | 741.7791 | 1850.1092
1 | 5800 | 707 | 0.03 | 15 | 15 | 7 | 1.3335e-12 | 5spot_SharedNeighbor | CO2 | Porous | Wet | R600a | MinimizeLCOE_Brownfield | IgnoreSilica | 2019 | 21.3003 | 3.3053 | 0.36126 | 4 | 27645.5643 | 66716.0621 | 563.5922 | 1360.0972 | 118.3208 | 17.9864 | 52.3025 | 1833695.9277 | 0 | 1051576.3395 | 0 | 0 | 0 | 1204226.7203 | 1594904.6051 | 4149614.6226 | 2832197.246 | 12666215.4612 | 961560.8286 | 26321290.157 | 26321290.157 | 19765873.5944 | 10371438.4012 | 0 | 39949066.4468 | 96407668.5994 | 1333.5214 | 1.445 | 27645.5643 | 66716.0621 | 563.5922 | 1360.0972
1 | 5800 | 707 | 0.03 | 15 | 15 | 7 | 1.7783e-12 | 5spot_SharedNeighbor | CO2 | Porous | Wet | R600a | MinimizeLCOE_Brownfield | IgnoreSilica | 2019 | 27.2829 | 4.4009 | 0.49338 | 4 | 21504.4342 | 50112.6291 | 438.397 | 1021.6137 | 119.8439 | 18.0332 | 71.0165 | 2211038.2773 | 0 | 1281872.721 | 0 | 0 | 0 | 1400584.9029 | 1908463.4015 | 4965430.2909 | 3389008.2029 | 15156397.7965 | 961560.8286 | 26321290.157 | 26321290.157 | 19765873.5944 | 10371438.4012 | 0 | 42439248.7821 | 98897850.9347 | 1778.2794 | 1.9735 | 21504.4342 | 50112.6291 | 438.397 | 1021.6137
1 | 5800 | 707 | 0.03 | 15 | 15 | 7 | 2.3714e-12 | 5spot_SharedNeighbor | CO2 | Porous | Wet | R600a | MinimizeLCOE_Brownfield | IgnoreSilica | 2019 | 34.6862 | 5.7664 | 0.66275 | 4 | 17082.5573 | 38379.8061 | 348.251 | 782.4243 | 120.9781 | 18.0415 | 63.7664 | 2643985.0021 | 0 | 1553307.3646 | 0 | 0 | 0 | 1615174.5813 | 2266862.1097 | 5897910.2121 | 4025444.9097 | 18002684.1795 | 961560.8286 | 26321290.157 | 26321290.157 | 19765873.5944 | 10371438.4012 | 0 | 45285535.1652 | 101744137.3177 | 2371.3737 | 2.651 | 17082.5573 | 38379.8061 | 348.251 | 782.4243
1 | 5800 | 707 | 0.03 | 15 | 15 | 7 | 3.1623e-12 | 5spot_SharedNeighbor | CO2 | Porous | Wet | R600a | MinimizeLCOE_Brownfield | IgnoreSilica | 2019 | 43.6165 | 7.4262 | 0.87517 | 4 | 13840.4271 | 29968.3548 | 282.1558 | 610.9454 | 121.7711 | 18.0068 | 80.9811 | 3128810.1724 | 0 | 1865748.7157 | 0 | 0 | 0 | 1839870.0843 | 2665427.2992 | 6934895.0782 | 4733208.3887 | 21167959.7385 | 961560.8286 | 26321290.157 | 26321290.157 | 19765873.5944 | 10371438.4012 | 0 | 48450810.7242 | 104909412.8768 | 3162.2777 | 3.5007 | 13840.4271 | 29968.3548 | 282.1558 | 610.9454
1 | 5800 | 707 | 0.03 | 15 | 15 | 7 | 4.217e-12 | 5spot_SharedNeighbor | CO2 | Porous | Wet | R600a | MinimizeLCOE_Brownfield | IgnoreSilica | 2019 | 54.0575 | 9.3825 | 1.1338 | 4 | 11434.0468 | 23882.7991 | 233.0985 | 486.8832 | 122.258 | 17.9226 | 83.8368 | 3655650.3104 | 0 | 2215221.8797 | 0 | 0 | 0 | 2063181.2477 | 3094280.8408 | 8050684.0234 | 5494757.271 | 24573775.5729 | 961560.8286 | 26321290.157 | 26321290.157 | 19765873.5944 | 10371438.4012 | 0 | 51856626.5585 | 108315228.7111 | 4216.965 | 4.5353 | 11434.0468 | 23882.7991 | 233.0985 | 486.8832
1 | 5800 | 707 | 0.03 | 15 | 15 | 7 | 5.6234e-12 | 5spot_SharedNeighbor | CO2 | Porous | Wet | R600a | MinimizeLCOE_Brownfield | IgnoreSilica | 2019 | 65.7307 | 11.5898 | 1.436 | 4 | 9635.9167 | 19465.1829 | 196.4412 | 396.8241 | 122.458 | 17.7827 | 84.6282 | 4203591.5578 | 0 | 2590280.795 | 0 | 0 | 0 | 2267434.3894 | 3533909.6295 | 9194507.9513 | 6275440.605 | 28065164.928 | 961560.8286 | 26321290.157 | 26321290.157 | 19765873.5944 | 10371438.4012 | 0 | 55348015.9136 | 111806618.0662 | 5623.4133 | 5.7439 | 9635.9167 | 19465.1829 | 196.4412 | 396.8241
1 | 5800 | 707 | 0.03 | 15 | 15 | 7 | 7.4989e-12 | 5spot_SharedNeighbor | CO2 | Porous | Wet | R600a | MinimizeLCOE_Brownfield | IgnoreSilica | 2019 | 78.0398 | 13.9407 | 1.7702 | 4 | 8290.9821 | 16264.5493 | 169.0229 | 331.5748 | 122.3947 | 17.5895 | 81.9036 | 4741710.6362 | 0 | 2971565.306 | 0 | 0 | 0 | 2432253.5387 | 3956756.4976 | 10294668.7643 | 7026322.9659 | 31423277.7086 | 961560.8286 | 26321290.157 | 26321290.157 | 19765873.5944 | 10371438.4012 | 0 | 58706128.6943 | 115164730.8469 | 7498.9421 | 7.0807 | 8290.9821 | 16264.5493 | 169.0229 | 331.5748
1 | 5800 | 707 | 0.03 | 15 | 15 | 7 | 1e-11 | 5spot_SharedNeighbor | CO2 | Porous | Wet | R600a | MinimizeLCOE_Brownfield | IgnoreSilica | 2019 | 90.2324 | 16.2938 | 2.1177 | 4 | 7286.5578 | 13951.5436 | 148.5463 | 284.4211 | 122.1109 | 17.3536 | 77.5038 | 5238936.4266 | 0 | 3337508.6614 | 0 | 0 | 0 | 2543419.7743 | 4336747.2963 | 11283326.8758 | 7701102.4419 | 34441041.4762 | 961560.8286 | 26321290.157 | 26321290.157 | 19765873.5944 | 10371438.4012 | 0 | 61723892.4619 | 118182494.6144 | 10000 | 8.4709 | 7286.5578 | 13951.5436 | 148.5463 | 284.4211
1 | 5800 | 707 | 0.03 | 15 | 15 | 7 | 1.3335e-11 | 5spot_SharedNeighbor | CO2 | Porous | Wet | R600a | MinimizeLCOE_Brownfield | IgnoreSilica | 2019 | 101.589 | 18.5082 | 2.4571 | 4 | 6538.4082 | 12282.7581 | 133.2943 | 250.4006 | 121.6752 | 17.0952 | 97.8089 | 5672308.1152 | 0 | 3669524.3068 | 0 | 0 | 0 | 2597838.8799 | 4656471.8077 | 12115184.47 | 8268862.3429 | 36980189.9224 | 961560.8286 | 26321290.157 | 26321290.157 | 19765873.5944 | 10371438.4012 | 0 | 64263040.908 | 120721643.0606 | 13335.2143 | 9.8285 | 6538.4082 | 12282.7581 | 133.2943 | 250.4006
1 | 5800 | 707 | 0.03 | 15 | 15 | 7 | 1.7783e-11 | 5spot_SharedNeighbor | CO2 | Porous | Wet | R600a | MinimizeLCOE_Brownfield | IgnoreSilica | 2019 | 111.6427 | 20.4874 | 2.7704 | 4 | 5982.2418 | 11077.0851 | 121.9561 | 225.8214 | 121.1629 | 16.8357 | 95.4785 | 6033017.8866 | 0 | 3957279.4474 | 0 | 0 | 0 | 2604562.3603 | 4911995.2808 | 12780004.1319 | 8722615.4228 | 39009474.5299 | 961560.8286 | 26321290.157 | 26321290.157 | 19765873.5944 | 10371438.4012 | 0 | 66292325.5155 | 122750927.6681 | 17782.7941 | 11.0815 | 5982.2418 | 11077.0851 | 121.9561 | 225.8214
1 | 5800 | 707 | 0.03 | 15 | 15 | 7 | 2.3714e-11 | 5spot_SharedNeighbor | CO2 | Porous | Wet | R600a | MinimizeLCOE_Brownfield | IgnoreSilica | 2019 | 120.1345 | 22.1742 | 3.0453 | 4 | 5569.1057 | 10203.9813 | 113.5338 | 208.022 | 120.6419 | 16.5943 | 95.8926 | 6321260.5787 | 0 | 4196300.5279 | 0 | 0 | 0 | 2576570.5091 | 5106711.3301 | 13286615.3504 | 9068387.9893 | 40555846.2855 | 961560.8286 | 26321290.157 | 26321290.157 | 19765873.5944 | 10371438.4012 | 0 | 67838697.2712 | 124297299.4238 | 23713.7371 | 12.1813 | 5569.1057 | 10203.9813 | 113.5338 | 208.022
1 | 5800 | 707 | 0.03 | 15 | 15 | 7 | 3.1623e-11 | 5spot_SharedNeighbor | CO2 | Porous | Wet | R600a | MinimizeLCOE_Brownfield | IgnoreSilica | 2019 | 127.0749 | 23.5637 | 3.2774 | 4 | 5262.113 | 9568.8084 | 107.2753 | 195.0731 | 120.1574 | 16.382 | 96.4763 | 6545757.8757 | 0 | 4389147.2973 | 0 | 0 | 0 | 2528892.0724 | 5250880.9257 | 13661715.0649 | 9324401.2519 | 41700794.4879 | 961560.8286 | 26321290.157 | 26321290.157 | 19765873.5944 | 10371438.4012 | 0 | 68983645.4735 | 125442247.6261 | 31622.7766 | 13.1095 | 5262.113 | 9568.8084 | 107.2753 | 195.0731
1 | 5800 | 707 | 0.03 | 15 | 15 | 7 | 4.217e-11 | 5spot_SharedNeighbor | CO2 | Porous | Wet | R600a | MinimizeLCOE_Brownfield | IgnoreSilica | 2019 | 132.6024 | 24.6778 | 3.4673 | 4 | 5033.7577 | 9104.541 | 102.62 | 185.6084 | 119.734 | 16.2033 | 99.5761 | 6717417.7291 | 0 | 4541228.2082 | 0 | 0 | 0 | 2473345.1229 | 5355476.5135 | 13933851.3288 | 9510139.8439 | 42531458.7465 | 961560.8286 | 26321290.157 | 26321290.157 | 19765873.5944 | 10371438.4012 | 0 | 69814309.7321 | 126272911.8847 | 42169.6503 | 13.8692 | 5033.7577 | 9104.541 | 102.62 | 185.6084
1 | 5800 | 707 | 0.03 | 15 | 15 | 7 | 5.6234e-11 | 5spot_SharedNeighbor | CO2 | Porous | Wet | R600a | MinimizeLCOE_Brownfield | IgnoreSilica | 2019 | 136.948 | 25.5582 | 3.6195 | 4 | 4863.6714 | 8763.2681 | 99.1525 | 178.6511 | 119.3778 | 16.0567 | 108.0722 | 6847917.6455 | 0 | 4659903.7945 | 0 | 0 | 0 | 2418608.852 | 5431307.8139 | 14131148.8174 | 9644799.4339 | 43133686.3573 | 961560.8286 | 26321290.157 | 26321290.157 | 19765873.5944 | 10371438.4012 | 0 | 70416537.343 | 126875139.4955 | 56234.1325 | 14.4781 | 4863.6714 | 8763.2681 | 99.1525 | 178.6511
1 | 5800 | 707 | 0.03 | 15 | 15 | 7 | 7.4989e-11 | 5spot_SharedNeighbor | CO2 | Porous | Wet | R600a | MinimizeLCOE_Brownfield | IgnoreSilica | 2019 | 140.3197 | 26.2441 | 3.7394 | 4 | 4736.8168 | 8511.3818 | 96.5664 | 173.516 | 119.0872 | 15.9394 | 94.6509 | 6946450.6976 | 0 | 4751462.9341 | 0 | 0 | 0 | 2368991.1162 | 5486092.8517 | 14273688.2477 | 9742085.524 | 43568771.3713 | 961560.8286 | 26321290.157 | 26321290.157 | 19765873.5944 | 10371438.4012 | 0 | 70851622.3569 | 127310224.5095 | 74989.4209 | 14.9576 | 4736.8168 | 8511.3818 | 96.5664 | 173.516
1 | 5800 | 707 | 0.03 | 15 | 15 | 7 | 1e-10 | 5spot_SharedNeighbor | CO2 | Porous | Wet | R600a | MinimizeLCOE_Brownfield | IgnoreSilica | 2019 | 142.8944 | 26.77 | 3.8324 | 4 | 4642.0929 | 8325.0371 | 94.6353 | 169.7171 | 118.8569 | 15.8476 | 107.1517 | 7020078.8151 | 0 | 4821080.4021 | 0 | 0 | 0 | 2325991.0551 | 5525188.6062 | 14375407.3813 | 9811510.9228 | 43879257.1827 | 961560.8286 | 26321290.157 | 26321290.157 | 19765873.5944 | 10371438.4012 | 0 | 71162108.1683 | 127620710.3209 | 100000 | 15.3297 | 4642.0929 | 8325.0371 | 94.6353 | 169.7171
1 | 5800 | 707 | 0.03 | 15 | 15 | 7 | 1.3335e-10 | 5spot_SharedNeighbor | CO2 | Porous | Wet | R600a | MinimizeLCOE_Brownfield | IgnoreSilica | 2019 | 144.848 | 27.1703 | 3.904 | 4 | 4571.2915 | 8186.7686 | 93.192 | 166.8984 | 118.6771 | 15.7767 | 111.9483 | 7075013.4188 | 0 | 4873740.4111 | 0 | 0 | 0 | 2290172.4838 | 5553181.2624 | 14448238.5306 | 9861219.6787 | 44101565.7854 | 961560.8286 | 26321290.157 | 26321290.157 | 19765873.5944 | 10371438.4012 | 0 | 71384416.771 | 127843018.9236 | 133352.1432 | 15.6158 | 4571.2915 | 8186.7686 | 93.192 | 166.8984
1 | 5800 | 707 | 0.03 | 15 | 15 | 7 | 1.7783e-10 | 5spot_SharedNeighbor | CO2 | Porous | Wet | R600a | MinimizeLCOE_Brownfield | IgnoreSilica | 2019 | 146.3561 | 27.4793 | 3.959 | 4 | 4518.3293 | 8083.5532 | 92.1123 | 164.7942 | 118.5355 | 15.7213 | 104.3333 | 7116865.9325 | 0 | 4914291.6175 | 0 | 0 | 0 | 2261844.6262 | 5574270.8487 | 14503109.3083 | 9898670.112 | 44269052.4453 | 961560.8286 | 26321290.157 | 26321290.157 | 19765873.5944 | 10371438.4012 | 0 | 71551903.4309 | 128010505.5835 | 177827.941 | 15.8359 | 4518.3293 | 8083.5532 | 92.1123 | 164.7942
1 | 5800 | 707 | 0.03 | 15 | 15 | 7 | 2.3714e-10 | 5spot_SharedNeighbor | CO2 | Porous | Wet | R600a | MinimizeLCOE_Brownfield | IgnoreSilica | 2019 | 147.4692 | 27.7085 | 4.0005 | 4 | 4478.6875 | 8006.9164 | 91.3041 | 163.2318 | 118.4293 | 15.6799 | 96.0777 | 7147445.5665 | 0 | 4944171.156 | 0 | 0 | 0 | 2238806.928 | 5588865.2237 | 14541080.8782 | 9924586.4887 | 44384956.2411 | 961560.8286 | 26321290.157 | 26321290.157 | 19765873.5944 | 10371438.4012 | 0 | 71667807.2267 | 128126409.3793 | 237137.3706 | 16.002 | 4478.6875 | 8006.9164 | 91.3041 | 163.2318
1 | 5800 | 707 | 0.03 | 15 | 15 | 7 | 3.1623e-10 | 5spot_SharedNeighbor | CO2 | Porous | Wet | R600a | MinimizeLCOE_Brownfield | IgnoreSilica | 2019 | 148.3272 | 27.8849 | 4.0322 | 4 | 4449.002 | 7949.4893 | 90.6989 | 162.0611 | 118.3466 | 15.6478 | 98.2631 | 7170834.495 | 0 | 4967168.4837 | 0 | 0 | 0 | 2221214.814 | 5600094.9392 | 14570298.2943 | 9944527.9755 | 44474139.0018 | 961560.8286 | 26321290.157 | 26321290.157 | 19765873.5944 | 10371438.4012 | 0 | 71756989.9874 | 128215592.14 | 316227.766 | 16.1288 | 4449.002 | 7949.4893 | 90.6989 | 162.0611
1 | 5800 | 707 | 0.03 | 15 | 15 | 7 | 4.217e-10 | 5spot_SharedNeighbor | CO2 | Porous | Wet | R600a | MinimizeLCOE_Brownfield | IgnoreSilica | 2019 | 148.9749 | 28.0182 | 4.0562 | 4 | 4426.7644 | 7906.5517 | 90.2456 | 161.1858 | 118.2835 | 15.6235 | 111.4911 | 7188387.8759 | 0 | 4984512.9324 | 0 | 0 | 0 | 2207644.6779 | 5608412.7396 | 14591939.5049 | 9959298.5465 | 44540196.2772 | 961560.8286 | 26321290.157 | 26321290.157 | 19765873.5944 | 10371438.4012 | 0 | 71823047.2628 | 128281649.4154 | 421696.5034 | 16.2247 | 4426.7644 | 7906.5517 | 90.2456 | 161.1858
1 | 5800 | 707 | 0.03 | 15 | 15 | 7 | 5.6234e-10 | 5spot_SharedNeighbor | CO2 | Porous | Wet | R600a | MinimizeLCOE_Brownfield | IgnoreSilica | 2019 | 149.4501 | 28.1163 | 4.0741 | 4 | 4410.1017 | 7874.5685 | 89.9059 | 160.5337 | 118.237 | 15.6055 | 105.8306 | 7201209.4236 | 0 | 4997230.3164 | 0 | 0 | 0 | 2196981.3629 | 5614214.2301 | 14607033.7931 | 9969600.7084 | 44586269.8346 | 961560.8286 | 26321290.157 | 26321290.157 | 19765873.5944 | 10371438.4012 | 0 | 71869120.8202 | 128327722.9728 | 562341.3252 | 16.2965 | 4410.1017 | 7874.5685 | 89.9059 | 160.5337
1 | 5800 | 707 | 0.03 | 15 | 15 | 7 | 7.4989e-10 | 5spot_SharedNeighbor | CO2 | Porous | Wet | R600a | MinimizeLCOE_Brownfield | IgnoreSilica | 2019 | 149.823 | 28.193 | 4.0878 | 4 | 4397.6139 | 7850.4559 | 89.6513 | 160.0422 | 118.2003 | 15.5914 | 99.8654 | 7211236.42 | 0 | 5007202.0217 | 0 | 0 | 0 | 2189177.2549 | 5618970.1217 | 14619407.6474 | 9978046.1181 | 44624039.5838 | 961560.8286 | 26321290.157 | 26321290.157 | 19765873.5944 | 10371438.4012 | 0 | 71906890.5694 | 128365492.722 | 749894.2093 | 16.3513 | 4397.6139 | 7850.4559 | 89.6513 | 160.0422
1 | 5800 | 707 | 0.03 | 15 | 15 | 7 | 1e-09 | 5spot_SharedNeighbor | CO2 | Porous | Wet | R600a | MinimizeLCOE_Brownfield | IgnoreSilica | 2019 | 150.0808 | 28.2466 | 4.0979 | 4 | 4388.2534 | 7832.6463 | 89.4605 | 159.6791 | 118.1748 | 15.5816 | 105.9885 | 7218149.1435 | 0 | 5014093.7687 | 0 | 0 | 0 | 2182784.6062 | 5621860.7322 | 14626928.4229 | 9983179.2019 | 44646995.8754 | 961560.8286 | 26321290.157 | 26321290.157 | 19765873.5944 | 10371438.4012 | 0 | 71929846.861 | 128388449.0136 | 1000000 | 16.3915 | 4388.2534 | 7832.6463 | 89.4605 | 159.6791
1 | 5800 | 707 | 0.03 | 15 | 15 | 7 | 1.3335e-09 | 5spot_SharedNeighbor | CO2 | Porous | Wet | R600a | MinimizeLCOE_Brownfield | IgnoreSilica | 2019 | 150.3003 | 28.2915 | 4.1057 | 4 | 4381.2364 | 7819.0198 | 89.3174 | 159.4013 | 118.153 | 15.5732 | 94.867 | 7224026.3722 | 0 | 5019959.201 | 0 | 0 | 0 | 2178485.0547 | 5624763.5449 | 14634480.9461 | 9988333.9542 | 44670049.073 | 961560.8286 | 26321290.157 | 26321290.157 | 19765873.5944 | 10371438.4012 | 0 | 71952900.0586 | 128411502.2112 | 1333521.4322 | 16.423 | 4381.2364 | 7819.0198 | 89.3174 | 159.4013
1 | 5800 | 707 | 0.03 | 15 | 15 | 7 | 1.7783e-09 | 5spot_SharedNeighbor | CO2 | Porous | Wet | R600a | MinimizeLCOE_Brownfield | IgnoreSilica | 2019 | 150.4512 | 28.3227 | 4.1115 | 4 | 4375.9757 | 7808.9614 | 89.2102 | 159.1962 | 118.1381 | 15.5674 | 98.3844 | 7228060.9054 | 0 | 5023992.2382 | 0 | 0 | 0 | 2174950.2423 | 5626531.3205 | 14639080.3357 | 9991473.1321 | 44684088.1743 | 961560.8286 | 26321290.157 | 26321290.157 | 19765873.5944 | 10371438.4012 | 0 | 71966939.1599 | 128425541.3125 | 1778279.41 | 16.4459 | 4375.9757 | 7808.9614 | 89.2102 | 159.1962
1 | 5800 | 707 | 0.03 | 15 | 15 | 7 | 2.3714e-09 | 5spot_SharedNeighbor | CO2 | Porous | Wet | R600a | MinimizeLCOE_Brownfield | IgnoreSilica | 2019 | 150.5561 | 28.3446 | 4.1157 | 4 | 4372.0315 | 7801.5157 | 89.1298 | 159.0444 | 118.1276 | 15.5634 | 100.7194 | 7230858.6043 | 0 | 5026792.3842 | 0 | 0 | 0 | 2172111.1819 | 5627607.2464 | 14641879.6743 | 9993383.7382 | 44692632.8294 | 961560.8286 | 26321290.157 | 26321290.157 | 19765873.5944 | 10371438.4012 | 0 | 71975483.815 | 128434085.9676 | 2371373.7057 | 16.4627 | 4372.0315 | 7801.5157 | 89.1298 | 159.0444
1 | 5800 | 707 | 0.03 | 15 | 15 | 7 | 3.1623e-09 | 5spot_SharedNeighbor | CO2 | Porous | Wet | R600a | MinimizeLCOE_Brownfield | IgnoreSilica | 2019 | 150.6487 | 28.3636 | 4.119 | 4 | 4369.0741 | 7795.7819 | 89.0695 | 158.9276 | 118.1184 | 15.5599 | 96.9468 | 7233330.2089 | 0 | 5029265.8951 | 0 | 0 | 0 | 2170262.5075 | 5628814.8585 | 14645021.6331 | 9995528.1897 | 44702223.2927 | 961560.8286 | 26321290.157 | 26321290.157 | 19765873.5944 | 10371438.4012 | 0 | 71985074.2784 | 128443676.4309 | 3162277.6602 | 16.476 | 4369.0741 | 7795.7819 | 89.0695 | 158.9276
1 | 5800 | 707 | 0.03 | 15 | 15 | 7 | 4.217e-09 | 5spot_SharedNeighbor | CO2 | Porous | Wet | R600a | MinimizeLCOE_Brownfield | IgnoreSilica | 2019 | 150.707 | 28.3758 | 4.1214 | 4 | 4366.8566 | 7791.6053 | 89.0243 | 158.8424 | 118.1126 | 15.5577 | 104.6068 | 7234885.0756 | 0 | 5030824.0508 | 0 | 0 | 0 | 2168642.2997 | 5629397.0562 | 14646536.392 | 9996562.0438 | 44706846.918 | 961560.8286 | 26321290.157 | 26321290.157 | 19765873.5944 | 10371438.4012 | 0 | 71989697.9037 | 128448300.0562 | 4216965.0343 | 16.4855 | 4366.8566 | 7791.6053 | 89.0243 | 158.8424
1 | 5800 | 707 | 0.03 | 15 | 15 | 7 | 5.6234e-09 | 5spot_SharedNeighbor | CO2 | Porous | Wet | R600a | MinimizeLCOE_Brownfield | IgnoreSilica | 2019 | 150.7555 | 28.3858 | 4.1232 | 4 | 4365.1939 | 7788.4231 | 88.9904 | 158.7775 | 118.1077 | 15.5558 | 105.974 | 7236175.7505 | 0 | 5032117.2773 | 0 | 0 | 0 | 2167520.9332 | 5629967.4448 | 14648020.4262 | 9997574.9276 | 44711376.7596 | 961560.8286 | 26321290.157 | 26321290.157 | 19765873.5944 | 10371438.4012 | 0 | 71994227.7453 | 128452829.8979 | 5623413.2519 | 16.4928 | 4365.1939 | 7788.4231 | 88.9904 | 158.7775
1 | 5800 | 707 | 0.03 | 15 | 15 | 7 | 7.4989e-09 | 5spot_SharedNeighbor | CO2 | Porous | Wet | R600a | MinimizeLCOE_Brownfield | IgnoreSilica | 2019 | 150.7944 | 28.3938 | 4.1246 | 4 | 4363.9471 | 7786.0092 | 88.965 | 158.7283 | 118.1039 | 15.5543 | 109.7442 | 7237212.3539 | 0 | 5033155.914 | 0 | 0 | 0 | 2166731.5651 | 5630468.9349 | 14649325.2006 | 9998465.4629 | 44715359.4314 | 961560.8286 | 26321290.157 | 26321290.157 | 19765873.5944 | 10371438.4012 | 0 | 71998210.417 | 128456812.5696 | 7498942.0933 | 16.4984 | 4363.9471 | 7786.0092 | 88.965 | 158.7283
1 | 5800 | 707 | 0.03 | 15 | 15 | 7 | 1e-08 | 5spot_SharedNeighbor | CO2 | Porous | Wet | R600a | MinimizeLCOE_Brownfield | IgnoreSilica | 2019 | 150.8332 | 28.4015 | 4.1258 | 4 | 4363.0121 | 7784.0934 | 88.9459 | 158.6893 | 118.1 | 15.5529 | 113.6264 | 7238249.7717 | 0 | 5034194.4972 | 0 | 0 | 0 | 2166338.8459 | 5631125.4147 | 14651033.2265 | 9999631.2257 | 44720572.9817 | 961560.8286 | 26321290.157 | 26321290.157 | 19765873.5944 | 10371438.4012 | 0 | 72003423.9673 | 128462026.1199 | 10000000 | 16.5031 | 4363.0121 | 7784.0934 | 88.9459 | 158.6893
1 | 5900 | 707 | 0.03 | 15 | 15 | 7 | 1e-13 | 5spot_SharedNeighbor | CO2 | Porous | Wet | R600a | MinimizeLCOE_Brownfield | IgnoreSilica | 2019 | 0 | 0 | 0 | 0 |  |  |  |  | 15 |  | 22.0994 | [19 empty] | 100 | 0
1 | 5900 | 707 | 0.03 | 15 | 15 | 7 | 1.3335e-13 | 5spot_SharedNeighbor | CO2 | Porous | Wet | R600a | MinimizeLCOE_Brownfield | IgnoreSilica | 2019 | 1.6 | -0.00039816 | 0.0043323 | 4 | 1687976.4685 | 5018649.9821 | 34411.6835 | 102311.9681 | 69.929 | 14.9155 | 28.6391 | 186652.1825 | 0 | 70366.7777 | 0 | 0 | 0 | 180447.2039 | 170611.804 | 443896.9167 | 302968.7668 | 1354943.6515 | 961560.8286 | 26934732.84 | 26934732.84 | 20193244.4958 | 10589842.3133 | 0 | 29251237.3202 | 86969056.9693 | 133.3521 | 0.017329 | 1687976.4685 | 5018649.9821 | 34411.6835 | 102311.9681
1 | 5900 | 707 | 0.03 | 15 | 15 | 7 | 1.7783e-13 | 5spot_SharedNeighbor | CO2 | Porous | Wet | R600a | MinimizeLCOE_Brownfield | IgnoreSilica | 2019 | 3.0371 | 0.14299 | 0.015251 | 4 | 500285.2825 | 1446387.4668 | 10198.9922 | 29486.5649 | 88.357 | 16.4507 | 54.8353 | 357265.2445 | 0 | 165343.5702 | 0 | 0 | 0 | 324613.5674 | 330416.729 | 859676.5512 | 586746.9107 | 2624062.5731 | 961560.8286 | 26934732.84 | 26934732.84 | 20193244.4958 | 10589842.3133 | 0 | 30520356.2417 | 88238175.8908 | 177.8279 | 0.061006 | 500285.2825 | 1446387.4668 | 10198.9922 | 29486.5649
1 | 5900 | 707 | 0.03 | 15 | 15 | 7 | 2.3714e-13 | 5spot_SharedNeighbor | CO2 | Porous | Wet | R600a | MinimizeLCOE_Brownfield | IgnoreSilica | 2019 | 4.1897 | 0.30686 | 0.031099 | 4 | 252497.8424 | 716480.3415 | 5147.51 | 14606.4209 | 96.4621 | 17.0283 | 53.8849 | 484482.9443 | 0 | 237875.2937 | 0 | 0 | 0 | 412054.992 | 442421.1597 | 1151089.1045 | 785641.9664 | 3513565.4607 | 961560.8286 | 26934732.84 | 26934732.84 | 20193244.4958 | 10589842.3133 | 0 | 31409859.1294 | 89127678.7785 | 237.1374 | 0.1244 | 252497.8424 | 716480.3415 | 5147.51 | 14606.4209
1 | 5900 | 707 | 0.03 | 15 | 15 | 7 | 3.1623e-13 | 5spot_SharedNeighbor | CO2 | Porous | Wet | R600a | MinimizeLCOE_Brownfield | IgnoreSilica | 2019 | 5.6628 | 0.53907 | 0.054399 | 4 | 149168.4711 | 414418.8921 | 3041.001 | 8448.4897 | 103.0395 | 17.4563 | 77.0068 | 635705.8635 | 0 | 325895.7794 | 0 | 0 | 0 | 511441.3603 | 574486.7713 | 1494696.7354 | 1020161.2348 | 4562387.7446 | 961560.8286 | 26934732.84 | 26934732.84 | 20193244.4958 | 10589842.3133 | 0 | 32458681.4133 | 90176501.0624 | 316.2278 | 0.2176 | 149168.4711 | 414418.8921 | 3041.001 | 8448.4897
1 | 5900 | 707 | 0.03 | 15 | 15 | 7 | 4.217e-13 | 5spot_SharedNeighbor | CO2 | Porous | Wet | R600a | MinimizeLCOE_Brownfield | IgnoreSilica | 2019 | 7.5413 | 0.85465 | 0.087232 | 4 | 96548.1057 | 261963.3011 | 1968.2637 | 5340.4762 | 108.3219 | 17.7748 | 59.9486 | 814046.437 | 0 | 432070.4664 | 0 | 0 | 0 | 623908.327 | 729309.8399 | 1897514.6013 | 1295092.7054 | 5791942.3769 | 961560.8286 | 26934732.84 | 26934732.84 | 20193244.4958 | 10589842.3133 | 0 | 33688236.0456 | 91406055.6947 | 421.6965 | 0.34893 | 96548.1057 | 261963.3011 | 1968.2637 | 5340.4762
1 | 5900 | 707 | 0.03 | 15 | 15 | 7 | 5.6234e-13 | 5spot_SharedNeighbor | CO2 | Porous | Wet | R600a | MinimizeLCOE_Brownfield | IgnoreSilica | 2019 | 9.9165 | 1.2704 | 0.13225 | 4 | 66380.8562 | 175490.216 | 1353.2635 | 3577.6054 | 112.5098 | 18.0108 | 66.582 | 1022248.3704 | 0 | 558982.9635 | 0 | 0 | 0 | 749398.4862 | 908945.6298 | 2364890.0785 | 1614086.0722 | 7218551.6006 | 961560.8286 | 26934732.84 | 26934732.84 | 20193244.4958 | 10589842.3133 | 0 | 35114845.2693 | 92832664.9184 | 562.3413 | 0.52899 | 66380.8562 | 175490.216 | 1353.2635 | 3577.6054
1 | 5900 | 707 | 0.03 | 15 | 15 | 7 | 7.4989e-13 | 5spot_SharedNeighbor | CO2 | Porous | Wet | R600a | MinimizeLCOE_Brownfield | IgnoreSilica | 2019 | 13.0519 | 1.8297 | 0.1935 | 4 | 47598.3777 | 122170.1491 | 970.3573 | 2490.6037 | 115.9362 | 18.191 | 45.5391 | 1275665.0189 | 0 | 710675.6368 | 0 | 0 | 0 | 901502.9065 | 1126258.9892 | 2930294.8625 | 1999986.4552 | 8944383.8692 | 961560.8286 | 26934732.84 | 26934732.84 | 20193244.4958 | 10589842.3133 | 0 | 36840677.5378 | 94558497.1869 | 749.8942 | 0.77399 | 47598.3777 | 122170.1491 | 970.3573 | 2490.6037
1 | 5900 | 707 | 0.03 | 15 | 15 | 7 | 1e-12 | 5spot_SharedNeighbor | CO2 | Porous | Wet | R600a | MinimizeLCOE_Brownfield | IgnoreSilica | 2019 | 16.9493 | 2.5394 | 0.27523 | 4 | 35209.0212 | 87635.2846 | 717.7835 | 1786.5638 | 118.5575 | 18.3172 | 68.5012 | 1566297.1273 | 0 | 875900.0599 | 0 | 0 | 0 | 1066230.598 | 1368286.8362 | 3560001.6736 | 2429774.293 | 10866490.588 | 961560.8286 | 26934732.84 | 26934732.84 | 20193244.4958 | 10589842.3133 | 0 | 38762784.2566 | 96480603.9058 | 1000 | 1.1009 | 35209.0212 | 87635.2846 | 717.7835 | 1786.5638
1 | 5900 | 707 | 0.03 | 15 | 15 | 7 | 1.3335e-12 | 5spot_SharedNeighbor | CO2 | Porous | Wet | R600a | MinimizeLCOE_Brownfield | IgnoreSilica | 2019 | 21.8534 | 3.4431 | 0.38274 | 4 | 26774.7529 | 64475.4639 | 545.8396 | 1314.4195 | 120.5902 | 18.4014 | 56.9797 | 1904453.4114 | 0 | 1073363.389 | 0 | 0 | 0 | 1249946.397 | 1648827.647 | 4289911.3164 | 2927952.6223 | 13094454.7831 | 961560.8286 | 26934732.84 | 26934732.84 | 20193244.4958 | 10589842.3133 | 0 | 40990748.4517 | 98708568.1008 | 1333.5214 | 1.5309 | 26774.7529 | 64475.4639 | 545.8396 | 1314.4195
1 | 5900 | 707 | 0.03 | 15 | 15 | 7 | 1.7783e-12 | 5spot_SharedNeighbor | CO2 | Porous | Wet | R600a | MinimizeLCOE_Brownfield | IgnoreSilica | 2019 | 28.0017 | 4.5857 | 0.52254 | 4 | 20845.1207 | 48459.099 | 424.956 | 987.9043 | 122.1482 | 18.447 | 68.3039 | 2297026.2095 | 0 | 1308821.3403 | 0 | 0 | 0 | 1454598.5213 | 1973573.9677 | 5134834.6283 | 3504630.1441 | 15673484.8111 | 961560.8286 | 26934732.84 | 26934732.84 | 20193244.4958 | 10589842.3133 | 0 | 43569778.4798 | 101287598.1289 | 1778.2794 | 2.0902 | 20845.1207 | 48459.099 | 424.956 | 987.9043
1 | 5900 | 707 | 0.03 | 15 | 15 | 7 | 2.3714e-12 | 5spot_SharedNeighbor | CO2 | Porous | Wet | R600a | MinimizeLCOE_Brownfield | IgnoreSilica | 2019 | 35.5534 | 6.0005 | 0.70126 | 4 | 16573.7782 | 37150.3419 | 337.8789 | 757.36 | 123.2994 | 18.4525 | 67.9848 | 2744105.7977 | 0 | 1584297.6162 | 0 | 0 | 0 | 1674851.8418 | 2341269.5497 | 6091503.1079 | 4157576.039 | 18593603.9523 | 961560.8286 | 26934732.84 | 26934732.84 | 20193244.4958 | 10589842.3133 | 0 | 46489897.6209 | 104207717.2701 | 2371.3737 | 2.805 | 16573.7782 | 37150.3419 | 337.8789 | 757.36
1 | 5900 | 707 | 0.03 | 15 | 15 | 7 | 3.1623e-12 | 5spot_SharedNeighbor | CO2 | Porous | Wet | R600a | MinimizeLCOE_Brownfield | IgnoreSilica | 2019 | 44.6714 | 7.7214 | 0.92516 | 4 | 13441.4569 | 29038.1208 | 274.0223 | 591.9814 | 124.1047 | 18.4132 | 65.1817 | 3245277.2896 | 0 | 1901759.5389 | 0 | 0 | 0 | 1906262.1002 | 2750786.5822 | 7156982.4229 | 4884787.5649 | 21845855.4985 | 961560.8286 | 26934732.84 | 26934732.84 | 20193244.4958 | 10589842.3133 | 0 | 49742149.1672 | 107459968.8163 | 3162.2777 | 3.7007 | 13441.4569 | 29038.1208 | 274.0223 | 591.9814
1 | 5900 | 707 | 0.03 | 15 | 15 | 7 | 4.217e-12 | 5spot_SharedNeighbor | CO2 | Porous | Wet | R600a | MinimizeLCOE_Brownfield | IgnoreSilica | 2019 | 55.3144 | 9.7468 | 1.1972 | 4 | 11116.2742 | 23168.6052 | 226.6203 | 472.3234 | 124.596 | 18.322 | 83.9263 | 3788989.2947 | 0 | 2256332.008 | 0 | 0 | 0 | 2135736.5771 | 3190612.5731 | 8301319.4307 | 5665821.0865 | 25338810.9701 | 961560.8286 | 26934732.84 | 26934732.84 | 20193244.4958 | 10589842.3133 | 0 | 53235104.6387 | 110952924.2879 | 4216.965 | 4.7889 | 11116.2742 | 23168.6052 | 226.6203 | 472.3234
1 | 5900 | 707 | 0.03 | 15 | 15 | 7 | 5.6234e-12 | 5spot_SharedNeighbor | CO2 | Porous | Wet | R600a | MinimizeLCOE_Brownfield | IgnoreSilica | 2019 | 67.1534 | 12.0212 | 1.5138 | 4 | 9379.0829 | 18910.7658 | 191.2053 | 385.5215 | 124.7916 | 18.1732 | 79.386 | 4351604.1959 | 0 | 2635035.5652 | 0 | 0 | 0 | 2343392.7177 | 3638712.6667 | 9467183.9562 | 6461547.5813 | 28897476.683 | 961560.8286 | 26934732.84 | 26934732.84 | 20193244.4958 | 10589842.3133 | 0 | 56793770.3517 | 114511590.0008 | 5623.4133 | 6.0554 | 9379.0829 | 18910.7658 | 191.2053 | 385.5215
1 | 5900 | 707 | 0.03 | 15 | 15 | 7 | 7.4989e-12 | 5spot_SharedNeighbor | CO2 | Porous | Wet | R600a | MinimizeLCOE_Brownfield | IgnoreSilica | 2019 | 79.5823 | 14.4334 | 1.8625 | 4 | 8080.2399 | 15827.474 | 164.7266 | 322.6645 | 124.7182 | 17.9697 | 78.7886 | 4901712.3028 | 0 | 3018460.4308 | 0 | 0 | 0 | 2509215.1444 | 4067461.2724 | 10582699.8798 | 7222910.1207 | 32302459.1508 | 961560.8286 | 26934732.84 | 26934732.84 | 20193244.4958 | 10589842.3133 | 0 | 60198752.8195 | 117916572.4686 | 7498.9421 | 7.4501 | 8080.2399 | 15827.474 | 164.7266 | 322.6645
1 | 5900 | 707 | 0.03 | 15 | 15 | 7 | 1e-11 | 5spot_SharedNeighbor | CO2 | Porous | Wet | R600a | MinimizeLCOE_Brownfield | IgnoreSilica | 2019 | 91.8324 | 16.8362 | 2.2234 | 4 | 7110.6792 | 13600.4155 | 144.9608 | 277.2629 | 124.422 | 17.7235 | 92.2483 | 5407535.5001 | 0 | 3384769.8258 | 0 | 0 | 0 | 2619097.9906 | 4450447.2935 | 11579150.9453 | 7903008.4479 | 35344010.0033 | 961560.8286 | 26934732.84 | 26934732.84 | 20193244.4958 | 10589842.3133 | 0 | 63240303.6719 | 120958123.321 | 10000 | 8.8937 | 7110.6792 | 13600.4155 | 144.9608 | 277.2629
1 | 5900 | 707 | 0.03 | 15 | 15 | 7 | 1.3335e-11 | 5spot_SharedNeighbor | CO2 | Porous | Wet | R600a | MinimizeLCOE_Brownfield | IgnoreSilica | 2019 | 103.2091 | 19.091 | 2.5745 | 4 | 6388.7852 | 11993.6045 | 130.244 | 244.5059 | 123.9743 | 17.4553 | 91.0708 | 5847180.6041 | 0 | 3716266.2783 | 0 | 0 | 0 | 2671496.1727 | 4771627.7915 | 12414796.7181 | 8473353.8586 | 37894721.4233 | 961560.8286 | 26934732.84 | 26934732.84 | 20193244.4958 | 10589842.3133 | 0 | 65791015.092 | 123508834.7411 | 13335.2143 | 10.2979 | 6388.7852 | 11993.6045 | 130.244 | 244.5059
1 | 5900 | 707 | 0.03 | 15 | 15 | 7 | 1.7783e-11 | 5spot_SharedNeighbor | CO2 | Porous | Wet | R600a | MinimizeLCOE_Brownfield | IgnoreSilica | 2019 | 113.224 | 21.0954 | 2.8969 | 4 | 5852.291 | 10833.2479 | 119.3069 | 220.8504 | 123.4535 | 17.1883 | 95.2695 | 6211158.2081 | 0 | 4002054.1835 | 0 | 0 | 0 | 2675070.8943 | 5026430.4815 | 13077741.0503 | 8925826.9875 | 39918281.8053 | 961560.8286 | 26934732.84 | 26934732.84 | 20193244.4958 | 10589842.3133 | 0 | 67814575.4739 | 125532395.123 | 17782.7941 | 11.5877 | 5852.291 | 10833.2479 | 119.3069 | 220.8504
1 | 5900 | 707 | 0.03 | 15 | 15 | 7 | 2.3714e-11 | 5spot_SharedNeighbor | CO2 | Porous | Wet | R600a | MinimizeLCOE_Brownfield | IgnoreSilica | 2019 | 121.6692 | 22.8009 | 3.1791 | 4 | 5453.8384 | 9992.6297 | 111.1839 | 203.7133 | 122.9264 | 16.9407 | 87.1639 | 6501661.3185 | 0 | 4239132.4241 | 0 | 0 | 0 | 2644541.6207 | 5220280.7917 | 13582099.7932 | 9270062.1931 | 41457778.1413 | 961560.8286 | 26934732.84 | 26934732.84 | 20193244.4958 | 10589842.3133 | 0 | 69354071.81 | 127071891.4591 | 23713.7371 | 12.7166 | 5453.8384 | 9992.6297 | 111.1839 | 203.7133
1 | 5900 | 707 | 0.03 | 15 | 15 | 7 | 3.1623e-11 | 5spot_SharedNeighbor | CO2 | Porous | Wet | R600a | MinimizeLCOE_Brownfield | IgnoreSilica | 2019 | 128.5681 | 24.2049 | 3.4169 | 4 | 5157.784 | 9380.7868 | 105.1484 | 191.24 | 122.4374 | 16.7234 | 100.2462 | 6727888.9351 | 0 | 4430359.731 | 0 | 0 | 0 | 2595107.7472 | 5363809.0012 | 13955530.7527 | 9524936.4962 | 42597632.6634 | 961560.8286 | 26934732.84 | 26934732.84 | 20193244.4958 | 10589842.3133 | 0 | 70493926.3321 | 128211745.9812 | 31622.7766 | 13.6675 | 5157.784 | 9380.7868 | 105.1484 | 191.24
1 | 5900 | 707 | 0.03 | 15 | 15 | 7 | 4.217e-11 | 5spot_SharedNeighbor | CO2 | Porous | Wet | R600a | MinimizeLCOE_Brownfield | IgnoreSilica | 2019 | 134.0392 | 25.3263 | 3.6109 | 4 | 4937.5736 | 8933.7043 | 100.6591 | 182.1256 | 122.0125 | 16.5414 | 102.1482 | 6900202.5175 | 0 | 4580551.3886 | 0 | 0 | 0 | 2537855.1217 | 5467257.5208 | 14224682.5805 | 9708638.1492 | 43419187.2782 | 961560.8286 | 26934732.84 | 26934732.84 | 20193244.4958 | 10589842.3133 | 0 | 71315480.9469 | 129033300.596 | 42169.6503 | 14.4434 | 4937.5736 | 8933.7043 | 100.6591 | 182.1256
1 | 5900 | 707 | 0.03 | 15 | 15 | 7 | 5.6234e-11 | 5spot_SharedNeighbor | CO2 | Porous | Wet | R600a | MinimizeLCOE_Brownfield | IgnoreSilica | 2019 | 138.3512 | 26.2142 | 3.7663 | 4 | 4773.5556 | 8604.7744 | 97.3154 | 175.42 | 121.6544 | 16.3919 | 99.2196 | 7031574.6692 | 0 | 4698062.4893 | 0 | 0 | 0 | 2482293.9534 | 5542653.1336 | 14420846.4993 | 9842524.0545 | 44017954.7993 | 961560.8286 | 26934732.84 | 26934732.84 | 20193244.4958 | 10589842.3133 | 0 | 71914248.468 | 129632068.1171 | 56234.1325 | 15.0651 | 4773.5556 | 8604.7744 | 97.3154 | 175.42
1 | 5900 | 707 | 0.03 | 15 | 15 | 7 | 7.4989e-11 | 5spot_SharedNeighbor | CO2 | Porous | Wet | R600a | MinimizeLCOE_Brownfield | IgnoreSilica | 2019 | 141.6692 | 26.9009 | 3.8882 | 4 | 4651.2265 | 8362.2784 | 94.8215 | 170.4764 | 121.3649 | 16.2733 | 90.5402 | 7129979.2449 | 0 | 4787985.1535 | 0 | 0 | 0 | 2431528.1805 | 5596302.1057 | 14560430.1197 | 9937792.7436 | 44444017.5479 | 961560.8286 | 26934732.84 | 26934732.84 | 20193244.4958 | 10589842.3133 | 0 | 72340311.2166 | 130058130.8657 | 74989.4209 | 15.553 | 4651.2265 | 8362.2784 | 94.8215 | 170.4764
1 | 5900 | 707 | 0.03 | 15 | 15 | 7 | 1e-10 | 5spot_SharedNeighbor | CO2 | Porous | Wet | R600a | MinimizeLCOE_Brownfield | IgnoreSilica | 2019 | 144.2024 | 27.4272 | 3.9828 | 4 | 4559.8813 | 8182.8279 | 92.9593 | 166.818 | 121.1356 | 16.1806 | 111.4525 | 7203525.5121 | 0 | 4856352.676 | 0 | 0 | 0 | 2387760.3375 | 5634579.025 | 14660018.812 | 10005764.0725 | 44748000.4351 | 961560.8286 | 26934732.84 | 26934732.84 | 20193244.4958 | 10589842.3133 | 0 | 72644294.1038 | 130362113.7529 | 100000 | 15.9312 | 4559.8813 | 8182.8279 | 92.9593 | 166.818
1 | 5900 | 707 | 0.03 | 15 | 15 | 7 | 1.3335e-10 | 5spot_SharedNeighbor | CO2 | Porous | Wet | R600a | MinimizeLCOE_Brownfield | IgnoreSilica | 2019 | 146.1586 | 27.8341 | 4.0559 | 4 | 4491.6048 | 8049.241 | 91.5674 | 164.0947 | 120.9537 | 16.1077 | 104.4086 | 7259386.0238 | 0 | 4908987.3618 | 0 | 0 | 0 | 2352200.6233 | 5663023.8635 | 14734026.4468 | 10056275.8039 | 44973900.1232 | 961560.8286 | 26934732.84 | 26934732.84 | 20193244.4958 | 10589842.3133 | 0 | 72870193.7918 | 130588013.4409 | 133352.1432 | 16.2236 | 4491.6048 | 8049.241 | 91.5674 | 164.0947
1 | 5900 | 707 | 0.03 | 15 | 15 | 7 | 1.7783e-10 | 5spot_SharedNeighbor | CO2 | Porous | Wet | R600a | MinimizeLCOE_Brownfield | IgnoreSilica | 2019 | 147.613 | 28.138 | 4.1114 | 4 | 4440.5312 | 7950.1512 | 90.5262 | 162.0746 | 120.8156 | 16.0528 | 102.0018 | 7300376.5698 | 0 | 4948025.6081 | 0 | 0 | 0 | 2322869.3748 | 5682795.9056 | 14785469.2446 | 10091386.5704 | 45130923.2734 | 961560.8286 | 26934732.84 | 26934732.84 | 20193244.4958 | 10589842.3133 | 0 | 73027216.942 | 130745036.5911 | 177827.941 | 16.4456 | 4440.5312 | 7950.1512 | 90.5262 | 162.0746
1 | 5900 | 707 | 0.03 | 15 | 15 | 7 | 2.3714e-10 | 5spot_SharedNeighbor | CO2 | Porous | Wet | R600a | MinimizeLCOE_Brownfield | IgnoreSilica | 2019 | 148.7339 | 28.3721 | 4.1539 | 4 | 4402.3027 | 7876.0197 | 89.7469 | 160.5633 | 120.7075 | 16.0101 | 96.5968 | 7331660.8286 | 0 | 4978062.0477 | 0 | 0 | 0 | 2300161.6209 | 5697854.9539 | 14824649.7994 | 10118128.1042 | 45250517.3548 | 961560.8286 | 26934732.84 | 26934732.84 | 20193244.4958 | 10589842.3133 | 0 | 73146811.0234 | 130864630.6725 | 237137.3706 | 16.6156 | 4402.3027 | 7876.0197 | 89.7469 | 160.5633
1 | 5900 | 707 | 0.03 | 15 | 15 | 7 | 3.1623e-10 | 5spot_SharedNeighbor | CO2 | Porous | Wet | R600a | MinimizeLCOE_Brownfield | IgnoreSilica | 2019 | 149.5692 | 28.547 | 4.186 | 4 | 4373.6756 | 7820.7833 | 89.1633 | 159.4372 | 120.6261 | 15.9781 | 94.8425 | 7354796.2224 | 0 | 5000416.4154 | 0 | 0 | 0 | 2282216.8415 | 5708597.4969 | 14852599.6927 | 10137204.4807 | 45335831.1496 | 961560.8286 | 26934732.84 | 26934732.84 | 20193244.4958 | 10589842.3133 | 0 | 73232124.8183 | 130949944.4674 | 316227.766 | 16.7438 | 4373.6756 | 7820.7833 | 89.1633 | 159.4372
1 | 5900 | 707 | 0.03 | 15 | 15 | 7 | 4.217e-10 | 5spot_SharedNeighbor | CO2 | Porous | Wet | R600a | MinimizeLCOE_Brownfield | IgnoreSilica | 2019 | 150.2077 | 28.6806 | 4.2103 | 4 | 4352.2308 | 7779.3941 | 88.7261 | 158.5935 | 120.5633 | 15.9534 | 97.1652 | 7372377.023 | 0 | 5017484.5441 | 0 | 0 | 0 | 2268559.7664 | 5716784.3201 | 14873900.1271 | 10151742.4648 | 45400848.2455 | 961560.8286 | 26934732.84 | 26934732.84 | 20193244.4958 | 10589842.3133 | 0 | 73297141.9141 | 131014961.5632 | 421696.5034 | 16.8413 | 4352.2308 | 7779.3941 | 88.7261 | 158.5935
1 | 5900 | 707 | 0.03 | 15 | 15 | 7 | 5.6234e-10 | 5spot_SharedNeighbor | CO2 | Porous | Wet | R600a | MinimizeLCOE_Brownfield | IgnoreSilica | 2019 | 150.683 | 28.7802 | 4.2286 | 4 | 4336.1622 | 7748.4883 | 88.3985 | 157.9634 | 120.5162 | 15.935 | 102.159 | 7385406.3393 | 0 | 5030181.017 | 0 | 0 | 0 | 2257980.0812 | 5722691.3006 | 14889268.8789 | 10162231.9537 | 45447759.5707 | 961560.8286 | 26934732.84 | 26934732.84 | 20193244.4958 | 10589842.3133 | 0 | 73344053.2394 | 131061872.8885 | 562341.3252 | 16.9145 | 4336.1622 | 7748.4883 | 88.3985 | 157.9634
1 | 5900 | 707 | 0.03 | 15 | 15 | 7 | 7.4989e-10 | 5spot_SharedNeighbor | CO2 | Porous | Wet | R600a | MinimizeLCOE_Brownfield | IgnoreSilica | 2019 | 151.0307 | 28.8534 | 4.2423 | 4 | 4324.1195 | 7725.4579 | 88.153 | 157.4939 | 120.4816 | 15.9215 | 115.3149 | 7394907.0103 | 0 | 5039465.4819 | 0 | 0 | 0 | 2249713.1573 | 5726793.4033 | 14899941.7085 | 10169516.3792 | 45480337.1404 | 961560.8286 | 26934732.84 | 26934732.84 | 20193244.4958 | 10589842.3133 | 0 | 73376630.809 | 131094450.4581 | 749894.2093 | 16.9691 | 4324.1195 | 7725.4579 | 88.153 | 157.4939
1 | 5900 | 707 | 0.03 | 15 | 15 | 7 | 1e-09 | 5spot_SharedNeighbor | CO2 | Porous | Wet | R600a | MinimizeLCOE_Brownfield | IgnoreSilica | 2019 | 151.3083 | 28.9114 | 4.2528 | 4 | 4315.0928 | 7708.034 | 87.969 | 157.1387 | 120.4539 | 15.9107 | 109.8814 | 7402476.2017 | 0 | 5046875.7867 | 0 | 0 | 0 | 2243787.7417 | 5730324.4948 | 14909128.8843 | 10175786.8155 | 45508379.9247 | 961560.8286 | 26934732.84 | 26934732.84 | 20193244.4958 | 10589842.3133 | 0 | 73404673.5934 | 131122493.2425 | 1000000 | 17.0111 | 4315.0928 | 7708.034 | 87.969 | 157.1387
1 | 5900 | 707 | 0.03 | 15 | 15 | 7 | 1.3335e-09 | 5spot_SharedNeighbor | CO2 | Porous | Wet | R600a | MinimizeLCOE_Brownfield | IgnoreSilica | 2019 | 151.5176 | 28.9552 | 4.2607 | 4 | 4308.3259 | 7694.9733 | 87.8311 | 156.8724 | 120.433 | 15.9025 | 107.8916 | 7408170.885 | 0 | 5052459.9231 | 0 | 0 | 0 | 2239318.3991 | 5732980.1908 | 14916038.4605 | 10180502.7432 | 45529470.6018 | 961560.8286 | 26934732.84 | 26934732.84 | 20193244.4958 | 10589842.3133 | 0 | 73425764.2704 | 131143583.9195 | 1333521.4322 | 17.0428 | 4308.3259 | 7694.9733 | 87.8311 | 156.8724
1 | 5900 | 707 | 0.03 | 15 | 15 | 7 | 1.7783e-09 | 5spot_SharedNeighbor | CO2 | Porous | Wet | R600a | MinimizeLCOE_Brownfield | IgnoreSilica | 2019 | 151.6614 | 28.9856 | 4.2664 | 4 | 4303.2527 | 7685.3304 | 87.7276 | 156.6759 | 120.4186 | 15.8969 | 113.8531 | 7412074.1393 | 0 | 5056293.5641 | 0 | 0 | 0 | 2235660.4715 | 5734570.9882 | 14920177.3891 | 10183327.6471 | 45542104.1994 | 961560.8286 | 26934732.84 | 26934732.84 | 20193244.4958 | 10589842.3133 | 0 | 73438397.868 | 131156217.5171 | 1778279.41 | 17.0658 | 4303.2527 | 7685.3304 | 87.7276 | 156.6759
1 | 5900 | 707 | 0.03 | 15 | 15 | 7 | 2.3714e-09 | 5spot_SharedNeighbor | CO2 | Porous | Wet | R600a | MinimizeLCOE_Brownfield | IgnoreSilica | 2019 | 151.7734 | 29.0091 | 4.2708 | 4 | 4299.4491 | 7678.0583 | 87.6501 | 156.5276 | 120.4073 | 15.8925 | 113.6018 | 7415114.8862 | 0 | 5059282.1001 | 0 | 0 | 0 | 2232992.5855 | 5735881.933 | 14923588.1985 | 10185655.5945 | 45552515.2978 | 961560.8286 | 26934732.84 | 26934732.84 | 20193244.4958 | 10589842.3133 | 0 | 73448808.9664 | 131166628.6155 | 2371373.7057 | 17.0833 | 4299.4491 | 7678.0583 | 87.6501 | 156.5276
1 | 5900 | 707 | 0.03 | 15 | 15 | 7 | 3.1623e-09 | 5spot_SharedNeighbor | CO2 | Porous | Wet | R600a | MinimizeLCOE_Brownfield | IgnoreSilica | 2019 | 151.864 | 29.028 | 4.2742 | 4 | 4296.5971 | 7672.5381 | 87.5919 | 156.4151 | 120.3982 | 15.889 | 113.726 | 7417571.6932 | 0 | 5061697.5402 | 0 | 0 | 0 | 2231121.0178 | 5737052.198 | 14926632.988 | 10187733.7259 | 45561809.1631 | 961560.8286 | 26934732.84 | 26934732.84 | 20193244.4958 | 10589842.3133 | 0 | 73458102.8318 | 131175922.4809 | 3162277.6602 | 17.0968 | 4296.5971 | 7672.5381 | 87.5919 | 156.4151
1 | 5900 | 707 | 0.03 | 15 | 15 | 7 | 4.217e-09 | 5spot_SharedNeighbor | CO2 | Porous | Wet | R600a | MinimizeLCOE_Brownfield | IgnoreSilica | 2019 | 151.9197 | 29.0399 | 4.2766 | 4 | 4294.4587 | 7668.5301 | 87.5483 | 156.3334 | 120.3926 | 15.8868 | 106.0971 | 7419081.2029 | 0 | 5063183.8217 | 0 | 0 | 0 | 2229456.6756 | 5737571.4631 | 14927984.0092 | 10188655.8257 | 45565932.9981 | 961560.8286 | 26934732.84 | 26934732.84 | 20193244.4958 | 10589842.3133 | 0 | 73462226.6668 | 131180046.3159 | 4216965.0343 | 17.1063 | 4294.4587 | 7668.5301 | 87.5483 | 156.3334
1 | 5900 | 707 | 0.03 | 15 | 15 | 7 | 5.6234e-09 | 5spot_SharedNeighbor | CO2 | Porous | Wet | R600a | MinimizeLCOE_Brownfield | IgnoreSilica | 2019 | 151.9781 | 29.0519 | 4.2786 | 4 | 4292.8553 | 7665.3492 | 87.5157 | 156.2685 | 120.3867 | 15.8845 | 112.4975 | 7420662.8878 | 0 | 5064739.3619 | 0 | 0 | 0 | 2228553.1995 | 5738442.6252 | 14930250.5943 | 10190202.8166 | 45572851.4851 | 961560.8286 | 26934732.84 | 26934732.84 | 20193244.4958 | 10589842.3133 | 0 | 73469145.1538 | 131186964.8029 | 5623413.2519 | 17.1143 | 4292.8553 | 7665.3492 | 87.5157 | 156.2685
1 | 5900 | 707 | 0.03 | 15 | 15 | 7 | 7.4989e-09 | 5spot_SharedNeighbor | CO2 | Porous | Wet | R600a | MinimizeLCOE_Brownfield | IgnoreSilica | 2019 | 152.0124 | 29.0592 | 4.2799 | 4 | 4291.6529 | 7663.0654 | 87.4911 | 156.222 | 120.3833 | 15.8832 | 104.0335 | 7421590.4601 | 0 | 5065652.8774 | 0 | 0 | 0 | 2227674.9888 | 5738818.1472 | 14931227.6256 | 10190869.6605 | 45575833.7596 | 961560.8286 | 26934732.84 | 26934732.84 | 20193244.4958 | 10589842.3133 | 0 | 73472127.4282 | 131189947.0773 | 7498942.0933 | 17.1198 | 4291.6529 | 7663.0654 | 87.4911 | 156.222
1 | 5900 | 707 | 0.03 | 15 | 15 | 7 | 1e-08 | 5spot_SharedNeighbor | CO2 | Porous | Wet | R600a | MinimizeLCOE_Brownfield | IgnoreSilica | 2019 | 152.0318 | 29.0634 | 4.2809 | 4 | 4290.7513 | 7661.4195 | 87.4728 | 156.1884 | 120.3813 | 15.8824 | 106.6847 | 7422115.9573 | 0 | 5066171.3409 | 0 | 0 | 0 | 2226884.5768 | 5738917.0312 | 14931484.9015 | 10191045.2566 | 45576619.0644 | 961560.8286 | 26934732.84 | 26934732.84 | 20193244.4958 | 10589842.3133 | 0 | 73472912.7331 | 131190732.3822 | 10000000 | 17.1236 | 4290.7513 | 7661.4195 | 87.4728 | 156.1884
1 | 6000 | 707 | 0.03 | 15 | 15 | 7 | 1e-13 | 5spot_SharedNeighbor | CO2 | Porous | Wet | R600a | MinimizeLCOE_Brownfield | IgnoreSilica | 2019 | 0 | 0 | 0 | 0 |  |  |  |  | 15 |  | 22.315 | [19 empty] | 100 | 0
1 | 6000 | 707 | 0.03 | 15 | 15 | 7 | 1.3335e-13 | 5spot_SharedNeighbor | CO2 | Porous | Wet | R600a | MinimizeLCOE_Brownfield | IgnoreSilica | 2019 | 1.6 | -0.0016776 | 0.0044704 | 4 | 1671030.8834 | 4969966.0056 | 34066.2248 | 101319.4794 | 70.2944 | 15.2074 | 27.7929 | 188554.1041 | 0 | 70115.4753 | 0 | 0 | 0 | 182171.9993 | 171928.2157 | 447321.9499 | 305306.4224 | 1365398.1666 | 961560.8286 | 27554035.6139 | 27554035.6139 | 20626182.4834 | 10810590.2618 | 0 | 29880994.6092 | 88871802.9683 | 133.3521 | 0.017882 | 1671030.8834 | 4969966.0056 | 34066.2248 | 101319.4794
1 | 6000 | 707 | 0.03 | 15 | 15 | 7 | 1.7783e-13 | 5spot_SharedNeighbor | CO2 | Porous | Wet | R600a | MinimizeLCOE_Brownfield | IgnoreSilica | 2019 | 3.1102 | 0.1498 | 0.01624 | 4 | 480776.2837 | 1388900.539 | 9801.2748 | 28314.6161 | 89.8645 | 16.8366 | 48.6867 | 370175.5826 | 0 | 170512.3276 | 0 | 0 | 0 | 335937.6152 | 341883.9549 | 889511.9207 | 607110.1635 | 2715131.5647 | 961560.8286 | 27554035.6139 | 27554035.6139 | 20626182.4834 | 10810590.2618 | 0 | 31230728.0072 | 90221536.3664 | 177.8279 | 0.064959 | 480776.2837 | 1388900.539 | 9801.2748 | 28314.6161
1 | 6000 | 707 | 0.03 | 15 | 15 | 7 | 2.3714e-13 | 5spot_SharedNeighbor | CO2 | Porous | Wet | R600a | MinimizeLCOE_Brownfield | IgnoreSilica | 2019 | 4.3166 | 0.32302 | 0.033048 | 4 | 243392.779 | 689645.7532 | 4961.891 | 14059.3615 | 98.3048 | 17.4336 | 55.9853 | 504871.1978 | 0 | 246797.2316 | 0 | 0 | 0 | 429648.264 | 460713.5104 | 1198682.0488 | 818125.1288 | 3658837.3815 | 961560.8286 | 27554035.6139 | 27554035.6139 | 20626182.4834 | 10810590.2618 | 0 | 32174433.8241 | 91165242.1832 | 237.1374 | 0.13219 | 243392.779 | 689645.7532 | 4961.891 | 14059.3615
1 | 6000 | 707 | 0.03 | 15 | 15 | 7 | 3.1623e-13 | 5spot_SharedNeighbor | CO2 | Porous | Wet | R600a | MinimizeLCOE_Brownfield | IgnoreSilica | 2019 | 5.824 | 0.56454 | 0.057714 | 4 | 144059.4104 | 399591.1142 | 2936.8459 | 8146.2054 | 104.9801 | 17.8642 | 69.9524 | 661337.4651 | 0 | 337268.9214 | 0 | 0 | 0 | 532188.3602 | 597009.9512 | 1553297.4295 | 1060157.4127 | 4741259.5402 | 961560.8286 | 27554035.6139 | 27554035.6139 | 20626182.4834 | 10810590.2618 | 0 | 33256855.9828 | 92247664.3419 | 316.2278 | 0.23086 | 144059.4104 | 399591.1142 | 2936.8459 | 8146.2054
1 | 6000 | 707 | 0.03 | 15 | 15 | 7 | 4.217e-13 | 5spot_SharedNeighbor | CO2 | Porous | Wet | R600a | MinimizeLCOE_Brownfield | IgnoreSilica | 2019 | 7.7434 | 0.89214 | 0.092439 | 4 | 93369.5266 | 252909.3227 | 1903.4641 | 5155.8986 | 110.3453 | 18.1848 | 70.9557 | 845668.8115 | 0 | 446268.8548 | 0 | 0 | 0 | 647959.343 | 756559.8337 | 1968413.4954 | 1343482.6575 | 6008352.996 | 961560.8286 | 27554035.6139 | 27554035.6139 | 20626182.4834 | 10810590.2618 | 0 | 34523949.4385 | 93514757.7977 | 421.6965 | 0.36976 | 93369.5266 | 252909.3227 | 1903.4641 | 5155.8986
1 | 6000 | 707 | 0.03 | 15 | 15 | 7 | 5.6234e-13 | 5spot_SharedNeighbor | CO2 | Porous | Wet | R600a | MinimizeLCOE_Brownfield | IgnoreSilica | 2019 | 10.1944 | 1.327 | 0.14009 | 4 | 64267.6301 | 169543.2666 | 1310.1826 | 3456.3688 | 114.6409 | 18.4245 | 59.3196 | 1062998.693 | 0 | 577846.5514 | 0 | 0 | 0 | 779534.2728 | 943948.0117 | 2455959.0961 | 1676242.548 | 7496529.1731 | 961560.8286 | 27554035.6139 | 27554035.6139 | 20626182.4834 | 10810590.2618 | 0 | 36012125.6156 | 95002933.9748 | 562.3413 | 0.56035 | 64267.6301 | 169543.2666 | 1310.1826 | 3456.3688
1 | 6000 | 707 | 0.03 | 15 | 15 | 7 | 7.4989e-13 | 5spot_SharedNeighbor | CO2 | Porous | Wet | R600a | MinimizeLCOE_Brownfield | IgnoreSilica | 2019 | 13.4003 | 1.9078 | 0.20504 | 4 | 46048.9122 | 117974.3208 | 938.7694 | 2405.0661 | 118.1226 | 18.6057 | 48.7381 | 1325131.0127 | 0 | 725811.4113 | 0 | 0 | 0 | 936277.3674 | 1165015.7186 | 3031131.9223 | 2068809.8205 | 9252177.2529 | 961560.8286 | 27554035.6139 | 27554035.6139 | 20626182.4834 | 10810590.2618 | 0 | 37767773.6955 | 96758582.0546 | 749.8942 | 0.82017 | 46048.9122 | 117974.3208 | 938.7694 | 2405.0661
1 | 6000 | 707 | 0.03 | 15 | 15 | 7 | 1e-12 | 5spot_SharedNeighbor | CO2 | Porous | Wet | R600a | MinimizeLCOE_Brownfield | IgnoreSilica | 2019 | 17.395 | 2.646 | 0.29148 | 4 | 34094.1378 | 84689.4564 | 695.0551 | 1726.5091 | 120.7956 | 18.7326 | 70.3813 | 1626552.0628 | 0 | 894275.3913 | 0 | 0 | 0 | 1106877.4875 | 1414804.9272 | 3681032.2042 | 2512380.117 | 11235922.1899 | 961560.8286 | 27554035.6139 | 27554035.6139 | 20626182.4834 | 10810590.2618 | 0 | 39751518.6324 | 98742326.9915 | 1000 | 1.1659 | 34094.1378 | 84689.4564 | 695.0551 | 1726.5091
1 | 6000 | 707 | 0.03 | 15 | 15 | 7 | 1.3335e-12 | 5spot_SharedNeighbor | CO2 | Porous | Wet | R600a | MinimizeLCOE_Brownfield | IgnoreSilica | 2019 | 22.4233 | 3.5864 | 0.40513 | 4 | 25949.4616 | 62351.4924 | 529.0149 | 1271.1195 | 122.8694 | 18.8166 | 76.0847 | 1977423.1524 | 0 | 1095699.0212 | 0 | 0 | 0 | 1297344.975 | 1704482.1879 | 4434713.0157 | 3026782.7574 | 13536445.1096 | 961560.8286 | 27554035.6139 | 27554035.6139 | 20626182.4834 | 10810590.2618 | 0 | 42052041.5522 | 101042849.9113 | 1333.5214 | 1.6205 | 25949.4616 | 62351.4924 | 529.0149 | 1271.1195
1 | 6000 | 707 | 0.03 | 15 | 15 | 7 | 1.7783e-12 | 5spot_SharedNeighbor | CO2 | Porous | Wet | R600a | MinimizeLCOE_Brownfield | IgnoreSilica | 2019 | 28.7009 | 4.7709 | 0.55268 | 4 | 20220.2044 | 46904.1806 | 412.2162 | 956.2052 | 124.4532 | 18.8606 | 61.7311 | 2383099.9407 | 0 | 1334901.8668 | 0 | 0 | 0 | 1507795.7293 | 2038061.0393 | 5302616.7606 | 3619144.897 | 16185620.2336 | 961560.8286 | 27554035.6139 | 27554035.6139 | 20626182.4834 | 10810590.2618 | 0 | 44701216.6762 | 103692025.0353 | 1778.2794 | 2.2107 | 20220.2044 | 46904.1806 | 412.2162 | 956.2052
1 | 6000 | 707 | 0.03 | 15 | 15 | 7 | 2.3714e-12 | 5spot_SharedNeighbor | CO2 | Porous | Wet | R600a | MinimizeLCOE_Brownfield | IgnoreSilica | 2019 | 36.4398 | 6.2423 | 0.74129 | 4 | 16091.9504 | 35986.6689 | 328.0562 | 733.6369 | 125.6276 | 18.8631 | 74.5395 | 2846790.3528 | 0 | 1615820.7929 | 0 | 0 | 0 | 1736247.5123 | 2417554.8766 | 6289981.8802 | 4293041.8795 | 19199437.2943 | 961560.8286 | 27554035.6139 | 27554035.6139 | 20626182.4834 | 10810590.2618 | 0 | 47715033.7368 | 106705842.0959 | 2371.3737 | 2.9651 | 16091.9504 | 35986.6689 | 328.0562 | 733.6369
1 | 6000 | 707 | 0.03 | 15 | 15 | 7 | 3.1623e-12 | 5spot_SharedNeighbor | CO2 | Porous | Wet | R600a | MinimizeLCOE_Brownfield | IgnoreSilica | 2019 | 45.7313 | 8.0232 | 0.97693 | 4 | 13063.4019 | 28159.3925 | 266.3151 | 574.0673 | 126.4433 | 18.819 | 80.6218 | 3363674.2874 | 0 | 1937775.5166 | 0 | 0 | 0 | 1973523.4002 | 2837239.5497 | 7381915.3104 | 5038308.8825 | 22532436.9468 | 961560.8286 | 27554035.6139 | 27554035.6139 | 20626182.4834 | 10810590.2618 | 0 | 51048033.3894 | 110038841.7485 | 3162.2777 | 3.9077 | 13063.4019 | 28159.3925 | 266.3151 | 574.0673
1 | 6000 | 707 | 0.03 | 15 | 15 | 7 | 4.217e-12 | 5spot_SharedNeighbor | CO2 | Porous | Wet | R600a | MinimizeLCOE_Brownfield | IgnoreSilica | 2019 | 56.5519 | 10.1145 | 1.2626 | 4 | 10814.9673 | 22495.6872 | 220.4777 | 458.605 | 126.9377 | 18.7208 | 77.5641 | 3923201.2918 | 0 | 2296623.8929 | 0 | 0 | 0 | 2207939.9318 | 3286828.3954 | 8551653.2637 | 5836679.0714 | 26102925.8471 | 961560.8286 | 27554035.6139 | 27554035.6139 | 20626182.4834 | 10810590.2618 | 0 | 54618522.2896 | 113609330.6488 | 4216.965 | 5.0503 | 10814.9673 | 22495.6872 | 220.4777 | 458.605
1 | 6000 | 707 | 0.03 | 15 | 15 | 7 | 5.6234e-12 | 5spot_SharedNeighbor | CO2 | Porous | Wet | R600a | MinimizeLCOE_Brownfield | IgnoreSilica | 2019 | 68.554 | 12.4564 | 1.5939 | 4 | 9135.7184 | 18388.4182 | 186.244 | 374.8728 | 127.1301 | 18.5635 | 89.4277 | 4500598.9413 | 0 | 2678911.7884 | 0 | 0 | 0 | 2419120.108 | 3743466.0267 | 9739730.711 | 6647566.3417 | 29729393.9172 | 961560.8286 | 27554035.6139 | 27554035.6139 | 20626182.4834 | 10810590.2618 | 0 | 58244990.3597 | 117235798.7189 | 5623.4133 | 6.3755 | 9135.7184 | 18388.4182 | 186.244 | 374.8728
1 | 6000 | 707 | 0.03 | 15 | 15 | 7 | 7.4989e-12 | 5spot_SharedNeighbor | CO2 | Porous | Wet | R600a | MinimizeLCOE_Brownfield | IgnoreSilica | 2019 | 81.1 | 14.9303 | 1.9573 | 4 | 7880.1272 | 15414.7458 | 160.6471 | 314.2504 | 127.0458 | 18.3489 | 81.2947 | 5062633.4397 | 0 | 3064425.0661 | 0 | 0 | 0 | 2585756.1217 | 4177997.7047 | 10870293.0026 | 7419198.3364 | 33180303.6713 | 961560.8286 | 27554035.6139 | 27554035.6139 | 20626182.4834 | 10810590.2618 | 0 | 61695900.1138 | 120686708.473 | 7498.9421 | 7.8293 | 7880.1272 | 15414.7458 | 160.6471 | 314.2504
1 | 6000 | 707 | 0.03 | 15 | 15 | 7 | 1e-11 | 5spot_SharedNeighbor | CO2 | Porous | Wet | R600a | MinimizeLCOE_Brownfield | IgnoreSilica | 2019 | 93.4138 | 17.3845 | 2.3318 | 4 | 6943.5112 | 13268.1012 | 141.5529 | 270.4882 | 126.7373 | 18.092 | 88.9536 | 5577333.2492 | 0 | 3431319.481 | 0 | 0 | 0 | 2694626.0973 | 4564278.7427 | 11875317.0262 | 8105147.8837 | 36248022.4799 | 961560.8286 | 27554035.6139 | 27554035.6139 | 20626182.4834 | 10810590.2618 | 0 | 64763618.9225 | 123754427.2816 | 10000 | 9.3272 | 6943.5112 | 13268.1012 | 141.5529 | 270.4882
1 | 6000 | 707 | 0.03 | 15 | 15 | 7 | 1.3335e-11 | 5spot_SharedNeighbor | CO2 | Porous | Wet | R600a | MinimizeLCOE_Brownfield | IgnoreSilica | 2019 | 104.8 | 19.6777 | 2.6944 | 4 | 6246.4144 | 11719.778 | 127.3416 | 238.9235 | 126.2781 | 17.8143 | 90.769 | 6022820.5726 | 0 | 3762022.155 | 0 | 0 | 0 | 2744644.3091 | 4886499.9443 | 12713670.4961 | 8677341.3534 | 38806998.8305 | 961560.8286 | 27554035.6139 | 27554035.6139 | 20626182.4834 | 10810590.2618 | 0 | 67322595.273 | 126313403.6322 | 13335.2143 | 10.7778 | 6246.4144 | 11719.778 | 127.3416 | 238.9235
1 | 6000 | 707 | 0.03 | 15 | 15 | 7 | 1.7783e-11 | 5spot_SharedNeighbor | CO2 | Porous | Wet | R600a | MinimizeLCOE_Brownfield | IgnoreSilica | 2019 | 114.7903 | 21.71 | 3.0263 | 4 | 5728.4915 | 10601.664 | 116.783 | 216.1293 | 125.7484 | 17.5392 | 92.5811 | 6390524.5752 | 0 | 4046286.1876 | 0 | 0 | 0 | 2745523.8267 | 5141110.4899 | 13376114.908 | 9129473.2764 | 40829033.2637 | 961560.8286 | 27554035.6139 | 27554035.6139 | 20626182.4834 | 10810590.2618 | 0 | 69344629.7063 | 128335438.0654 | 17782.7941 | 12.1052 | 5728.4915 | 10601.664 | 116.783 | 216.1293
1 | 6000 | 707 | 0.03 | 15 | 15 | 7 | 2.3714e-11 | 5spot_SharedNeighbor | CO2 | Porous | Wet | R600a | MinimizeLCOE_Brownfield | IgnoreSilica | 2019 | 123.1897 | 23.434 | 3.3158 | 4 | 5343.8965 | 9791.6072 | 108.9426 | 199.6152 | 125.2154 | 17.2855 | 92.0773 | 6683220.8136 | 0 | 4281459.0692 | 0 | 0 | 0 | 2712434.3892 | 5334074.5661 | 13878167.8517 | 9472134.7266 | 42361491.4164 | 961560.8286 | 27554035.6139 | 27554035.6139 | 20626182.4834 | 10810590.2618 | 0 | 70877087.8589 | 129867896.218 | 23713.7371 | 13.2632 | 5343.8965 | 9791.6072 | 108.9426 | 199.6152
1 | 6000 | 707 | 0.03 | 15 | 15 | 7 | 3.1623e-11 | 5spot_SharedNeighbor | CO2 | Porous | Wet | R600a | MinimizeLCOE_Brownfield | IgnoreSilica | 2019 | 130.0297 | 24.8491 | 3.5589 | 4 | 5058.1635 | 9202.0069 | 103.1175 | 187.5954 | 124.7234 | 17.0637 | 95.4229 | 6910540.8196 | 0 | 4470605.6469 | 0 | 0 | 0 | 2660733.8713 | 5476333.3318 | 14248295.9788 | 9724754.7788 | 43491264.4272 | 961560.8286 | 27554035.6139 | 27554035.6139 | 20626182.4834 | 10810590.2618 | 0 | 72006860.8698 | 130997669.2289 | 31622.7766 | 14.2358 | 5058.1635 | 9202.0069 | 103.1175 | 187.5954
1 | 6000 | 707 | 0.03 | 15 | 15 | 7 | 4.217e-11 | 5spot_SharedNeighbor | CO2 | Porous | Wet | R600a | MinimizeLCOE_Brownfield | IgnoreSilica | 2019 | 135.4593 | 25.9802 | 3.7571 | 4 | 4845.6381 | 8770.8811 | 98.7849 | 178.8063 | 124.296 | 16.878 | 108.431 | 7083920.1535 | 0 | 4619333.0248 | 0 | 0 | 0 | 2602142.5893 | 5579104.3494 | 14515685.0854 | 9907253.3383 | 44307438.5406 | 961560.8286 | 27554035.6139 | 27554035.6139 | 20626182.4834 | 10810590.2618 | 0 | 72823034.9831 | 131813843.3423 | 42169.6503 | 15.0286 | 4845.6381 | 8770.8811 | 98.7849 | 178.8063
1 | 6000 | 707 | 0.03 | 15 | 15 | 7 | 5.6234e-11 | 5spot_SharedNeighbor | CO2 | Porous | Wet | R600a | MinimizeLCOE_Brownfield | IgnoreSilica | 2019 | 139.7083 | 26.8701 | 3.9154 | 4 | 4687.3454 | 8453.9703 | 95.5579 | 172.3456 | 123.9387 | 16.7267 | 99.0782 | 7215220.4881 | 0 | 4734893.2125 | 0 | 0 | 0 | 2544996.3427 | 5653092.9169 | 14708188.161 | 10038640.6429 | 44895031.7641 | 961560.8286 | 27554035.6139 | 27554035.6139 | 20626182.4834 | 10810590.2618 | 0 | 73410628.2066 | 132401436.5657 | 56234.1325 | 15.6615 | 4687.3454 | 8453.9703 | 95.5579 | 172.3456
1 | 6000 | 707 | 0.03 | 15 | 15 | 7 | 7.4989e-11 | 5spot_SharedNeighbor | CO2 | Porous | Wet | R600a | MinimizeLCOE_Brownfield | IgnoreSilica | 2019 | 142.9844 | 27.5594 | 4.0395 | 4 | 4569.2861 | 8220.1621 | 93.1511 | 167.5791 | 123.6495 | 16.6064 | 118.1707 | 7313807.2596 | 0 | 4823509.6595 | 0 | 0 | 0 | 2493345.41 | 5705958.3084 | 14845733.0654 | 10132517.8665 | 45314871.5694 | 961560.8286 | 27554035.6139 | 27554035.6139 | 20626182.4834 | 10810590.2618 | 0 | 73830468.012 | 132821276.3711 | 74989.4209 | 16.158 | 4569.2861 | 8220.1621 | 93.1511 | 167.5791
1 | 6000 | 707 | 0.03 | 15 | 15 | 7 | 1e-10 | 5spot_SharedNeighbor | CO2 | Porous | Wet | R600a | MinimizeLCOE_Brownfield | IgnoreSilica | 2019 | 145.5083 | 28.092 | 4.136 | 4 | 4481.1286 | 8046.8219 | 91.3539 | 164.0453 | 123.4185 | 16.5117 | 104.8039 | 7388183.9064 | 0 | 4891506.4628 | 0 | 0 | 0 | 2449542.5819 | 5744400.8509 | 14945752.6755 | 10200783.3055 | 45620169.783 | 961560.8286 | 27554035.6139 | 27554035.6139 | 20626182.4834 | 10810590.2618 | 0 | 74135766.2255 | 133126574.5847 | 100000 | 16.544 | 4481.1286 | 8046.8219 | 91.3539 | 164.0453
1 | 6000 | 707 | 0.03 | 15 | 15 | 7 | 1.3335e-10 | 5spot_SharedNeighbor | CO2 | Porous | Wet | R600a | MinimizeLCOE_Brownfield | IgnoreSilica | 2019 | 147.4233 | 28.4973 | 4.2101 | 4 | 4415.2345 | 7918.1598 | 90.0105 | 161.4224 | 123.2385 | 16.4385 | 104.0458 | 7443690.3776 | 0 | 4942938.5573 | 0 | 0 | 0 | 2413224.8764 | 5771942.9864 | 15017411.6624 | 10249692.0365 | 45838900.4967 | 961560.8286 | 27554035.6139 | 27554035.6139 | 20626182.4834 | 10810590.2618 | 0 | 74354496.9392 | 133345305.2984 | 133352.1432 | 16.8404 | 4415.2345 | 7918.1598 | 90.0105 | 161.4224
1 | 6000 | 707 | 0.03 | 15 | 15 | 7 | 1.7783e-10 | 5spot_SharedNeighbor | CO2 | Porous | Wet | R600a | MinimizeLCOE_Brownfield | IgnoreSilica | 2019 | 148.8823 | 28.8066 | 4.2668 | 4 | 4365.9426 | 7822.3043 | 89.0056 | 159.4683 | 123.0985 | 16.3821 | 115.3386 | 7485443.5347 | 0 | 4982033.8863 | 0 | 0 | 0 | 2384169.0869 | 5792142.1381 | 15069965.7116 | 10285561.255 | 45999315.6127 | 961560.8286 | 27554035.6139 | 27554035.6139 | 20626182.4834 | 10810590.2618 | 0 | 74514912.0553 | 133505720.4144 | 177827.941 | 17.0673 | 4365.9426 | 7822.3043 | 89.0056 | 159.4683
1 | 6000 | 707 | 0.03 | 15 | 15 | 7 | 2.3714e-10 | 5spot_SharedNeighbor | CO2 | Porous | Wet | R600a | MinimizeLCOE_Brownfield | IgnoreSilica | 2019 | 149.9714 | 29.0383 | 4.3098 | 4 | 4329.0477 | 7750.9764 | 88.2535 | 158.0141 | 122.9924 | 16.3395 | 93.2223 | 7516306.1987 | 0 | 5011168.0718 | 0 | 0 | 0 | 2360904.1935 | 5806467.601 | 15107237.6275 | 10311000.1034 | 46113083.7959 | 961560.8286 | 27554035.6139 | 27554035.6139 | 20626182.4834 | 10810590.2618 | 0 | 74628680.2385 | 133619488.5976 | 237137.3706 | 17.2391 | 4329.0477 | 7750.9764 | 88.2535 | 158.0141
1 | 6000 | 707 | 0.03 | 15 | 15 | 7 | 3.1623e-10 | 5spot_SharedNeighbor | CO2 | Porous | Wet | R600a | MinimizeLCOE_Brownfield | IgnoreSilica | 2019 | 150.7944 | 29.2135 | 4.3423 | 4 | 4301.4191 | 7697.6963 | 87.6902 | 156.928 | 122.9113 | 16.3071 | 110.6609 | 7539455.5948 | 0 | 5033155.914 | 0 | 0 | 0 | 2342813.0126 | 5817015.5634 | 15134681.2619 | 10329730.9479 | 46196852.2947 | 961560.8286 | 27554035.6139 | 27554035.6139 | 20626182.4834 | 10810590.2618 | 0 | 74712448.7372 | 133703257.0963 | 316227.766 | 17.3693 | 4301.4191 | 7697.6963 | 87.6902 | 156.928
1 | 6000 | 707 | 0.03 | 15 | 15 | 7 | 4.217e-10 | 5spot_SharedNeighbor | CO2 | Porous | Wet | R600a | MinimizeLCOE_Brownfield | IgnoreSilica | 2019 | 151.425 | 29.3476 | 4.3671 | 4 | 4280.7223 | 7657.7527 | 87.2683 | 156.1136 | 122.8487 | 16.2822 | 111.4247 | 7557095.7398 | 0 | 5049989.2567 | 0 | 0 | 0 | 2329091.5808 | 5825108.8652 | 15155738.3731 | 10344102.8589 | 46261126.6745 | 961560.8286 | 27554035.6139 | 27554035.6139 | 20626182.4834 | 10810590.2618 | 0 | 74776723.117 | 133767531.4762 | 421696.5034 | 17.4682 | 4280.7223 | 7657.7527 | 87.2683 | 156.1136
1 | 6000 | 707 | 0.03 | 15 | 15 | 7 | 5.6234e-10 | 5spot_SharedNeighbor | CO2 | Porous | Wet | R600a | MinimizeLCOE_Brownfield | IgnoreSilica | 2019 | 151.9003 | 29.4487 | 4.3857 | 4 | 4265.2141 | 7627.8634 | 86.9522 | 155.5043 | 122.8012 | 16.2633 | 105.2417 | 7570331.1665 | 0 | 5062665.2818 | 0 | 0 | 0 | 2318592.9825 | 5831119.878 | 15171377.7954 | 10354777.086 | 46308864.19 | 961560.8286 | 27554035.6139 | 27554035.6139 | 20626182.4834 | 10810590.2618 | 0 | 74824460.6326 | 133815268.9917 | 562341.3252 | 17.543 | 4265.2141 | 7627.8634 | 86.9522 | 155.5043
1 | 6000 | 707 | 0.03 | 15 | 15 | 7 | 7.4989e-10 | 5spot_SharedNeighbor | CO2 | Porous | Wet | R600a | MinimizeLCOE_Brownfield | IgnoreSilica | 2019 | 152.2487 | 29.5231 | 4.3997 | 4 | 4253.5914 | 7605.5843 | 86.7152 | 155.0501 | 122.7662 | 16.2494 | 108.2539 | 7580000.4723 | 0 | 5071952.3095 | 0 | 0 | 0 | 2310399.1723 | 5835317.2621 | 15182298.5277 | 10362230.7102 | 46342198.454 | 961560.8286 | 27554035.6139 | 27554035.6139 | 20626182.4834 | 10810590.2618 | 0 | 74857794.8965 | 133848603.2557 | 749894.2093 | 17.5987 | 4253.5914 | 7605.5843 | 86.7152 | 155.0501
1 | 6000 | 707 | 0.03 | 15 | 15 | 7 | 1e-09 | 5spot_SharedNeighbor | CO2 | Porous | Wet | R600a | MinimizeLCOE_Brownfield | IgnoreSilica | 2019 | 152.5117 | 29.5793 | 4.4102 | 4 | 4244.8795 | 7588.8862 | 86.5376 | 154.7097 | 122.7397 | 16.2389 | 112.1235 | 7587282.5702 | 0 | 5078960.6121 | 0 | 0 | 0 | 2304209.807 | 5838476.6658 | 15190518.6482 | 10367841.1114 | 46367289.4147 | 961560.8286 | 27554035.6139 | 27554035.6139 | 20626182.4834 | 10810590.2618 | 0 | 74882885.8572 | 133873694.2164 | 1000000 | 17.6408 | 4244.8795 | 7588.8862 | 86.5376 | 154.7097
1 | 6000 | 707 | 0.03 | 15 | 15 | 7 | 1.3335e-09 | 5spot_SharedNeighbor | CO2 | Porous | Wet | R600a | MinimizeLCOE_Brownfield | IgnoreSilica | 2019 | 152.7091 | 29.6214 | 4.4181 | 4 | 4238.3486 | 7576.3777 | 86.4045 | 154.4547 | 122.7197 | 16.231 | 113.1407 | 7592738.9573 | 0 | 5084219.9511 | 0 | 0 | 0 | 2299525.8666 | 5840829.0622 | 15196639.1011 | 10372018.4462 | 46385971.3845 | 961560.8286 | 27554035.6139 | 27554035.6139 | 20626182.4834 | 10810590.2618 | 0 | 74901567.827 | 133892376.1861 | 1333521.4322 | 17.6723 | 4238.3486 | 7576.3777 | 86.4045 | 154.4547
1 | 6000 | 707 | 0.03 | 15 | 15 | 7 | 1.7783e-09 | 5spot_SharedNeighbor | CO2 | Porous | Wet | R600a | MinimizeLCOE_Brownfield | IgnoreSilica | 2019 | 152.8601 | 29.6536 | 4.4241 | 4 | 4233.4524 | 7566.976 | 86.3047 | 154.263 | 122.7044 | 16.225 | 117.5142 | 7596905.3134 | 0 | 5088240.1902 | 0 | 0 | 0 | 2296049.0682 | 5842665.883 | 15201418.132 | 10375280.233 | 46400558.8197 | 961560.8286 | 27554035.6139 | 27554035.6139 | 20626182.4834 | 10810590.2618 | 0 | 74916155.2623 | 133906963.6214 | 1778279.41 | 17.6962 | 4233.4524 | 7566.976 | 86.3047 | 154.263
1 | 6000 | 707 | 0.03 | 15 | 15 | 7 | 2.3714e-09 | 5spot_SharedNeighbor | CO2 | Porous | Wet | R600a | MinimizeLCOE_Brownfield | IgnoreSilica | 2019 | 152.9797 | 29.6789 | 4.4286 | 4 | 4229.7814 | 7559.8636 | 86.2298 | 154.118 | 122.6923 | 16.2202 | 117.6994 | 7600204.731 | 0 | 5091425.9856 | 0 | 0 | 0 | 2293564.8016 | 5844226.2521 | 15205477.8924 | 10378051.1029 | 46412950.7657 | 961560.8286 | 27554035.6139 | 27554035.6139 | 20626182.4834 | 10810590.2618 | 0 | 74928547.2082 | 133919355.5674 | 2371373.7057 | 17.7145 | 4229.7814 | 7559.8636 | 86.2298 | 154.118
1 | 6000 | 707 | 0.03 | 15 | 15 | 7 | 3.1623e-09 | 5spot_SharedNeighbor | CO2 | Porous | Wet | R600a | MinimizeLCOE_Brownfield | IgnoreSilica | 2019 | 153.0575 | 29.6957 | 4.4319 | 4 | 4227.0289 | 7554.6572 | 86.1737 | 154.0119 | 122.6844 | 16.2171 | 117.8147 | 7602346.8313 | 0 | 5093497.1312 | 0 | 0 | 0 | 2291437.7397 | 5845039.8639 | 15207594.7433 | 10379495.8971 | 46419412.2065 | 961560.8286 | 27554035.6139 | 27554035.6139 | 20626182.4834 | 10810590.2618 | 0 | 74935008.6491 | 133925817.0082 | 3162277.6602 | 17.7276 | 4227.0289 | 7554.6572 | 86.1737 | 154.0119
1 | 6000 | 707 | 0.03 | 15 | 15 | 7 | 4.217e-09 | 5spot_SharedNeighbor | CO2 | Porous | Wet | R600a | MinimizeLCOE_Brownfield | IgnoreSilica | 2019 | 153.1112 | 29.7074 | 4.4343 | 4 | 4224.9651 | 7550.8025 | 86.1316 | 153.9333 | 122.6789 | 16.2149 | 111.3298 | 7603824.4475 | 0 | 5094927.085 | 0 | 0 | 0 | 2289739.2082 | 5845511.3889 | 15208821.5546 | 10380333.221 | 46423156.9052 | 961560.8286 | 27554035.6139 | 27554035.6139 | 20626182.4834 | 10810590.2618 | 0 | 74938753.3478 | 133929561.7069 | 4216965.0343 | 17.7371 | 4224.9651 | 7550.8025 | 86.1316 | 153.9333
1 | 6000 | 707 | 0.03 | 15 | 15 | 7 | 5.6234e-09 | 5spot_SharedNeighbor | CO2 | Porous | Wet | R600a | MinimizeLCOE_Brownfield | IgnoreSilica | 2019 | 153.165 | 29.7187 | 4.4363 | 4 | 4223.4175 | 7547.7729 | 86.1001 | 153.8716 | 122.6735 | 16.2127 | 116.6827 | 7605303.5206 | 0 | 5096356.9385 | 0 | 0 | 0 | 2288750.1921 | 5846260.154 | 15210769.6877 | 10381662.8619 | 46429103.3548 | 961560.8286 | 27554035.6139 | 27554035.6139 | 20626182.4834 | 10810590.2618 | 0 | 74944699.7973 | 133935508.1565 | 5623413.2519 | 17.745 | 4223.4175 | 7547.7729 | 86.1001 | 153.8716
1 | 6000 | 707 | 0.03 | 15 | 15 | 7 | 7.4989e-09 | 5spot_SharedNeighbor | CO2 | Porous | Wet | R600a | MinimizeLCOE_Brownfield | IgnoreSilica | 2019 | 153.2085 | 29.7278 | 4.4378 | 4 | 4222.2571 | 7545.4679 | 86.0764 | 153.8246 | 122.6691 | 16.211 | 121.2482 | 7606501.9923 | 0 | 5097515.5393 | 0 | 0 | 0 | 2288076.3014 | 5846916.5949 | 15212477.6124 | 10382828.5556 | 46434316.5959 | 961560.8286 | 27554035.6139 | 27554035.6139 | 20626182.4834 | 10810590.2618 | 0 | 74949913.0385 | 133940721.3976 | 7498942.0933 | 17.7511 | 4222.2571 | 7545.4679 | 86.0764 | 153.8246
1 | 6000 | 707 | 0.03 | 15 | 15 | 7 | 1e-08 | 5spot_SharedNeighbor | CO2 | Porous | Wet | R600a | MinimizeLCOE_Brownfield | IgnoreSilica | 2019 | 153.2233 | 29.7313 | 4.4387 | 4 | 4221.387 | 7543.9248 | 86.0587 | 153.7931 | 122.6675 | 16.2104 | 112.4821 | 7606907.948 | 0 | 5097909.9416 | 0 | 0 | 0 | 2287189.2808 | 5846882.7965 | 15212389.6758 | 10382768.5371 | 46434048.1797 | 961560.8286 | 27554035.6139 | 27554035.6139 | 20626182.4834 | 10810590.2618 | 0 | 74949644.6223 | 133940452.9814 | 10000000 | 17.7547 | 4221.387 | 7543.9248 | 86.0587 | 153.7931
1 | 6100 | 707 | 0.03 | 15 | 15 | 7 | 1e-13 | 5spot_SharedNeighbor | CO2 | Porous | Wet | R600a | MinimizeLCOE_Brownfield | IgnoreSilica | 2019 | 0 | 0 | 0 | 0 |  |  |  |  | 15 |  | 21.6084 | [19 empty] | 100 | 0
1 | 6100 | 707 | 0.03 | 15 | 15 | 7 | 1.3335e-13 | 5spot_SharedNeighbor | CO2 | Porous | Wet | R600a | MinimizeLCOE_Brownfield | IgnoreSilica | 2019 | 1.6 | -0.0029506 | 0.004601 | 4 | 1658141.0269 | 4933375.9826 | 33803.4476 | 100573.5423 | 70.646 | 15.4978 | 27.7178 | 190423.0708 | 0 | 69859.3713 | 0 | 0 | 0 | 183898.5361 | 173230.5815 | 450710.4386 | 307619.1355 | 1375741.1337 | 961560.8286 | 28179198.4787 | 28179198.4787 | 21064687.5574 | 11033682.2466 | 0 | 30516500.441 | 90794068.7237 | 133.3521 | 0.018404 | 1658141.0269 | 4933375.9826 | 33803.4476 | 100573.5423
1 | 6100 | 707 | 0.03 | 15 | 15 | 7 | 1.7783e-13 | 5spot_SharedNeighbor | CO2 | Porous | Wet | R600a | MinimizeLCOE_Brownfield | IgnoreSilica | 2019 | 3.2003 | 0.15841 | 0.017285 | 4 | 462309.3587 | 1334122.565 | 9424.8016 | 27197.893 | 91.5211 | 17.2335 | 62.3867 | 385227.6864 | 0 | 176824.189 | 0 | 0 | 0 | 349569.8148 | 355532.4592 | 925022.5291 | 631346.8834 | 2823523.562 | 961560.8286 | 28179198.4787 | 28179198.4787 | 21064687.5574 | 11033682.2466 | 0 | 31964282.8693 | 92241851.152 | 177.8279 | 0.06914 | 462309.3587 | 1334122.565 | 9424.8016 | 27197.893
1 | 6100 | 707 | 0.03 | 15 | 15 | 7 | 2.3714e-13 | 5spot_SharedNeighbor | CO2 | Porous | Wet | R600a | MinimizeLCOE_Brownfield | IgnoreSilica | 2019 | 4.4332 | 0.33839 | 0.035074 | 4 | 234767.1759 | 664407.2663 | 4786.0464 | 13544.8408 | 100.0922 | 17.835 | 55.1358 | 524453.9427 | 0 | 255166.6733 | 0 | 0 | 0 | 446163.3501 | 478055.7468 | 1243802.9904 | 848921.0985 | 3796563.8018 | 961560.8286 | 28179198.4787 | 28179198.4787 | 21064687.5574 | 11033682.2466 | 0 | 32937323.1091 | 93214891.3918 | 237.1374 | 0.1403 | 234767.1759 | 664407.2663 | 4786.0464 | 13544.8408
1 | 6100 | 707 | 0.03 | 15 | 15 | 7 | 3.1623e-13 | 5spot_SharedNeighbor | CO2 | Porous | Wet | R600a | MinimizeLCOE_Brownfield | IgnoreSilica | 2019 | 5.9749 | 0.58923 | 0.061154 | 4 | 139216.1766 | 385634.5906 | 2838.1101 | 7861.6827 | 106.8873 | 18.2698 | 59.1088 | 686321.3089 | 0 | 348143.0524 | 0 | 0 | 0 | 551962.0916 | 618706.3166 | 1609746.9217 | 1098685.3511 | 4913565.0423 | 961560.8286 | 28179198.4787 | 28179198.4787 | 21064687.5574 | 11033682.2466 | 0 | 34054324.3496 | 94331892.6323 | 316.2278 | 0.24461 | 139216.1766 | 385634.5906 | 2838.1101 | 7861.6827
1 | 6100 | 707 | 0.03 | 15 | 15 | 7 | 4.217e-13 | 5spot_SharedNeighbor | CO2 | Porous | Wet | R600a | MinimizeLCOE_Brownfield | IgnoreSilica | 2019 | 7.948 | 0.93076 | 0.097865 | 4 | 90354.372 | 244335.7388 | 1841.9961 | 4981.1145 | 112.3777 | 18.5951 | 69.0933 | 878003.4199 | 0 | 460734.206 | 0 | 0 | 0 | 672520.4565 | 784390.6521 | 2040823.5761 | 1392904.0254 | 6229376.336 | 961560.8286 | 28179198.4787 | 28179198.4787 | 21064687.5574 | 11033682.2466 | 0 | 35370135.6433 | 95647703.926 | 421.6965 | 0.39146 | 90354.372 | 244335.7388 | 1841.9961 | 4981.1145
1 | 6100 | 707 | 0.03 | 15 | 15 | 7 | 5.6234e-13 | 5spot_SharedNeighbor | CO2 | Porous | Wet | R600a | MinimizeLCOE_Brownfield | IgnoreSilica | 2019 | 10.5427 | 1.3954 | 0.14847 | 4 | 62243.4234 | 163738.8534 | 1268.9164 | 3338.038 | 116.8719 | 18.8434 | 62.4417 | 1110447.989 | 0 | 599094.3155 | 0 | 0 | 0 | 816974.016 | 985341.365 | 2563656.1105 | 1749747.9733 | 7825261.7693 | 961560.8286 | 28179198.4787 | 28179198.4787 | 21064687.5574 | 11033682.2466 | 0 | 36966021.0766 | 97243589.3593 | 562.3413 | 0.59389 | 62243.4234 | 163738.8534 | 1268.9164 | 3338.038
1 | 6100 | 707 | 0.03 | 15 | 15 | 7 | 7.4989e-13 | 5spot_SharedNeighbor | CO2 | Porous | Wet | R600a | MinimizeLCOE_Brownfield | IgnoreSilica | 2019 | 13.7487 | 1.9874 | 0.21704 | 4 | 44580.732 | 114011.024 | 908.8385 | 2324.2689 | 120.3129 | 19.0204 | 53.2449 | 1375342.4199 | 0 | 740868.6783 | 0 | 0 | 0 | 971385.3304 | 1204162.6071 | 3132984.0961 | 2138326.022 | 9563069.1538 | 961560.8286 | 28179198.4787 | 28179198.4787 | 21064687.5574 | 11033682.2466 | 0 | 38703828.4611 | 98981396.7438 | 749.8942 | 0.86817 | 44580.732 | 114011.024 | 908.8385 | 2324.2689
1 | 6100 | 707 | 0.03 | 15 | 15 | 7 | 1e-12 | 5spot_SharedNeighbor | CO2 | Porous | Wet | R600a | MinimizeLCOE_Brownfield | IgnoreSilica | 2019 | 17.836 | 2.754 | 0.30834 | 4 | 33037.1595 | 81909.4666 | 673.5072 | 1669.8353 | 123.0355 | 19.1478 | 71.3777 | 1687375.3962 | 0 | 912367.316 | 0 | 0 | 0 | 1147524.0444 | 1461434.0351 | 3802351.5779 | 2595183.0824 | 11606235.4519 | 961560.8286 | 28179198.4787 | 28179198.4787 | 21064687.5574 | 11033682.2466 | 0 | 40746994.7592 | 101024563.0419 | 1000 | 1.2334 | 33037.1595 | 81909.4666 | 673.5072 | 1669.8353
1 | 6100 | 707 | 0.03 | 15 | 15 | 7 | 1.3335e-12 | 5spot_SharedNeighbor | CO2 | Porous | Wet | R600a | MinimizeLCOE_Brownfield | IgnoreSilica | 2019 | 22.9936 | 3.7325 | 0.42838 | 4 | 25166.6991 | 60344.159 | 513.0572 | 1230.1973 | 125.1532 | 19.2316 | 53.0267 | 2051518.7444 | 0 | 1117936.9121 | 0 | 0 | 0 | 1345217.7134 | 1760722.6142 | 4581039.0684 | 3126653.2951 | 13983088.3476 | 961560.8286 | 28179198.4787 | 28179198.4787 | 21064687.5574 | 11033682.2466 | 0 | 43123847.6549 | 103401415.9376 | 1333.5214 | 1.7135 | 25166.6991 | 60344.159 | 513.0572 | 1230.1973
1 | 6100 | 707 | 0.03 | 15 | 15 | 7 | 1.7783e-12 | 5spot_SharedNeighbor | CO2 | Porous | Wet | R600a | MinimizeLCOE_Brownfield | IgnoreSilica | 2019 | 29.4024 | 4.9601 | 0.58391 | 4 | 19628.2114 | 45435.8716 | 400.1476 | 926.2717 | 126.7631 | 19.274 | 71.3164 | 2470545.7296 | 0 | 1360937.1873 | 0 | 0 | 0 | 1561618.1496 | 2103309.4159 | 5472379.6522 | 3735011.5588 | 16703801.6934 | 961560.8286 | 28179198.4787 | 28179198.4787 | 21064687.5574 | 11033682.2466 | 0 | 45844561.0007 | 106122129.2834 | 1778.2794 | 2.3356 | 19628.2114 | 45435.8716 | 400.1476 | 926.2717
1 | 6100 | 707 | 0.03 | 15 | 15 | 7 | 2.3714e-12 | 5spot_SharedNeighbor | CO2 | Porous | Wet | R600a | MinimizeLCOE_Brownfield | IgnoreSilica | 2019 | 37.3024 | 6.4848 | 0.78253 | 4 | 15635.2477 | 34892.4963 | 318.7457 | 711.3307 | 127.9575 | 19.2735 | 75.5909 | 2949538.5723 | 0 | 1646346.9925 | 0 | 0 | 0 | 1796712.909 | 2493113.4048 | 6486569.6713 | 4427217.0863 | 19799498.6362 | 961560.8286 | 28179198.4787 | 28179198.4787 | 21064687.5574 | 11033682.2466 | 0 | 48940257.9435 | 109217826.2262 | 2371.3737 | 3.1301 | 15635.2477 | 34892.4963 | 318.7457 | 711.3307
1 | 6100 | 707 | 0.03 | 15 | 15 | 7 | 3.1623e-12 | 5spot_SharedNeighbor | CO2 | Porous | Wet | R600a | MinimizeLCOE_Brownfield | IgnoreSilica | 2019 | 46.7908 | 8.3306 | 1.0304 | 4 | 12704.8299 | 27329.156 | 259.0051 | 557.1418 | 128.7863 | 19.2242 | 62.4684 | 3483686.4148 | 0 | 1973607.1183 | 0 | 0 | 0 | 2041336.327 | 2924465.6454 | 7608859.719 | 5193203.1047 | 23225158.3291 | 961560.8286 | 28179198.4787 | 28179198.4787 | 21064687.5574 | 11033682.2466 | 0 | 52365917.6364 | 112643485.9192 | 3162.2777 | 4.1217 | 12704.8299 | 27329.156 | 259.0051 | 557.1418
1 | 6100 | 707 | 0.03 | 15 | 15 | 7 | 4.217e-12 | 5spot_SharedNeighbor | CO2 | Porous | Wet | R600a | MinimizeLCOE_Brownfield | IgnoreSilica | 2019 | 57.7964 | 10.4903 | 1.3301 | 4 | 10529.0096 | 21858.7128 | 214.6481 | 445.6194 | 129.284 | 19.1187 | 97.0718 | 4059572.8205 | 0 | 2336969.6108 | 0 | 0 | 0 | 2281103.1157 | 3384281.7633 | 8805206.9365 | 6009734.6631 | 26876868.9099 | 961560.8286 | 28179198.4787 | 28179198.4787 | 21064687.5574 | 11033682.2466 | 0 | 56017628.2172 | 116295196.4999 | 4216.965 | 5.3203 | 10529.0096 | 21858.7128 | 214.6481 | 445.6194
1 | 6100 | 707 | 0.03 | 15 | 15 | 7 | 5.6234e-12 | 5spot_SharedNeighbor | CO2 | Porous | Wet | R600a | MinimizeLCOE_Brownfield | IgnoreSilica | 2019 | 69.9501 | 12.8988 | 1.6764 | 4 | 8904.293 | 17893.6749 | 181.5261 | 364.7868 | 129.4717 | 18.952 | 90.1805 | 4651246.5893 | 0 | 2722470.3298 | 0 | 0 | 0 | 2495107.6997 | 3848841.6013 | 10013896.3406 | 6834690.0175 | 30566252.5782 | 961560.8286 | 28179198.4787 | 28179198.4787 | 21064687.5574 | 11033682.2466 | 0 | 59707011.8855 | 119984580.1682 | 5623.4133 | 6.7054 | 8904.293 | 17893.6749 | 181.5261 | 364.7868
1 | 6100 | 707 | 0.03 | 15 | 15 | 7 | 7.4989e-12 | 5spot_SharedNeighbor | CO2 | Porous | Wet | R600a | MinimizeLCOE_Brownfield | IgnoreSilica | 2019 | 82.6024 | 15.433 | 2.0547 | 4 | 7689.9374 | 15024.2051 | 156.7698 | 306.2887 | 129.3773 | 18.7269 | 94.7284 | 5224824.3576 | 0 | 3109755.8198 | 0 | 0 | 0 | 2662234.4695 | 4288757.7123 | 11158467.8222 | 7615883.5723 | 34059923.7538 | 961560.8286 | 28179198.4787 | 28179198.4787 | 21064687.5574 | 11033682.2466 | 0 | 63200683.061 | 123478251.3438 | 7498.9421 | 8.2186 | 7689.9374 | 15024.2051 | 156.7698 | 306.2887
1 | 6100 | 707 | 0.03 | 15 | 15 | 7 | 1e-11 | 5spot_SharedNeighbor | CO2 | Porous | Wet | R600a | MinimizeLCOE_Brownfield | IgnoreSilica | 2019 | 94.9802 | 17.939 | 2.4429 | 4 | 6784.4825 | 12953.1685 | 138.3109 | 264.0679 | 129.0565 | 18.4592 | 87.4765 | 5748425.7648 | 0 | 3477272.7067 | 0 | 0 | 0 | 2770119.4633 | 4678368.9946 | 12172156.4585 | 8307746.8957 | 37154090.2835 | 961560.8286 | 28179198.4787 | 28179198.4787 | 21064687.5574 | 11033682.2466 | 0 | 66294849.5908 | 126572417.8735 | 10000 | 9.7715 | 6784.4825 | 12953.1685 | 138.3109 | 264.0679
1 | 6100 | 707 | 0.03 | 15 | 15 | 7 | 1.3335e-11 | 5spot_SharedNeighbor | CO2 | Porous | Wet | R600a | MinimizeLCOE_Brownfield | IgnoreSilica | 2019 | 106.3808 | 20.2718 | 2.8173 | 4 | 6110.8285 | 11459.7522 | 124.5775 | 233.6225 | 128.5857 | 18.1716 | 90.7752 | 6199898.2653 | 0 | 3807351.3162 | 0 | 0 | 0 | 2817916.7406 | 5001814.8656 | 13013696.2671 | 8882115.107 | 39722792.5618 | 961560.8286 | 28179198.4787 | 28179198.4787 | 21064687.5574 | 11033682.2466 | 0 | 68863551.8691 | 129141120.1519 | 13335.2143 | 11.2691 | 6110.8285 | 11459.7522 | 124.5775 | 233.6225
1 | 6100 | 707 | 0.03 | 15 | 15 | 7 | 1.7783e-11 | 5spot_SharedNeighbor | CO2 | Porous | Wet | R600a | MinimizeLCOE_Brownfield | IgnoreSilica | 2019 | 116.3413 | 22.3307 | 3.1585 | 4 | 5610.4551 | 10381.5382 | 114.3767 | 211.6417 | 128.0475 | 17.8886 | 108.1808 | 6571049.3547 | 0 | 4089962.4734 | 0 | 0 | 0 | 2815889.9489 | 5255991.6931 | 13675012.2332 | 9333476.8426 | 41741382.5459 | 961560.8286 | 28179198.4787 | 28179198.4787 | 21064687.5574 | 11033682.2466 | 0 | 70882141.8532 | 131159710.1359 | 17782.7941 | 12.6339 | 5610.4551 | 10381.5382 | 114.3767 | 211.6417
1 | 6100 | 707 | 0.03 | 15 | 15 | 7 | 2.3714e-11 | 5spot_SharedNeighbor | CO2 | Porous | Wet | R600a | MinimizeLCOE_Brownfield | IgnoreSilica | 2019 | 124.6823 | 24.0709 | 3.4551 | 4 | 5238.9517 | 9600.4839 | 106.8031 | 195.7189 | 127.5096 | 17.6291 | 114.3561 | 6865429.7494 | 0 | 4322908.5287 | 0 | 0 | 0 | 2779838.8324 | 5447589.0731 | 14173509.3141 | 9673711.3434 | 43262986.8412 | 961560.8286 | 28179198.4787 | 28179198.4787 | 21064687.5574 | 11033682.2466 | 0 | 72403746.1485 | 132681314.4312 | 23713.7371 | 13.8203 | 5238.9517 | 9600.4839 | 106.8031 | 195.7189
1 | 6100 | 707 | 0.03 | 15 | 15 | 7 | 3.1623e-11 | 5spot_SharedNeighbor | CO2 | Porous | Wet | R600a | MinimizeLCOE_Brownfield | IgnoreSilica | 2019 | 131.4723 | 25.4985 | 3.7037 | 4 | 4962.968 | 9031.691 | 101.1768 | 184.1232 | 127.0143 | 17.4026 | 105.0627 | 7094071.2972 | 0 | 4510241.9176 | 0 | 0 | 0 | 2726100.4313 | 5588861.3219 | 14541070.7266 | 9924579.56 | 44384925.2546 | 961560.8286 | 28179198.4787 | 28179198.4787 | 21064687.5574 | 11033682.2466 | 0 | 73525684.5619 | 133803252.8446 | 31622.7766 | 14.8149 | 4962.968 | 9031.691 | 101.1768 | 184.1232
1 | 6100 | 707 | 0.03 | 15 | 15 | 7 | 4.217e-11 | 5spot_SharedNeighbor | CO2 | Porous | Wet | R600a | MinimizeLCOE_Brownfield | IgnoreSilica | 2019 | 136.8554 | 26.638 | 3.906 | 4 | 4757.7011 | 8615.6802 | 96.9922 | 175.6423 | 126.585 | 17.2134 | 110.7458 | 7268300.9279 | 0 | 4657382.6461 | 0 | 0 | 0 | 2666012.431 | 5690761.4419 | 14806193.9362 | 10105531.5983 | 45194182.9813 | 961560.8286 | 28179198.4787 | 28179198.4787 | 21064687.5574 | 11033682.2466 | 0 | 74334942.2886 | 134612510.5714 | 42169.6503 | 15.6241 | 4757.7011 | 8615.6802 | 96.9922 | 175.6423
1 | 6100 | 707 | 0.03 | 15 | 15 | 7 | 5.6234e-11 | 5spot_SharedNeighbor | CO2 | Porous | Wet | R600a | MinimizeLCOE_Brownfield | IgnoreSilica | 2019 | 141.0554 | 27.5321 | 4.0672 | 4 | 4604.8159 | 8309.9265 | 93.8754 | 169.4091 | 126.2276 | 17.0598 | 108.0406 | 7399894.41 | 0 | 4771381.4962 | 0 | 0 | 0 | 2607592.3576 | 5763758.6229 | 14996117.6272 | 10235158.42 | 45773902.9339 | 961560.8286 | 28179198.4787 | 28179198.4787 | 21064687.5574 | 11033682.2466 | 0 | 74914662.2412 | 135192230.5239 | 56234.1325 | 16.2688 | 4604.8159 | 8309.9265 | 93.8754 | 169.4091
1 | 6100 | 707 | 0.03 | 15 | 15 | 7 | 7.4989e-11 | 5spot_SharedNeighbor | CO2 | Porous | Wet | R600a | MinimizeLCOE_Brownfield | IgnoreSilica | 2019 | 144.3 | 28.2259 | 4.1936 | 4 | 4490.7893 | 8084.1974 | 91.5508 | 164.8073 | 125.938 | 16.9376 | 111.6354 | 7498928.964 | 0 | 4858983.0893 | 0 | 0 | 0 | 2555273.6382 | 5816142.4197 | 15132409.5212 | 10328180.4381 | 46189918.0705 | 961560.8286 | 28179198.4787 | 28179198.4787 | 21064687.5574 | 11033682.2466 | 0 | 75330677.3778 | 135608245.6605 | 74989.4209 | 16.7745 | 4490.7893 | 8084.1974 | 91.5508 | 164.8073
1 | 6100 | 707 | 0.03 | 15 | 15 | 7 | 1e-10 | 5spot_SharedNeighbor | CO2 | Porous | Wet | R600a | MinimizeLCOE_Brownfield | IgnoreSilica | 2019 | 146.7776 | 28.7576 | 4.2915 | 4 | 4405.6426 | 7917.0649 | 89.815 | 161.4001 | 125.7087 | 16.8422 | 105.4561 | 7573002.7696 | 0 | 4925612.1341 | 0 | 0 | 0 | 2510527.7348 | 5853565.629 | 15229777.0353 | 10394635.7672 | 46487121.0699 | 961560.8286 | 28179198.4787 | 28179198.4787 | 21064687.5574 | 11033682.2466 | 0 | 75627880.3772 | 135905448.6599 | 100000 | 17.1661 | 4405.6426 | 7917.0649 | 89.815 | 161.4001
1 | 6100 | 707 | 0.03 | 15 | 15 | 7 | 1.3335e-10 | 5spot_SharedNeighbor | CO2 | Porous | Wet | R600a | MinimizeLCOE_Brownfield | IgnoreSilica | 2019 | 148.6756 | 29.1658 | 4.367 | 4 | 4341.9984 | 7792.776 | 88.5175 | 158.8663 | 125.5284 | 16.7679 | 103.5162 | 7628833.6216 | 0 | 4976499.7788 | 0 | 0 | 0 | 2473992.2979 | 5880937.0224 | 15300991.7861 | 10443241.298 | 46704495.8048 | 961560.8286 | 28179198.4787 | 28179198.4787 | 21064687.5574 | 11033682.2466 | 0 | 75845255.1121 | 136122823.3948 | 133352.1432 | 17.4678 | 4341.9984 | 7792.776 | 88.5175 | 158.8663
1 | 6100 | 707 | 0.03 | 15 | 15 | 7 | 1.7783e-10 | 5spot_SharedNeighbor | CO2 | Porous | Wet | R600a | MinimizeLCOE_Brownfield | IgnoreSilica | 2019 | 150.1151 | 29.476 | 4.4246 | 4 | 4294.3894 | 7700.2381 | 87.5469 | 156.9798 | 125.3889 | 16.7108 | 99.4141 | 7670648.584 | 0 | 5015009.5821 | 0 | 0 | 0 | 2444658.1907 | 5900823.3791 | 15352732.0072 | 10478555.062 | 46862426.8051 | 961560.8286 | 28179198.4787 | 28179198.4787 | 21064687.5574 | 11033682.2466 | 0 | 76003186.1124 | 136280754.3951 | 177827.941 | 17.6983 | 4294.3894 | 7700.2381 | 87.5469 | 156.9798
1 | 6100 | 707 | 0.03 | 15 | 15 | 7 | 2.3714e-10 | 5spot_SharedNeighbor | CO2 | Porous | Wet | R600a | MinimizeLCOE_Brownfield | IgnoreSilica | 2019 | 151.1841 | 29.7072 | 4.4681 | 4 | 4258.754 | 7631.4307 | 86.8205 | 155.577 | 125.2837 | 16.668 | 94.8111 | 7701400.7621 | 0 | 5043559.4013 | 0 | 0 | 0 | 2421079.0378 | 5914755.2885 | 15388979.9775 | 10503295.0466 | 46973069.5139 | 961560.8286 | 28179198.4787 | 28179198.4787 | 21064687.5574 | 11033682.2466 | 0 | 76113828.8212 | 136391397.1039 | 237137.3706 | 17.8723 | 4258.754 | 7631.4307 | 86.8205 | 155.577
1 | 6100 | 707 | 0.03 | 15 | 15 | 7 | 3.1623e-10 | 5spot_SharedNeighbor | CO2 | Porous | Wet | R600a | MinimizeLCOE_Brownfield | IgnoreSilica | 2019 | 152.0124 | 29.886 | 4.5014 | 4 | 4232.0685 | 7579.8116 | 86.2764 | 154.5247 | 125.2014 | 16.6346 | 104.2054 | 7725056.4192 | 0 | 5065652.8774 | 0 | 0 | 0 | 2403225.4277 | 5925634.5424 | 15417285.5647 | 10522614.1914 | 47059469.0228 | 961560.8286 | 28179198.4787 | 28179198.4787 | 21064687.5574 | 11033682.2466 | 0 | 76200228.3301 | 136477796.6128 | 316227.766 | 18.0054 | 4232.0685 | 7579.8116 | 86.2764 | 154.5247
1 | 6100 | 707 | 0.03 | 15 | 15 | 7 | 4.217e-10 | 5spot_SharedNeighbor | CO2 | Porous | Wet | R600a | MinimizeLCOE_Brownfield | IgnoreSilica | 2019 | 152.6313 | 30.0199 | 4.5264 | 4 | 4212.0781 | 7541.2761 | 85.8689 | 153.7391 | 125.1393 | 16.6095 | 115.6509 | 7742634.0387 | 0 | 5082147.8611 | 0 | 0 | 0 | 2389342.0604 | 5933508.3445 | 15437771.5825 | 10536596.3195 | 47122000.2067 | 961560.8286 | 28179198.4787 | 28179198.4787 | 21064687.5574 | 11033682.2466 | 0 | 76262759.514 | 136540327.7967 | 421696.5034 | 18.1057 | 4212.0781 | 7541.2761 | 85.8689 | 153.7391
1 | 6100 | 707 | 0.03 | 15 | 15 | 7 | 5.6234e-10 | 5spot_SharedNeighbor | CO2 | Porous | Wet | R600a | MinimizeLCOE_Brownfield | IgnoreSilica | 2019 | 153.0964 | 30.1206 | 4.5453 | 4 | 4197.0992 | 7512.4531 | 85.5635 | 153.1515 | 125.0924 | 16.5906 | 121.4777 | 7755784.6346 | 0 | 5094532.625 | 0 | 0 | 0 | 2378696.5366 | 5939315.3805 | 15452880.299 | 10546908.329 | 47168117.8049 | 961560.8286 | 28179198.4787 | 28179198.4787 | 21064687.5574 | 11033682.2466 | 0 | 76308877.1122 | 136586445.3949 | 562341.3252 | 18.1813 | 4197.0992 | 7512.4531 | 85.5635 | 153.1515
1 | 6100 | 707 | 0.03 | 15 | 15 | 7 | 7.4989e-10 | 5spot_SharedNeighbor | CO2 | Porous | Wet | R600a | MinimizeLCOE_Brownfield | IgnoreSilica | 2019 | 153.4324 | 30.1937 | 4.5594 | 4 | 4185.8732 | 7491.0176 | 85.3347 | 152.7145 | 125.0583 | 16.5768 | 110.7306 | 7765253.4544 | 0 | 5103475.4213 | 0 | 0 | 0 | 2370287.9767 | 5943216.5725 | 15463030.4002 | 10553835.9816 | 47199099.8067 | 961560.8286 | 28179198.4787 | 28179198.4787 | 21064687.5574 | 11033682.2466 | 0 | 76339859.114 | 136617427.3967 | 749894.2093 | 18.2375 | 4185.8732 | 7491.0176 | 85.3347 | 152.7145
1 | 6100 | 707 | 0.03 | 15 | 15 | 7 | 1e-09 | 5spot_SharedNeighbor | CO2 | Porous | Wet | R600a | MinimizeLCOE_Brownfield | IgnoreSilica | 2019 | 153.6908 | 30.2498 | 4.57 | 4 | 4177.4586 | 7474.9028 | 85.1631 | 152.386 | 125.032 | 16.5663 | 103.2732 | 7772518.5313 | 0 | 5110349.7118 | 0 | 0 | 0 | 2364042.9027 | 5946295.3468 | 15471040.7396 | 10559303.2029 | 47223550.4351 | 961560.8286 | 28179198.4787 | 28179198.4787 | 21064687.5574 | 11033682.2466 | 0 | 76364309.7424 | 136641878.0251 | 1000000 | 18.2801 | 4177.4586 | 7474.9028 | 85.1631 | 152.386
1 | 6100 | 707 | 0.03 | 15 | 15 | 7 | 1.3335e-09 | 5spot_SharedNeighbor | CO2 | Porous | Wet | R600a | MinimizeLCOE_Brownfield | IgnoreSilica | 2019 | 153.8929 | 30.2935 | 4.5781 | 4 | 4171.1506 | 7462.748 | 85.0345 | 152.1382 | 125.0114 | 16.558 | 115.7506 | 7778190.8187 | 0 | 5115724.1037 | 0 | 0 | 0 | 2359495.5494 | 5948830.084 | 15477635.6058 | 10563804.3346 | 47243680.4963 | 961560.8286 | 28179198.4787 | 28179198.4787 | 21064687.5574 | 11033682.2466 | 0 | 76384439.8036 | 136662008.0863 | 1333521.4322 | 18.3126 | 4171.1506 | 7462.748 | 85.0345 | 152.1382
1 | 6100 | 707 | 0.03 | 15 | 15 | 7 | 1.7783e-09 | 5spot_SharedNeighbor | CO2 | Porous | Wet | R600a | MinimizeLCOE_Brownfield | IgnoreSilica | 2019 | 154.0392 | 30.3252 | 4.5842 | 4 | 4166.4215 | 7453.6949 | 84.9381 | 151.9537 | 124.9964 | 16.552 | 106.5641 | 7782291.9121 | 0 | 5119615.0238 | 0 | 0 | 0 | 2355945.2122 | 5950562.3377 | 15482142.5746 | 10566880.4334 | 47257437.4938 | 961560.8286 | 28179198.4787 | 28179198.4787 | 21064687.5574 | 11033682.2466 | 0 | 76398196.8011 | 136675765.0838 | 1778279.41 | 18.3366 | 4166.4215 | 7453.6949 | 84.9381 | 151.9537
1 | 6100 | 707 | 0.03 | 15 | 15 | 7 | 2.3714e-09 | 5spot_SharedNeighbor | CO2 | Porous | Wet | R600a | MinimizeLCOE_Brownfield | IgnoreSilica | 2019 | 154.1512 | 30.3495 | 4.5887 | 4 | 4162.8758 | 7446.8869 | 84.8659 | 151.8149 | 124.9849 | 16.5474 | 107.1384 | 7785429.682 | 0 | 5122594.2791 | 0 | 0 | 0 | 2353318.9666 | 5951923.7418 | 15485684.6689 | 10569297.9855 | 47268249.324 | 961560.8286 | 28179198.4787 | 28179198.4787 | 21064687.5574 | 11033682.2466 | 0 | 76409008.6313 | 136686576.914 | 2371373.7057 | 18.3549 | 4162.8758 | 7446.8869 | 84.8659 | 151.8149
1 | 6100 | 707 | 0.03 | 15 | 15 | 7 | 3.1623e-09 | 5spot_SharedNeighbor | CO2 | Porous | Wet | R600a | MinimizeLCOE_Brownfield | IgnoreSilica | 2019 | 154.2413 | 30.3688 | 4.5922 | 4 | 4160.2173 | 7441.7235 | 84.8117 | 151.7096 | 124.9757 | 16.5437 | 120.0071 | 7787948.7847 | 0 | 5124986.9841 | 0 | 0 | 0 | 2351471.4434 | 5953118.8127 | 15488793.9982 | 10571420.1667 | 47277740.1898 | 961560.8286 | 28179198.4787 | 28179198.4787 | 21064687.5574 | 11033682.2466 | 0 | 76418499.497 | 136696067.7798 | 3162277.6602 | 18.3689 | 4160.2173 | 7441.7235 | 84.8117 | 151.7096
1 | 6100 | 707 | 0.03 | 15 | 15 | 7 | 4.217e-09 | 5spot_SharedNeighbor | CO2 | Porous | Wet | R600a | MinimizeLCOE_Brownfield | IgnoreSilica | 2019 | 154.295 | 30.3807 | 4.5947 | 4 | 4158.2239 | 7437.9932 | 84.771 | 151.6336 | 124.9702 | 16.5415 | 113.7961 | 7789449.4871 | 0 | 5126414.7366 | 0 | 0 | 0 | 2349780.8848 | 5953601.5923 | 15490050.0916 | 10572277.4762 | 47281574.2687 | 961560.8286 | 28179198.4787 | 28179198.4787 | 21064687.5574 | 11033682.2466 | 0 | 76422333.5759 | 136699901.8587 | 4216965.0343 | 18.3786 | 4158.2239 | 7437.9932 | 84.771 | 151.6336
1 | 6100 | 707 | 0.03 | 15 | 15 | 7 | 5.6234e-09 | 5spot_SharedNeighbor | CO2 | Porous | Wet | R600a | MinimizeLCOE_Brownfield | IgnoreSilica | 2019 | 154.3487 | 30.3922 | 4.5967 | 4 | 4156.7292 | 7435.0601 | 84.7405 | 151.5738 | 124.9647 | 16.5393 | 107.2357 | 7790951.6764 | 0 | 5127842.3898 | 0 | 0 | 0 | 2348803.1309 | 5954362.9069 | 15492030.8759 | 10573629.4022 | 47287620.3822 | 961560.8286 | 28179198.4787 | 28179198.4787 | 21064687.5574 | 11033682.2466 | 0 | 76428379.6895 | 136705947.9722 | 5623413.2519 | 18.3867 | 4156.7292 | 7435.0601 | 84.7405 | 151.5738
1 | 6100 | 707 | 0.03 | 15 | 15 | 7 | 7.4989e-09 | 5spot_SharedNeighbor | CO2 | Porous | Wet | R600a | MinimizeLCOE_Brownfield | IgnoreSilica | 2019 | 154.383 | 30.3996 | 4.5981 | 4 | 4155.6083 | 7432.9222 | 84.7177 | 151.5302 | 124.9612 | 16.5379 | 110.8585 | 7791908.9117 | 0 | 5128753.0822 | 0 | 0 | 0 | 2347937.4543 | 5954753.7848 | 15493047.8601 | 10574323.5148 | 47290724.6078 | 961560.8286 | 28179198.4787 | 28179198.4787 | 21064687.5574 | 11033682.2466 | 0 | 76431483.9151 | 136709052.1978 | 7498942.0933 | 18.3924 | 4155.6083 | 7432.9222 | 84.7177 | 151.5302
1 | 6100 | 707 | 0.03 | 15 | 15 | 7 | 1e-08 | 5spot_SharedNeighbor | CO2 | Porous | Wet | R600a | MinimizeLCOE_Brownfield | IgnoreSilica | 2019 | 154.405 | 30.4045 | 4.5991 | 4 | 4154.7679 | 7431.3563 | 84.7006 | 151.4982 | 124.9589 | 16.537 | 112.9686 | 7792524.2402 | 0 | 5129339.0919 | 0 | 0 | 0 | 2347208.1593 | 5954937.8816 | 15493526.8423 | 10574650.43 | 47292186.6453 | 961560.8286 | 28179198.4787 | 28179198.4787 | 21064687.5574 | 11033682.2466 | 0 | 76432945.9526 | 136710514.2353 | 10000000 | 18.3964 | 4154.7679 | 7431.3563 | 84.7006 | 151.4982
1 | 6200 | 707 | 0.03 | 15 | 15 | 7 | 1e-13 | 5spot_SharedNeighbor | CO2 | Porous | Wet | R600a | MinimizeLCOE_Brownfield | IgnoreSilica | 2019 | 0 | 0 | 0 | 0 |  |  |  |  | 15 |  | 23.8654 | [19 empty] | 100 | 0
1 | 6200 | 707 | 0.03 | 15 | 15 | 7 | 1.3335e-13 | 5spot_SharedNeighbor | CO2 | Porous | Wet | R600a | MinimizeLCOE_Brownfield | IgnoreSilica | 2019 | 1.6 | -0.0042178 | 0.0047242 | 4 | 1648838.0542 | 4907490.6384 | 33613.794 | 100045.8345 | 70.9845 | 15.787 | 28.002 | 192260.342 | 0 | 69598.8332 | 0 | 0 | 0 | 185626.7113 | 174519.4957 | 454063.929 | 309907.9616 | 1385977.2729 | 961560.8286 | 28810221.4343 | 28810221.4343 | 21508759.7178 | 11259118.2678 | 0 | 31157759.5358 | 92735858.9556 | 133.3521 | 0.018897 | 1648838.0542 | 4907490.6384 | 33613.794 | 100045.8345
1 | 6200 | 707 | 0.03 | 15 | 15 | 7 | 1.7783e-13 | 5spot_SharedNeighbor | CO2 | Porous | Wet | R600a | MinimizeLCOE_Brownfield | IgnoreSilica | 2019 | 3.2929 | 0.16748 | 0.018382 | 4 | 444819.8863 | 1282277.2671 | 9068.255 | 26140.9565 | 93.2006 | 17.6318 | 61.5074 | 400803.2373 | 0 | 183362.5994 | 0 | 0 | 0 | 363689.6013 | 369663.6208 | 961788.9129 | 656440.6958 | 2935748.6675 | 961560.8286 | 28810221.4343 | 28810221.4343 | 21508759.7178 | 11259118.2678 | 0 | 32707530.9305 | 94285630.3503 | 177.8279 | 0.07353 | 444819.8863 | 1282277.2671 | 9068.255 | 26140.9565
1 | 6200 | 707 | 0.03 | 15 | 15 | 7 | 2.3714e-13 | 5spot_SharedNeighbor | CO2 | Porous | Wet | R600a | MinimizeLCOE_Brownfield | IgnoreSilica | 2019 | 4.5575 | 0.35499 | 0.037198 | 4 | 226588.9083 | 640441.7329 | 4619.3214 | 13056.271 | 101.9232 | 18.2391 | 61.0087 | 545153.6503 | 0 | 264081.3445 | 0 | 0 | 0 | 463794.3637 | 496481.4498 | 1291742.89 | 881641.0651 | 3942894.7633 | 961560.8286 | 28810221.4343 | 28810221.4343 | 21508759.7178 | 11259118.2678 | 0 | 33714677.0262 | 95292776.446 | 237.1374 | 0.14879 | 226588.9083 | 640441.7329 | 4619.3214 | 13056.271
1 | 6200 | 707 | 0.03 | 15 | 15 | 7 | 3.1623e-13 | 5spot_SharedNeighbor | CO2 | Porous | Wet | R600a | MinimizeLCOE_Brownfield | IgnoreSilica | 2019 | 6.1381 | 0.61605 | 0.064757 | 4 | 134620.2052 | 372349.3752 | 2744.415 | 7590.8457 | 108.8399 | 18.678 | 69.9783 | 712913.0457 | 0 | 359831.0832 | 0 | 0 | 0 | 573355.1509 | 641978.7191 | 1670296.9393 | 1140011.9822 | 5098386.9205 | 961560.8286 | 28810221.4343 | 28810221.4343 | 21508759.7178 | 11259118.2678 | 0 | 34870169.1834 | 96448268.6032 | 316.2278 | 0.25903 | 134620.2052 | 372349.3752 | 2744.415 | 7590.8457
1 | 6200 | 707 | 0.03 | 15 | 15 | 7 | 4.217e-13 | 5spot_SharedNeighbor | CO2 | Porous | Wet | R600a | MinimizeLCOE_Brownfield | IgnoreSilica | 2019 | 8.1527 | 0.97017 | 0.10351 | 4 | 87491.8949 | 236218.5358 | 1783.6406 | 4815.6344 | 114.4133 | 19.0054 | 68.7269 | 910810.4141 | 0 | 475322.4389 | 0 | 0 | 0 | 697313.7367 | 812544.17 | 2114073.2545 | 1442898.4361 | 6452962.4501 | 961560.8286 | 28810221.4343 | 28810221.4343 | 21508759.7178 | 11259118.2678 | 0 | 36224744.713 | 97802844.1329 | 421.6965 | 0.41404 | 87491.8949 | 236218.5358 | 1783.6406 | 4815.6344
1 | 6200 | 707 | 0.03 | 15 | 15 | 7 | 5.6234e-13 | 5spot_SharedNeighbor | CO2 | Porous | Wet | R600a | MinimizeLCOE_Brownfield | IgnoreSilica | 2019 | 10.8056 | 1.4522 | 0.15709 | 4 | 60238.6965 | 158238.4242 | 1228.0473 | 3225.9043 | 118.9889 | 19.256 | 57.5178 | 1151194.8328 | 0 | 611013.4991 | 0 | 0 | 0 | 846291.2102 | 1017314.8214 | 2646844.4853 | 1806525.7485 | 8079184.5973 | 961560.8286 | 28810221.4343 | 28810221.4343 | 21508759.7178 | 11259118.2678 | 0 | 37850966.8602 | 99429066.28 | 562.3413 | 0.62835 | 60238.6965 | 158238.4242 | 1228.0473 | 3225.9043
1 | 6200 | 707 | 0.03 | 15 | 15 | 7 | 7.4989e-13 | 5spot_SharedNeighbor | CO2 | Porous | Wet | R600a | MinimizeLCOE_Brownfield | IgnoreSilica | 2019 | 14.1165 | 2.0717 | 0.22959 | 4 | 43188.3117 | 110241.6284 | 880.4521 | 2247.4247 | 122.5234 | 19.4358 | 62.1468 | 1427859.8298 | 0 | 756683.9112 | 0 | 0 | 0 | 1008608.2405 | 1245329.2728 | 3240091.3157 | 2211428.9002 | 9890001.4702 | 961560.8286 | 28810221.4343 | 28810221.4343 | 21508759.7178 | 11259118.2678 | 0 | 39661783.7331 | 101239883.1529 | 749.8942 | 0.91835 | 43188.3117 | 110241.6284 | 880.4521 | 2247.4247
1 | 6200 | 707 | 0.03 | 15 | 15 | 7 | 1e-12 | 5spot_SharedNeighbor | CO2 | Porous | Wet | R600a | MinimizeLCOE_Brownfield | IgnoreSilica | 2019 | 18.2964 | 2.8673 | 0.32593 | 4 | 32034.1732 | 79266.3775 | 653.06 | 1615.9523 | 125.2897 | 19.5634 | 77.7199 | 1750541.1421 | 0 | 931161.8897 | 0 | 0 | 0 | 1190168.9765 | 1510030.0832 | 3928788.5268 | 2681478.8981 | 11992169.5163 | 961560.8286 | 28810221.4343 | 28810221.4343 | 21508759.7178 | 11259118.2678 | 0 | 41763951.7793 | 103342051.1991 | 1000 | 1.3037 | 32034.1732 | 79266.3775 | 653.06 | 1615.9523
1 | 6200 | 707 | 0.03 | 15 | 15 | 7 | 1.3335e-12 | 5spot_SharedNeighbor | CO2 | Porous | Wet | R600a | MinimizeLCOE_Brownfield | IgnoreSilica | 2019 | 23.5512 | 3.8794 | 0.4524 | 4 | 24424.7299 | 58453.5716 | 497.9312 | 1191.6551 | 127.4372 | 19.6464 | 55.9959 | 2125808.2778 | 0 | 1139576.4668 | 0 | 0 | 0 | 1392566.2159 | 1816600.8746 | 4726422.8396 | 3225880.7063 | 14426855.3811 | 961560.8286 | 28810221.4343 | 28810221.4343 | 21508759.7178 | 11259118.2678 | 0 | 44198637.644 | 105776737.0638 | 1333.5214 | 1.8096 | 24424.7299 | 58453.5716 | 497.9312 | 1191.6551
1 | 6200 | 707 | 0.03 | 15 | 15 | 7 | 1.7783e-12 | 5spot_SharedNeighbor | CO2 | Porous | Wet | R600a | MinimizeLCOE_Brownfield | IgnoreSilica | 2019 | 30.1212 | 5.1558 | 0.61635 | 4 | 19066.9343 | 44043.7647 | 388.7052 | 897.8917 | 129.0809 | 19.6873 | 67.8942 | 2560325.4098 | 0 | 1387490.5342 | 0 | 0 | 0 | 1617116.4692 | 2170323.6411 | 5646736.9196 | 3854013.9765 | 17236006.9504 | 961560.8286 | 28810221.4343 | 28810221.4343 | 21508759.7178 | 11259118.2678 | 0 | 47007789.2133 | 108585888.6331 | 1778.2794 | 2.4654 | 19066.9343 | 44043.7647 | 388.7052 | 897.8917
1 | 6200 | 707 | 0.03 | 15 | 15 | 7 | 2.3714e-12 | 5spot_SharedNeighbor | CO2 | Porous | Wet | R600a | MinimizeLCOE_Brownfield | IgnoreSilica | 2019 | 38.1844 | 6.7351 | 0.82533 | 4 | 15201.9614 | 33854.6052 | 309.9125 | 690.1719 | 130.2941 | 19.6834 | 82.609 | 3054852.3016 | 0 | 1677415.8407 | 0 | 0 | 0 | 1858911.8898 | 2570560.2125 | 6688070.3786 | 4564745.4595 | 20414556.0828 | 961560.8286 | 28810221.4343 | 28810221.4343 | 21508759.7178 | 11259118.2678 | 0 | 50186338.3457 | 111764437.7655 | 2371.3737 | 3.3013 | 15201.9614 | 33854.6052 | 309.9125 | 690.1719
1 | 6200 | 707 | 0.03 | 15 | 15 | 7 | 3.1623e-12 | 5spot_SharedNeighbor | CO2 | Porous | Wet | R600a | MinimizeLCOE_Brownfield | IgnoreSilica | 2019 | 47.8554 | 8.6446 | 1.0857 | 4 | 12364.4265 | 26543.2349 | 252.0656 | 541.1197 | 131.1341 | 19.6288 | 82.9154 | 3605609.1315 | 0 | 2009450.0643 | 0 | 0 | 0 | 2110015.6134 | 3012779.1756 | 7838633.4089 | 5350028.3694 | 23926515.763 | 961560.8286 | 28810221.4343 | 28810221.4343 | 21508759.7178 | 11259118.2678 | 0 | 53698298.0259 | 115276397.4457 | 3162.2777 | 4.343 | 12364.4265 | 26543.2349 | 252.0656 | 541.1197
1 | 6200 | 707 | 0.03 | 15 | 15 | 7 | 4.217e-12 | 5spot_SharedNeighbor | CO2 | Porous | Wet | R600a | MinimizeLCOE_Brownfield | IgnoreSilica | 2019 | 59.0339 | 10.8717 | 1.3996 | 4 | 10257.3754 | 21256.2991 | 209.1105 | 433.3384 | 131.6342 | 19.5158 | 95.5651 | 4197372.0412 | 0 | 2376913.1151 | 0 | 0 | 0 | 2354501.4278 | 3482226.7678 | 9060039.747 | 6183663.2925 | 27654716.3915 | 961560.8286 | 28810221.4343 | 28810221.4343 | 21508759.7178 | 11259118.2678 | 0 | 57426498.6544 | 119004598.0742 | 4216.965 | 5.5986 | 10257.3754 | 21256.2991 | 209.1105 | 433.3384
1 | 6200 | 707 | 0.03 | 15 | 15 | 7 | 5.6234e-12 | 5spot_SharedNeighbor | CO2 | Porous | Wet | R600a | MinimizeLCOE_Brownfield | IgnoreSilica | 2019 | 71.3534 | 13.3503 | 1.7614 | 4 | 8684.3185 | 17424.4661 | 177.0416 | 355.2213 | 131.8171 | 19.3393 | 81.0193 | 4804112.2877 | 0 | 2766074.2176 | 0 | 0 | 0 | 2572017.2575 | 3955459.4675 | 10291294.1581 | 7024019.7279 | 31412977.1163 | 961560.8286 | 28810221.4343 | 28810221.4343 | 21508759.7178 | 11259118.2678 | 0 | 61184759.3792 | 122762858.799 | 5623.4133 | 7.0454 | 8684.3185 | 17424.4661 | 177.0416 | 355.2213
1 | 6200 | 707 | 0.03 | 15 | 15 | 7 | 7.4989e-12 | 5spot_SharedNeighbor | CO2 | Porous | Wet | R600a | MinimizeLCOE_Brownfield | IgnoreSilica | 2019 | 84.0982 | 15.9429 | 2.1546 | 4 | 7509.2593 | 14654.3293 | 153.0864 | 298.7483 | 131.7134 | 19.1042 | 91.484 | 5388685.4548 | 0 | 3154725.9909 | 0 | 0 | 0 | 2739163.5769 | 4400204.2588 | 11448428.8755 | 7813787.9492 | 34944996.1062 | 961560.8286 | 28810221.4343 | 28810221.4343 | 21508759.7178 | 11259118.2678 | 0 | 64716778.3691 | 126294877.7889 | 7498.9421 | 8.6183 | 7509.2593 | 14654.3293 | 153.0864 | 298.7483
1 | 6200 | 707 | 0.03 | 15 | 15 | 7 | 1e-11 | 5spot_SharedNeighbor | CO2 | Porous | Wet | R600a | MinimizeLCOE_Brownfield | IgnoreSilica | 2019 | 96.5271 | 18.4989 | 2.5566 | 4 | 6633.0671 | 12654.5575 | 135.224 | 257.9803 | 131.3797 | 18.8251 | 85.5101 | 5920582.5246 | 0 | 3522506.8498 | 0 | 0 | 0 | 2845390.2189 | 4792507.0414 | 12469120.2433 | 8510430.7809 | 38060537.6588 | 961560.8286 | 28810221.4343 | 28810221.4343 | 21508759.7178 | 11259118.2678 | 0 | 67832319.9217 | 129410419.3415 | 10000 | 10.2264 | 6633.0671 | 12654.5575 | 135.224 | 257.9803
1 | 6200 | 707 | 0.03 | 15 | 15 | 7 | 1.3335e-11 | 5spot_SharedNeighbor | CO2 | Porous | Wet | R600a | MinimizeLCOE_Brownfield | IgnoreSilica | 2019 | 107.9297 | 20.8691 | 2.9426 | 4 | 5981.5963 | 11213.1253 | 121.9429 | 228.5947 | 130.8981 | 18.5278 | 97.5723 | 6377526.4156 | 0 | 3851634.6764 | 0 | 0 | 0 | 2890539.7043 | 5116683.3105 | 13312560.398 | 9086096.0174 | 40635040.5221 | 961560.8286 | 28810221.4343 | 28810221.4343 | 21508759.7178 | 11259118.2678 | 0 | 70406822.785 | 131984922.2048 | 13335.2143 | 11.7706 | 5981.5963 | 11213.1253 | 121.9429 | 228.5947
1 | 6200 | 707 | 0.03 | 15 | 15 | 7 | 1.7783e-11 | 5spot_SharedNeighbor | CO2 | Porous | Wet | R600a | MinimizeLCOE_Brownfield | IgnoreSilica | 2019 | 117.8519 | 22.953 | 3.2931 | 4 | 5497.8231 | 10172.6065 | 112.0806 | 207.3823 | 130.3523 | 18.2372 | 89.385 | 6751778.7166 | 0 | 4132392.8958 | 0 | 0 | 0 | 2885357.0985 | 5370116.1973 | 13971940.783 | 9536136.6791 | 42647722.3702 | 961560.8286 | 28810221.4343 | 28810221.4343 | 21508759.7178 | 11259118.2678 | 0 | 72419504.6331 | 133997604.0529 | 17782.7941 | 13.1724 | 5497.8231 | 10172.6065 | 112.0806 | 207.3823
1 | 6200 | 707 | 0.03 | 15 | 15 | 7 | 2.3714e-11 | 5spot_SharedNeighbor | CO2 | Porous | Wet | R600a | MinimizeLCOE_Brownfield | IgnoreSilica | 2019 | 126.1586 | 24.7135 | 3.5971 | 4 | 5138.7 | 9418.4338 | 104.7593 | 192.0075 | 129.8084 | 17.9711 | 102.093 | 7048636.6857 | 0 | 4363810.8499 | 0 | 0 | 0 | 2847082.7766 | 5561216.8218 | 14469145.4078 | 9875489.052 | 44165381.5937 | 961560.8286 | 28810221.4343 | 28810221.4343 | 21508759.7178 | 11259118.2678 | 0 | 73937163.8566 | 135515263.2764 | 23713.7371 | 14.3883 | 5138.7 | 9418.4338 | 104.7593 | 192.0075
1 | 6200 | 707 | 0.03 | 15 | 15 | 7 | 3.1623e-11 | 5spot_SharedNeighbor | CO2 | Porous | Wet | R600a | MinimizeLCOE_Brownfield | IgnoreSilica | 2019 | 132.8944 | 26.1524 | 3.8511 | 4 | 4871.9345 | 8869.3417 | 99.321 | 180.8135 | 129.3102 | 17.7402 | 106.6171 | 7278377.6763 | 0 | 4549226.317 | 0 | 0 | 0 | 2791148.3447 | 5701313.4118 | 14833647.9974 | 10124269.5592 | 45277983.3064 | 961560.8286 | 28810221.4343 | 28810221.4343 | 21508759.7178 | 11259118.2678 | 0 | 75049765.5693 | 136627864.9891 | 31622.7766 | 15.4045 | 4871.9345 | 8869.3417 | 99.321 | 180.8135
1 | 6200 | 707 | 0.03 | 15 | 15 | 7 | 4.217e-11 | 5spot_SharedNeighbor | CO2 | Porous | Wet | R600a | MinimizeLCOE_Brownfield | IgnoreSilica | 2019 | 138.2197 | 27.2981 | 4.0574 | 4 | 4673.5303 | 8467.7466 | 95.2762 | 172.6265 | 128.8803 | 17.5479 | 97.8469 | 7453037.7299 | 0 | 4694489.6522 | 0 | 0 | 0 | 2729236.9665 | 5801938.096 | 15095452.7846 | 10302956.706 | 46077111.9353 | 961560.8286 | 28810221.4343 | 28810221.4343 | 21508759.7178 | 11259118.2678 | 0 | 75848894.1982 | 137426993.618 | 42169.6503 | 16.2295 | 4673.5303 | 8467.7466 | 95.2762 | 172.6265
1 | 6200 | 707 | 0.03 | 15 | 15 | 7 | 5.6234e-11 | 5spot_SharedNeighbor | CO2 | Porous | Wet | R600a | MinimizeLCOE_Brownfield | IgnoreSilica | 2019 | 142.3802 | 28.198 | 4.2216 | 4 | 4525.7576 | 8172.3995 | 92.2637 | 166.6054 | 128.5222 | 17.3918 | 110.0564 | 7585178.7163 | 0 | 4807197.6473 | 0 | 0 | 0 | 2669768.4684 | 5874236.4844 | 15283558.3609 | 10431342.6271 | 46651282.3043 | 961560.8286 | 28810221.4343 | 28810221.4343 | 21508759.7178 | 11259118.2678 | 0 | 76423064.5673 | 138001163.9871 | 56234.1325 | 16.8862 | 4525.7576 | 8172.3995 | 92.2637 | 166.6054
1 | 6200 | 707 | 0.03 | 15 | 15 | 7 | 7.4989e-11 | 5spot_SharedNeighbor | CO2 | Porous | Wet | R600a | MinimizeLCOE_Brownfield | IgnoreSilica | 2019 | 145.5861 | 28.8946 | 4.3502 | 4 | 4415.5437 | 7954.3856 | 90.0168 | 162.1609 | 128.2328 | 17.268 | 102.8492 | 7684404.8616 | 0 | 4893598.4484 | 0 | 0 | 0 | 2616582.5401 | 5925888.4816 | 15417946.2621 | 10523065.131 | 47061485.7249 | 961560.8286 | 28810221.4343 | 28810221.4343 | 21508759.7178 | 11259118.2678 | 0 | 76833267.9878 | 138411367.4076 | 74989.4209 | 17.4006 | 4415.5437 | 7954.3856 | 90.0168 | 162.1609
1 | 6200 | 707 | 0.03 | 15 | 15 | 7 | 1e-10 | 5spot_SharedNeighbor | CO2 | Porous | Wet | R600a | MinimizeLCOE_Brownfield | IgnoreSilica | 2019 | 148.0493 | 29.4314 | 4.4499 | 4 | 4333.2435 | 7792.7557 | 88.339 | 158.8659 | 128.0026 | 17.1707 | 104.5876 | 7759097.535 | 0 | 4959723.9293 | 0 | 0 | 0 | 2571636.1814 | 5963278.4818 | 15515227.3731 | 10589461.4882 | 47358424.9887 | 961560.8286 | 28810221.4343 | 28810221.4343 | 21508759.7178 | 11259118.2678 | 0 | 77130207.2516 | 138708306.6714 | 100000 | 17.7996 | 4333.2435 | 7792.7557 | 88.339 | 158.8659
1 | 6200 | 707 | 0.03 | 15 | 15 | 7 | 1.3335e-10 | 5spot_SharedNeighbor | CO2 | Porous | Wet | R600a | MinimizeLCOE_Brownfield | IgnoreSilica | 2019 | 149.9176 | 29.8399 | 4.5264 | 4 | 4271.7266 | 7672.7459 | 87.0849 | 156.4193 | 127.8233 | 17.0957 | 99.2346 | 7814848.4637 | 0 | 5009732.1788 | 0 | 0 | 0 | 2534558.2836 | 5990064.1812 | 15584918.2684 | 10637026.9562 | 47571148.3319 | 961560.8286 | 28810221.4343 | 28810221.4343 | 21508759.7178 | 11259118.2678 | 0 | 77342930.5948 | 138921030.0147 | 133352.1432 | 18.1058 | 4271.7266 | 7672.7459 | 87.0849 | 156.4193
1 | 6200 | 707 | 0.03 | 15 | 15 | 7 | 1.7783e-10 | 5spot_SharedNeighbor | CO2 | Porous | Wet | R600a | MinimizeLCOE_Brownfield | IgnoreSilica | 2019 | 151.3324 | 30.1498 | 4.5848 | 4 | 4225.7086 | 7583.4034 | 86.1468 | 154.5979 | 127.6848 | 17.0382 | 112.8476 | 7856546.0997 | 0 | 5047518.2881 | 0 | 0 | 0 | 2504801.9111 | 6009457.8566 | 15635376.6335 | 10671465.8272 | 47725166.6161 | 961560.8286 | 28810221.4343 | 28810221.4343 | 21508759.7178 | 11259118.2678 | 0 | 77496948.879 | 139075048.2988 | 177827.941 | 18.3394 | 4225.7086 | 7583.4034 | 86.1468 | 154.5979
1 | 6200 | 707 | 0.03 | 15 | 15 | 7 | 2.3714e-10 | 5spot_SharedNeighbor | CO2 | Porous | Wet | R600a | MinimizeLCOE_Brownfield | IgnoreSilica | 2019 | 152.3996 | 30.3841 | 4.6292 | 4 | 4191.2639 | 7516.7885 | 85.4446 | 153.2399 | 127.5788 | 16.9945 | 112.3475 | 7887702.2 | 0 | 5075974.9761 | 0 | 0 | 0 | 2481311.3196 | 6023545.5133 | 15672029.8266 | 10696482.3847 | 47837046.2203 | 961560.8286 | 28810221.4343 | 28810221.4343 | 21508759.7178 | 11259118.2678 | 0 | 77608828.4832 | 139186927.903 | 237137.3706 | 18.5168 | 4191.2639 | 7516.7885 | 85.4446 | 153.2399
1 | 6200 | 707 | 0.03 | 15 | 15 | 7 | 3.1623e-10 | 5spot_SharedNeighbor | CO2 | Porous | Wet | R600a | MinimizeLCOE_Brownfield | IgnoreSilica | 2019 | 153.2085 | 30.5617 | 4.6628 | 4 | 4165.47 | 7466.9974 | 84.9187 | 152.2248 | 127.4976 | 16.961 | 120.4761 | 7911144.6367 | 0 | 5097515.5393 | 0 | 0 | 0 | 2463128.8448 | 6033997.7181 | 15699224.3195 | 10715043.1848 | 47920054.2433 | 961560.8286 | 28810221.4343 | 28810221.4343 | 21508759.7178 | 11259118.2678 | 0 | 77691836.5062 | 139269935.926 | 316227.766 | 18.6514 | 4165.47 | 7466.9974 | 84.9187 | 152.2248
1 | 6200 | 707 | 0.03 | 15 | 15 | 7 | 4.217e-10 | 5spot_SharedNeighbor | CO2 | Porous | Wet | R600a | MinimizeLCOE_Brownfield | IgnoreSilica | 2019 | 153.8151 | 30.6952 | 4.6882 | 4 | 4146.1475 | 7429.8006 | 84.5248 | 151.4665 | 127.4362 | 16.9359 | 107.8122 | 7928628.2039 | 0 | 5113655.2121 | 0 | 0 | 0 | 2449057.2775 | 6041622.8705 | 15719063.4017 | 10728583.7661 | 47980610.7319 | 961560.8286 | 28810221.4343 | 28810221.4343 | 21508759.7178 | 11259118.2678 | 0 | 77752392.9948 | 139330492.4146 | 421696.5034 | 18.7529 | 4146.1475 | 7429.8006 | 84.5248 | 151.4665
1 | 6200 | 707 | 0.03 | 15 | 15 | 7 | 5.6234e-10 | 5spot_SharedNeighbor | CO2 | Porous | Wet | R600a | MinimizeLCOE_Brownfield | IgnoreSilica | 2019 | 154.2755 | 30.7964 | 4.7074 | 4 | 4131.6691 | 7401.9298 | 84.2297 | 150.8984 | 127.3893 | 16.9167 | 110.3982 | 7941844.3405 | 0 | 5125897.8032 | 0 | 0 | 0 | 2438380.8814 | 6047387.9798 | 15734063.0336 | 10738821.3231 | 48026395.3618 | 961560.8286 | 28810221.4343 | 28810221.4343 | 21508759.7178 | 11259118.2678 | 0 | 77798177.6247 | 139376277.0445 | 562341.3252 | 18.8297 | 4131.6691 | 7401.9298 | 84.2297 | 150.8984
1 | 6200 | 707 | 0.03 | 15 | 15 | 7 | 7.4989e-10 | 5spot_SharedNeighbor | CO2 | Porous | Wet | R600a | MinimizeLCOE_Brownfield | IgnoreSilica | 2019 | 154.6117 | 30.8706 | 4.7217 | 4 | 4120.8181 | 7381.1665 | 84.0085 | 150.4751 | 127.3548 | 16.9026 | 111.4797 | 7951461.7493 | 0 | 5134831.5338 | 0 | 0 | 0 | 2430028.0548 | 6051365.3218 | 15744411.2616 | 10745884.2013 | 48057982.1227 | 961560.8286 | 28810221.4343 | 28810221.4343 | 21508759.7178 | 11259118.2678 | 0 | 77829764.3856 | 139407863.8054 | 749894.2093 | 18.887 | 4120.8181 | 7381.1665 | 84.0085 | 150.4751
1 | 6200 | 707 | 0.03 | 15 | 15 | 7 | 1e-09 | 5spot_SharedNeighbor | CO2 | Porous | Wet | R600a | MinimizeLCOE_Brownfield | IgnoreSilica | 2019 | 154.8675 | 30.927 | 4.7326 | 4 | 4112.6846 | 7365.5838 | 83.8426 | 150.1574 | 127.3286 | 16.8919 | 117.287 | 7958762.4726 | 0 | 5141626.2077 | 0 | 0 | 0 | 2423767.0099 | 6054420.7192 | 15752360.7788 | 10751309.9102 | 48082247.0983 | 961560.8286 | 28810221.4343 | 28810221.4343 | 21508759.7178 | 11259118.2678 | 0 | 77854029.3612 | 139432128.781 | 1000000 | 18.9302 | 4112.6846 | 7365.5838 | 83.8426 | 150.1574
1 | 6200 | 707 | 0.03 | 15 | 15 | 7 | 1.3335e-09 | 5spot_SharedNeighbor | CO2 | Porous | Wet | R600a | MinimizeLCOE_Brownfield | IgnoreSilica | 2019 | 155.0675 | 30.9709 | 4.7408 | 4 | 4106.5874 | 7353.83 | 83.7183 | 149.9178 | 127.308 | 16.8835 | 103.5744 | 7964462.9106 | 0 | 5146938.5473 | 0 | 0 | 0 | 2419209.88 | 6056938.4218 | 15758911.3245 | 10755780.7922 | 48102241.8763 | 961560.8286 | 28810221.4343 | 28810221.4343 | 21508759.7178 | 11259118.2678 | 0 | 77874024.1392 | 139452123.5591 | 1333521.4322 | 18.9632 | 4106.5874 | 7353.83 | 83.7183 | 149.9178
1 | 6200 | 707 | 0.03 | 15 | 15 | 7 | 1.7783e-09 | 5spot_SharedNeighbor | CO2 | Porous | Wet | R600a | MinimizeLCOE_Brownfield | IgnoreSilica | 2019 | 155.1964 | 30.9998 | 4.7467 | 4 | 4102.0163 | 7345.2347 | 83.6251 | 149.7425 | 127.2947 | 16.8781 | 119.8825 | 7968128.5628 | 0 | 5150361.0946 | 0 | 0 | 0 | 2415297.0473 | 6058176.8148 | 15762133.3693 | 10757979.904 | 48112076.7929 | 961560.8286 | 28810221.4343 | 28810221.4343 | 21508759.7178 | 11259118.2678 | 0 | 77883859.0558 | 139461958.4756 | 1778279.41 | 18.9867 | 4102.0163 | 7345.2347 | 83.6251 | 149.7425
1 | 6200 | 707 | 0.03 | 15 | 15 | 7 | 2.3714e-09 | 5spot_SharedNeighbor | CO2 | Porous | Wet | R600a | MinimizeLCOE_Brownfield | IgnoreSilica | 2019 | 155.3233 | 31.0273 | 4.7515 | 4 | 4098.589 | 7338.4921 | 83.5553 | 149.6051 | 127.2816 | 16.8728 | 108.5069 | 7971737.6233 | 0 | 5153729.2252 | 0 | 0 | 0 | 2413020.1034 | 6060009.9112 | 15766902.7101 | 10761235.0771 | 48126634.6504 | 961560.8286 | 28810221.4343 | 28810221.4343 | 21508759.7178 | 11259118.2678 | 0 | 77898416.9133 | 139476516.3331 | 2371373.7057 | 19.0062 | 4098.589 | 7338.4921 | 83.5553 | 149.6051
1 | 6200 | 707 | 0.03 | 15 | 15 | 7 | 3.1623e-09 | 5spot_SharedNeighbor | CO2 | Porous | Wet | R600a | MinimizeLCOE_Brownfield | IgnoreSilica | 2019 | 155.4035 | 31.045 | 4.755 | 4 | 4096.0193 | 7333.5872 | 83.5029 | 149.5051 | 127.2733 | 16.8694 | 94.055 | 7974015.8286 | 0 | 5155858.5172 | 0 | 0 | 0 | 2410972.6596 | 6060930.3321 | 15769297.4563 | 10762869.5406 | 48133944.3344 | 961560.8286 | 28810221.4343 | 28810221.4343 | 21508759.7178 | 11259118.2678 | 0 | 77905726.5973 | 139483826.0171 | 3162277.6602 | 19.0199 | 4096.0193 | 7333.5872 | 83.5029 | 149.5051
1 | 6200 | 707 | 0.03 | 15 | 15 | 7 | 4.217e-09 | 5spot_SharedNeighbor | CO2 | Porous | Wet | R600a | MinimizeLCOE_Brownfield | IgnoreSilica | 2019 | 155.4593 | 31.0575 | 4.7575 | 4 | 4094.0925 | 7329.9543 | 83.4636 | 149.431 | 127.2675 | 16.867 | 113.1156 | 7975597.3786 | 0 | 5157337.967 | 0 | 0 | 0 | 2409334.867 | 6061485.3829 | 15770741.5847 | 10763855.1879 | 48138352.368 | 961560.8286 | 28810221.4343 | 28810221.4343 | 21508759.7178 | 11259118.2678 | 0 | 77910134.6309 | 139488234.0508 | 4216965.0343 | 19.0299 | 4094.0925 | 7329.9543 | 83.4636 | 149.431
1 | 6200 | 707 | 0.03 | 15 | 15 | 7 | 5.6234e-09 | 5spot_SharedNeighbor | CO2 | Porous | Wet | R600a | MinimizeLCOE_Brownfield | IgnoreSilica | 2019 | 155.5083 | 31.0682 | 4.7595 | 4 | 4092.6477 | 7327.1585 | 83.4342 | 149.374 | 127.2624 | 16.865 | 106.9019 | 7976990.5416 | 0 | 5158640.5909 | 0 | 0 | 0 | 2408265.5763 | 6062119.7164 | 15772391.9904 | 10764981.6237 | 48143390.0394 | 961560.8286 | 28810221.4343 | 28810221.4343 | 21508759.7178 | 11259118.2678 | 0 | 77915172.3023 | 139493271.7221 | 5623413.2519 | 19.0378 | 4092.6477 | 7327.1585 | 83.4342 | 149.374
1 | 6200 | 707 | 0.03 | 15 | 15 | 7 | 7.4989e-09 | 5spot_SharedNeighbor | CO2 | Porous | Wet | R600a | MinimizeLCOE_Brownfield | IgnoreSilica | 2019 | 155.5324 | 31.0738 | 4.7608 | 4 | 4091.5643 | 7325.1887 | 83.4121 | 149.3339 | 127.2599 | 16.8639 | 109.0353 | 7977672.0841 | 0 | 5159279.5839 | 0 | 0 | 0 | 2407180.3063 | 6062211.47 | 15772630.7143 | 10765144.5576 | 48144118.7161 | 961560.8286 | 28810221.4343 | 28810221.4343 | 21508759.7178 | 11259118.2678 | 0 | 77915900.9791 | 139494000.3989 | 7498942.0933 | 19.0431 | 4091.5643 | 7325.1887 | 83.4121 | 149.3339
1 | 6200 | 707 | 0.03 | 15 | 15 | 7 | 1e-08 | 5spot_SharedNeighbor | CO2 | Porous | Wet | R600a | MinimizeLCOE_Brownfield | IgnoreSilica | 2019 | 155.5667 | 31.0811 | 4.762 | 4 | 4090.7519 | 7323.5509 | 83.3955 | 149.3005 | 127.2564 | 16.8625 | 101.7849 | 7978645.0427 | 0 | 5160188.8859 | 0 | 0 | 0 | 2406724.6437 | 6062767.8432 | 15774078.2833 | 10766132.5533 | 48148537.2521 | 961560.8286 | 28810221.4343 | 28810221.4343 | 21508759.7178 | 11259118.2678 | 0 | 77920319.515 | 139498418.9348 | 10000000 | 19.0479 | 4090.7519 | 7323.5509 | 83.3955 | 149.3005
1 | 6300 | 707 | 0.03 | 15 | 15 | 7 | 1e-13 | 5spot_SharedNeighbor | CO2 | Porous | Wet | R600a | MinimizeLCOE_Brownfield | IgnoreSilica | 2019 | 1.6 | -0.025037 | 2.1887e-05 | 4 | 364118732.4564 | 1082488921.6984 | 7423052.8682 | 22068000.8435 | 71.3103 | 16.0749 | 26.7336 | 194067.1114 | 0 | 69334.2147 | 0 | 0 | 0 | 211041.3642 | 185032.6492 | 481416.9978 | 328576.9931 | 1469469.3303 | 961560.8286 | 29447104.4808 | 29447104.4808 | 21958398.9644 | 11486898.3253 | 0 | 31878134.6397 | 94770536.4101 | 100 | 8.7549e-05 | 364118732.4564 | 1082488921.6984 | 7423052.8682 | 22068000.8435
1 | 6300 | 707 | 0.03 | 15 | 15 | 7 | 1.3335e-13 | 5spot_SharedNeighbor | CO2 | Porous | Wet | R600a | MinimizeLCOE_Brownfield | IgnoreSilica | 2019 | 1.6 | -0.0054797 | 0.0048402 | 4 | 1642737.7231 | 4891171.8501 | 33489.4305 | 99713.154 | 71.3103 | 16.0749 | 28.1953 | 194067.1217 | 0 | 69334.21 | 0 | 0 | 0 | 187356.4102 | 175795.5193 | 457383.8807 | 312173.8969 | 1396111.0387 | 961560.8286 | 29447104.4808 | 29447104.4808 | 21958398.9644 | 11486898.3253 | 0 | 31804776.3481 | 94697178.1185 | 133.3521 | 0.019361 | 1642737.7231 | 4891171.8501 | 33489.4305 | 99713.154
1 | 6300 | 707 | 0.03 | 15 | 15 | 7 | 1.7783e-13 | 5spot_SharedNeighbor | CO2 | Porous | Wet | R600a | MinimizeLCOE_Brownfield | IgnoreSilica | 2019 | 3.3855 | 0.17678 | 0.019532 | 4 | 428248.8543 | 1233247.1724 | 8730.4321 | 25141.4117 | 94.8804 | 18.0299 | 58.8175 | 416600.3501 | 0 | 189958.5303 | 0 | 0 | 0 | 377955.7717 | 383960.7143 | 998987.0175 | 681829.1666 | 3049291.5505 | 961560.8286 | 29447104.4808 | 29447104.4808 | 21958398.9644 | 11486898.3253 | 0 | 33457956.8599 | 96350358.6304 | 177.8279 | 0.078127 | 428248.8543 | 1233247.1724 | 8730.4321 | 25141.4117
1 | 6300 | 707 | 0.03 | 15 | 15 | 7 | 2.3714e-13 | 5spot_SharedNeighbor | CO2 | Porous | Wet | R600a | MinimizeLCOE_Brownfield | IgnoreSilica | 2019 | 4.6696 | 0.37052 | 0.039401 | 4 | 218828.1554 | 617881.6347 | 4461.1079 | 12596.3529 | 103.6889 | 18.6387 | 61.1139 | 564787.9652 | 0 | 272308.2042 | 0 | 0 | 0 | 480043.2467 | 513684.3723 | 1336501.3655 | 912189.6443 | 4079514.798 | 961560.8286 | 29447104.4808 | 29447104.4808 | 21958398.9644 | 11486898.3253 | 0 | 34488180.1074 | 97380581.8779 | 237.1374 | 0.1576 | 218828.1554 | 617881.6347 | 4461.1079 | 12596.3529
1 | 6300 | 707 | 0.03 | 15 | 15 | 7 | 3.1623e-13 | 5spot_SharedNeighbor | CO2 | Porous | Wet | R600a | MinimizeLCOE_Brownfield | IgnoreSilica | 2019 | 6.289 | 0.64181 | 0.068487 | 4 | 130256.7728 | 359836.0875 | 2655.4605 | 7335.7454 | 110.7524 | 19.0836 | 76.0907 | 738625.2185 | 0 | 370893.9165 | 0 | 0 | 0 | 593503.9877 | 664179.0178 | 1728057.5625 | 1179434.7945 | 5274694.4975 | 961560.8286 | 29447104.4808 | 29447104.4808 | 21958398.9644 | 11486898.3253 | 0 | 35683359.8069 | 98575761.5773 | 316.2278 | 0.27395 | 130256.7728 | 359836.0875 | 2655.4605 | 7335.7454
1 | 6300 | 707 | 0.03 | 15 | 15 | 7 | 4.217e-13 | 5spot_SharedNeighbor | CO2 | Porous | Wet | R600a | MinimizeLCOE_Brownfield | IgnoreSilica | 2019 | 8.3649 | 1.0115 | 0.10939 | 4 | 84772.2136 | 228502.7853 | 1728.1962 | 4658.3384 | 116.4685 | 19.4167 | 70.3498 | 944812.7771 | 0 | 490457.8149 | 0 | 0 | 0 | 723170.4485 | 841792.0058 | 2190170.1237 | 1494836.113 | 6685239.2829 | 961560.8286 | 29447104.4808 | 29447104.4808 | 21958398.9644 | 11486898.3253 | 0 | 37093904.5923 | 99986306.3627 | 421.6965 | 0.43757 | 84772.2136 | 228502.7853 | 1728.1962 | 4658.3384
1 | 6300 | 707 | 0.03 | 15 | 15 | 7 | 5.6234e-13 | 5spot_SharedNeighbor | CO2 | Porous | Wet | R600a | MinimizeLCOE_Brownfield | IgnoreSilica | 2019 | 11.0808 | 1.5121 | 0.16607 | 4 | 58336.9191 | 153011.6283 | 1189.277 | 3119.349 | 121.1262 | 19.6695 | 66.287 | 1193616.377 | 0 | 623432.5671 | 0 | 0 | 0 | 877126.7432 | 1050728.5181 | 2733780.0699 | 1865861.0713 | 8344545.3465 | 961560.8286 | 29447104.4808 | 29447104.4808 | 21958398.9644 | 11486898.3253 | 0 | 38753210.6559 | 101645612.4264 | 562.3413 | 0.6643 | 58336.9191 | 153011.6283 | 1189.277 | 3119.349
1 | 6300 | 707 | 0.03 | 15 | 15 | 7 | 7.4989e-13 | 5spot_SharedNeighbor | CO2 | Porous | Wet | R600a | MinimizeLCOE_Brownfield | IgnoreSilica | 2019 | 14.4675 | 2.1549 | 0.24254 | 4 | 41866.6024 | 106693.0508 | 853.5073 | 2175.0822 | 124.7236 | 19.8506 | 49.9418 | 1479781.3149 | 0 | 771698.1497 | 0 | 0 | 0 | 1044627.6213 | 1285481.7635 | 3344559.86 | 2282730.8283 | 10208879.5377 | 961560.8286 | 29447104.4808 | 29447104.4808 | 21958398.9644 | 11486898.3253 | 0 | 40617544.8471 | 103509946.6176 | 749.8942 | 0.97017 | 41866.6024 | 106693.0508 | 853.5073 | 2175.0822
1 | 6300 | 707 | 0.03 | 15 | 15 | 7 | 1e-12 | 5spot_SharedNeighbor | CO2 | Porous | Wet | R600a | MinimizeLCOE_Brownfield | IgnoreSilica | 2019 | 18.7445 | 2.9806 | 0.34411 | 4 | 31082.0075 | 76773.7165 | 633.6488 | 1565.1361 | 127.5414 | 19.9787 | 67.086 | 1813693.706 | 0 | 949360.1088 | 0 | 0 | 0 | 1232162.19 | 1558134.2419 | 4053945.6801 | 2766901.2269 | 12374197.1537 | 961560.8286 | 29447104.4808 | 29447104.4808 | 21958398.9644 | 11486898.3253 | 0 | 42782862.4631 | 105675264.2335 | 1000 | 1.3765 | 31082.0075 | 76773.7165 | 633.6488 | 1565.1361
1 | 6300 | 707 | 0.03 | 15 | 15 | 7 | 1.3335e-12 | 5spot_SharedNeighbor | CO2 | Porous | Wet | R600a | MinimizeLCOE_Brownfield | IgnoreSilica | 2019 | 24.1307 | 4.0327 | 0.47738 | 4 | 23721.0788 | 56657.3063 | 483.5863 | 1155.0358 | 129.7323 | 20.0614 | 75.5608 | 2202635.6856 | 0 | 1161951.5858 | 0 | 0 | 0 | 1442000.4452 | 1874569.2095 | 4877244.556 | 3328819.6268 | 14887221.1089 | 961560.8286 | 29447104.4808 | 29447104.4808 | 21958398.9644 | 11486898.3253 | 0 | 45295886.4182 | 108188288.1887 | 1333.5214 | 1.9095 | 23721.0788 | 56657.3063 | 483.5863 | 1155.0358
1 | 6300 | 707 | 0.03 | 15 | 15 | 7 | 1.7783e-12 | 5spot_SharedNeighbor | CO2 | Porous | Wet | R600a | MinimizeLCOE_Brownfield | IgnoreSilica | 2019 | 30.8445 | 5.356 | 0.64993 | 4 | 18534.3022 | 42726.1919 | 377.8468 | 871.0312 | 131.4038 | 20.1004 | 65.0825 | 2651630.397 | 0 | 1414080.8727 | 0 | 0 | 0 | 1673415.6765 | 2238259.509 | 5823492.1124 | 3974653.0275 | 17775531.5951 | 961560.8286 | 29447104.4808 | 29447104.4808 | 21958398.9644 | 11486898.3253 | 0 | 48184196.9045 | 111076598.675 | 1778.2794 | 2.5997 | 18534.3022 | 42726.1919 | 377.8468 | 871.0312
1 | 6300 | 707 | 0.03 | 15 | 15 | 7 | 2.3714e-12 | 5spot_SharedNeighbor | CO2 | Porous | Wet | R600a | MinimizeLCOE_Brownfield | IgnoreSilica | 2019 | 39.054 | 6.9879 | 0.86944 | 4 | 14790.5201 | 32874.7042 | 301.5248 | 670.1953 | 132.6336 | 20.0931 | 70.2677 | 3160853.7017 | 0 | 1707908.0197 | 0 | 0 | 0 | 1920857.5225 | 2647951.5051 | 6889426.6468 | 4702175.25 | 21029172.6458 | 961560.8286 | 29447104.4808 | 29447104.4808 | 21958398.9644 | 11486898.3253 | 0 | 51437837.9552 | 114330239.7256 | 2371.3737 | 3.4778 | 14790.5201 | 32874.7042 | 301.5248 | 670.1953
1 | 6300 | 707 | 0.03 | 15 | 15 | 7 | 3.1623e-12 | 5spot_SharedNeighbor | CO2 | Porous | Wet | R600a | MinimizeLCOE_Brownfield | IgnoreSilica | 2019 | 48.9102 | 8.9627 | 1.1427 | 4 | 12040.983 | 25800.2211 | 245.4717 | 525.9724 | 133.4855 | 20.033 | 64.4208 | 3728606.076 | 0 | 2044806.509 | 0 | 0 | 0 | 2178705.5765 | 3101326.083 | 8069014.2985 | 5507268.0604 | 24629726.6034 | 961560.8286 | 29447104.4808 | 29447104.4808 | 21958398.9644 | 11486898.3253 | 0 | 55038391.9128 | 117930793.6832 | 3162.2777 | 4.5709 | 12040.983 | 25800.2211 | 245.4717 | 525.9724
1 | 6300 | 707 | 0.03 | 15 | 15 | 7 | 4.217e-12 | 5spot_SharedNeighbor | CO2 | Porous | Wet | R600a | MinimizeLCOE_Brownfield | IgnoreSilica | 2019 | 60.2667 | 11.259 | 1.4713 | 4 | 9999.1209 | 20685.7987 | 203.8456 | 421.708 | 133.9884 | 19.9121 | 76.6187 | 4336695.612 | 0 | 2416540.9642 | 0 | 0 | 0 | 2428246.2335 | 3580778.2958 | 9316450.6069 | 6358668.9732 | 28437380.6855 | 961560.8286 | 29447104.4808 | 29447104.4808 | 21958398.9644 | 11486898.3253 | 0 | 58846045.9949 | 121738447.7653 | 4216.965 | 5.8851 | 9999.1209 | 20685.7987 | 203.8456 | 421.708
1 | 6300 | 707 | 0.03 | 15 | 15 | 7 | 5.6234e-12 | 5spot_SharedNeighbor | CO2 | Porous | Wet | R600a | MinimizeLCOE_Brownfield | IgnoreSilica | 2019 | 72.7345 | 13.8056 | 1.8486 | 4 | 8475.0473 | 16980.5953 | 172.7753 | 346.1724 | 134.1663 | 19.7257 | 83.5725 | 4957787.0849 | 0 | 2808825.737 | 0 | 0 | 0 | 2648487.1177 | 4061888.9765 | 10568201.9088 | 7213014.9576 | 32258205.7826 | 961560.8286 | 29447104.4808 | 29447104.4808 | 21958398.9644 | 11486898.3253 | 0 | 62666871.092 | 125559272.8625 | 5623.4133 | 7.3943 | 8475.0473 | 16980.5953 | 172.7753 | 346.1724
1 | 6300 | 707 | 0.03 | 15 | 15 | 7 | 7.4989e-12 | 5spot_SharedNeighbor | CO2 | Porous | Wet | R600a | MinimizeLCOE_Brownfield | IgnoreSilica | 2019 | 85.5844 | 16.4596 | 2.2571 | 4 | 7337.0155 | 14303.0681 | 149.575 | 291.5874 | 134.0524 | 19.4795 | 108.2772 | 5553932.9137 | 0 | 3199247.5839 | 0 | 0 | 0 | 2816083.0532 | 4512012.7848 | 11739331.725 | 8012335.1214 | 35832943.1819 | 961560.8286 | 29447104.4808 | 29447104.4808 | 21958398.9644 | 11486898.3253 | 0 | 66241608.4913 | 129134010.2618 | 7498.9421 | 9.0284 | 7337.0155 | 14303.0681 | 149.575 | 291.5874
1 | 6300 | 707 | 0.03 | 15 | 15 | 7 | 1e-11 | 5spot_SharedNeighbor | CO2 | Porous | Wet | R600a | MinimizeLCOE_Brownfield | IgnoreSilica | 2019 | 98.0546 | 19.0641 | 2.6729 | 4 | 6488.7798 | 12371.1594 | 132.2826 | 252.2028 | 133.7069 | 19.1896 | 79.4707 | 6093751.6851 | 0 | 3567030.259 | 0 | 0 | 0 | 2920416.0402 | 4906667.2139 | 12766141.5946 | 8713153.9563 | 38967160.7491 | 961560.8286 | 29447104.4808 | 29447104.4808 | 21958398.9644 | 11486898.3253 | 0 | 69375826.0585 | 132268227.8289 | 10000 | 10.6917 | 6488.7798 | 12371.1594 | 132.2826 | 252.2028
1 | 6300 | 707 | 0.03 | 15 | 15 | 7 | 1.3335e-11 | 5spot_SharedNeighbor | CO2 | Porous | Wet | R600a | MinimizeLCOE_Brownfield | IgnoreSilica | 2019 | 109.465 | 21.4728 | 3.0708 | 4 | 5858.3201 | 10978.5843 | 119.4298 | 223.8133 | 133.2144 | 18.8825 | 104.3802 | 6556356.0421 | 0 | 3895402.9529 | 0 | 0 | 0 | 2963127.8518 | 5231805.8703 | 13612085.6835 | 9290528.1794 | 41549306.5799 | 961560.8286 | 29447104.4808 | 29447104.4808 | 21958398.9644 | 11486898.3253 | 0 | 71957971.8893 | 134850373.6597 | 13335.2143 | 12.283 | 5858.3201 | 10978.5843 | 119.4298 | 223.8133
1 | 6300 | 707 | 0.03 | 15 | 15 | 7 | 1.7783e-11 | 5spot_SharedNeighbor | CO2 | Porous | Wet | R600a | MinimizeLCOE_Brownfield | IgnoreSilica | 2019 | 119.3575 | 23.5831 | 3.4306 | 4 | 5390.2641 | 9973.475 | 109.8878 | 203.3228 | 132.6607 | 18.5839 | 105.2879 | 6933944.6858 | 0 | 4174573.9517 | 0 | 0 | 0 | 2955037.4381 | 5484786.8695 | 14270290.35 | 9739766.389 | 43558399.6842 | 961560.8286 | 29447104.4808 | 29447104.4808 | 21958398.9644 | 11486898.3253 | 0 | 73967064.9935 | 136859466.764 | 17782.7941 | 13.7223 | 5390.2641 | 9973.475 | 109.8878 | 203.3228
1 | 6300 | 707 | 0.03 | 15 | 15 | 7 | 2.3714e-11 | 5spot_SharedNeighbor | CO2 | Porous | Wet | R600a | MinimizeLCOE_Brownfield | IgnoreSilica | 2019 | 127.613 | 25.3605 | 3.7417 | 4 | 5042.8599 | 9244.9861 | 102.8055 | 188.4715 | 132.112 | 18.3119 | 99.7831 | 7232591.8393 | 0 | 4404008.7904 | 0 | 0 | 0 | 2913978.1755 | 5674725.734 | 14764472.3136 | 10077055.7336 | 45066832.5863 | 961560.8286 | 29447104.4808 | 29447104.4808 | 21958398.9644 | 11486898.3253 | 0 | 75475497.8957 | 138367899.6662 | 23713.7371 | 14.9668 | 5042.8599 | 9244.9861 | 102.8055 | 188.4715
1 | 6300 | 707 | 0.03 | 15 | 15 | 7 | 3.1623e-11 | 5spot_SharedNeighbor | CO2 | Porous | Wet | R600a | MinimizeLCOE_Brownfield | IgnoreSilica | 2019 | 134.2903 | 26.8098 | 4.0011 | 4 | 4784.819 | 8714.5508 | 97.545 | 177.6579 | 131.6116 | 18.0766 | 109.1435 | 7463230.0918 | 0 | 4587416.1737 | 0 | 0 | 0 | 2855710.2062 | 5813479.0239 | 15125479.9118 | 10323450.8373 | 46168766.2447 | 961560.8286 | 29447104.4808 | 29447104.4808 | 21958398.9644 | 11486898.3253 | 0 | 76577431.5541 | 139469833.3245 | 31622.7766 | 16.0042 | 4784.819 | 8714.5508 | 97.545 | 177.6579
1 | 6300 | 707 | 0.03 | 15 | 15 | 7 | 4.217e-11 | 5spot_SharedNeighbor | CO2 | Porous | Wet | R600a | MinimizeLCOE_Brownfield | IgnoreSilica | 2019 | 139.5692 | 27.9635 | 4.2113 | 4 | 4592.9096 | 8326.4234 | 93.6327 | 169.7454 | 131.1803 | 17.881 | 94.1983 | 7638627.5063 | 0 | 4731121.6494 | 0 | 0 | 0 | 2792255.0102 | 5913181.6247 | 15384885.6272 | 10500500.5683 | 46960571.9862 | 961560.8286 | 29447104.4808 | 29447104.4808 | 21958398.9644 | 11486898.3253 | 0 | 77369237.2955 | 140261639.066 | 42169.6503 | 16.8454 | 4592.9096 | 8326.4234 | 93.6327 | 169.7454
1 | 6300 | 707 | 0.03 | 15 | 15 | 7 | 5.6234e-11 | 5spot_SharedNeighbor | CO2 | Porous | Wet | R600a | MinimizeLCOE_Brownfield | IgnoreSilica | 2019 | 143.6908 | 28.8691 | 4.3786 | 4 | 4449.9753 | 8040.9107 | 90.7188 | 163.9248 | 130.8216 | 17.7224 | 101.7266 | 7771285.7321 | 0 | 4842565.3936 | 0 | 0 | 0 | 2731725.1251 | 5984774.7378 | 15571156.2217 | 10627634.0766 | 47529141.2869 | 961560.8286 | 29447104.4808 | 29447104.4808 | 21958398.9644 | 11486898.3253 | 0 | 77937806.5963 | 140830208.3668 | 56234.1325 | 17.5142 | 4449.9753 | 8040.9107 | 90.7188 | 163.9248
1 | 6300 | 707 | 0.03 | 15 | 15 | 7 | 7.4989e-11 | 5spot_SharedNeighbor | CO2 | Porous | Wet | R600a | MinimizeLCOE_Brownfield | IgnoreSilica | 2019 | 146.8554 | 29.5678 | 4.5092 | 4 | 4343.3697 | 7830.2278 | 88.5455 | 159.6298 | 130.5329 | 17.5971 | 112.226 | 7870573.6641 | 0 | 4927700.4899 | 0 | 0 | 0 | 2677572.4059 | 6035580.1584 | 15703341.5043 | 10717853.2481 | 47932621.4706 | 961560.8286 | 29447104.4808 | 29447104.4808 | 21958398.9644 | 11486898.3253 | 0 | 78341286.78 | 141233688.5504 | 74989.4209 | 18.037 | 4343.3697 | 7830.2278 | 88.5455 | 159.6298
1 | 6300 | 707 | 0.03 | 15 | 15 | 7 | 1e-10 | 5spot_SharedNeighbor | CO2 | Porous | Wet | R600a | MinimizeLCOE_Brownfield | IgnoreSilica | 2019 | 149.2844 | 30.1058 | 4.6105 | 4 | 4263.7633 | 7674.022 | 86.9226 | 156.4453 | 130.3036 | 17.4988 | 114.1374 | 7945257.4011 | 0 | 4992795.4335 | 0 | 0 | 0 | 2631925.3563 | 6072291.4944 | 15798856.8702 | 10783044.448 | 48224171.0034 | 961560.8286 | 29447104.4808 | 29447104.4808 | 21958398.9644 | 11486898.3253 | 0 | 78632836.3128 | 141525238.0833 | 100000 | 18.4421 | 4263.7633 | 7674.022 | 86.9226 | 156.4453
1 | 6300 | 707 | 0.03 | 15 | 15 | 7 | 1.3335e-10 | 5spot_SharedNeighbor | CO2 | Porous | Wet | R600a | MinimizeLCOE_Brownfield | IgnoreSilica | 2019 | 151.1233 | 30.5144 | 4.6882 | 4 | 4204.2596 | 7558.0527 | 85.7095 | 154.0811 | 130.1254 | 17.4232 | 114.8872 | 8000913.3728 | 0 | 5041937.4367 | 0 | 0 | 0 | 2594296.4681 | 6098487.4383 | 15867013.3426 | 10829562.6409 | 48432210.6994 | 961560.8286 | 29447104.4808 | 29447104.4808 | 21958398.9644 | 11486898.3253 | 0 | 78840876.0088 | 141733277.7792 | 133352.1432 | 18.7526 | 4204.2596 | 7558.0527 | 85.7095 | 154.0811
1 | 6300 | 707 | 0.03 | 15 | 15 | 7 | 1.7783e-10 | 5spot_SharedNeighbor | CO2 | Porous | Wet | R600a | MinimizeLCOE_Brownfield | IgnoreSilica | 2019 | 152.5239 | 30.8261 | 4.7475 | 4 | 4159.7474 | 7471.6205 | 84.8021 | 152.3191 | 129.987 | 17.3649 | 117.1556 | 8042790.0535 | 0 | 5079286.0563 | 0 | 0 | 0 | 2564354.1144 | 6117707.7874 | 15917020.7485 | 10863693.7229 | 48584852.4831 | 961560.8286 | 29447104.4808 | 29447104.4808 | 21958398.9644 | 11486898.3253 | 0 | 78993517.7925 | 141885919.5629 | 177827.941 | 18.99 | 4159.7474 | 7471.6205 | 84.8021 | 152.3191
1 | 6300 | 707 | 0.03 | 15 | 15 | 7 | 2.3714e-10 | 5spot_SharedNeighbor | CO2 | Porous | Wet | R600a | MinimizeLCOE_Brownfield | IgnoreSilica | 2019 | 153.5787 | 31.0613 | 4.7925 | 4 | 4126.4296 | 7407.1872 | 84.1228 | 151.0055 | 129.8813 | 17.3205 | 102.3842 | 8074032.8274 | 0 | 5107368.6728 | 0 | 0 | 0 | 2540702.5458 | 6131620.578 | 15953218.9755 | 10888399.7567 | 48695343.3561 | 961560.8286 | 29447104.4808 | 29447104.4808 | 21958398.9644 | 11486898.3253 | 0 | 79104008.6655 | 141996410.436 | 237137.3706 | 19.1701 | 4126.4296 | 7407.1872 | 84.1228 | 151.0055
1 | 6300 | 707 | 0.03 | 15 | 15 | 7 | 3.1623e-10 | 5spot_SharedNeighbor | CO2 | Porous | Wet | R600a | MinimizeLCOE_Brownfield | IgnoreSilica | 2019 | 154.383 | 31.2405 | 4.8267 | 4 | 4101.4796 | 7358.9752 | 83.6142 | 150.0227 | 129.7998 | 17.2865 | 105.8756 | 8097682.9634 | 0 | 5128753.0822 | 0 | 0 | 0 | 2522521.6793 | 6142093.5127 | 15980467.4035 | 10906997.3686 | 48778516.0097 | 961560.8286 | 29447104.4808 | 29447104.4808 | 21958398.9644 | 11486898.3253 | 0 | 79187181.3191 | 142079583.0896 | 316227.766 | 19.307 | 4101.4796 | 7358.9752 | 83.6142 | 150.0227
1 | 6300 | 707 | 0.03 | 15 | 15 | 7 | 4.217e-10 | 5spot_SharedNeighbor | CO2 | Porous | Wet | R600a | MinimizeLCOE_Brownfield | IgnoreSilica | 2019 | 154.9749 | 31.373 | 4.8524 | 4 | 4082.7892 | 7323.0685 | 83.2332 | 149.2907 | 129.7394 | 17.2614 | 101.9307 | 8114994.6775 | 0 | 5144479.3013 | 0 | 0 | 0 | 2508199.4999 | 6149392.6567 | 15999458.2788 | 10919959.0313 | 48836483.4455 | 961560.8286 | 29447104.4808 | 29447104.4808 | 21958398.9644 | 11486898.3253 | 0 | 79245148.7549 | 142137550.5253 | 421696.5034 | 19.4096 | 4082.7892 | 7323.0685 | 83.2332 | 149.2907
1 | 6300 | 707 | 0.03 | 15 | 15 | 7 | 5.6234e-10 | 5spot_SharedNeighbor | CO2 | Porous | Wet | R600a | MinimizeLCOE_Brownfield | IgnoreSilica | 2019 | 155.4204 | 31.4728 | 4.8717 | 4 | 4068.7843 | 7296.2014 | 82.9477 | 148.7429 | 129.6936 | 17.2424 | 107.0257 | 8127969.0606 | 0 | 5156305.6406 | 0 | 0 | 0 | 2497250.9678 | 6154795.0109 | 16013514.0963 | 10929552.4155 | 48879387.1917 | 961560.8286 | 29447104.4808 | 29447104.4808 | 21958398.9644 | 11486898.3253 | 0 | 79288052.5011 | 142180454.2715 | 562341.3252 | 19.4869 | 4068.7843 | 7296.2014 | 82.9477 | 148.7429
1 | 6300 | 707 | 0.03 | 15 | 15 | 7 | 7.4989e-10 | 5spot_SharedNeighbor | CO2 | Porous | Wet | R600a | MinimizeLCOE_Brownfield | IgnoreSilica | 2019 | 155.7714 | 31.5509 | 4.8865 | 4 | 4058.2883 | 7275.9288 | 82.7337 | 148.3297 | 129.6574 | 17.2274 | 96.0527 | 8138162.2994 | 0 | 5165619.2886 | 0 | 0 | 0 | 2489288.1399 | 6159297.1939 | 16025227.8529 | 10937547.2951 | 48915142.0698 | 961560.8286 | 29447104.4808 | 29447104.4808 | 21958398.9644 | 11486898.3253 | 0 | 79323807.3791 | 142216209.1496 | 749894.2093 | 19.5461 | 4058.2883 | 7275.9288 | 82.7337 | 148.3297
1 | 6300 | 707 | 0.03 | 15 | 15 | 7 | 1e-09 | 5spot_SharedNeighbor | CO2 | Porous | Wet | R600a | MinimizeLCOE_Brownfield | IgnoreSilica | 2019 | 156.0271 | 31.6081 | 4.8975 | 4 | 4050.4209 | 7260.8242 | 82.5733 | 148.0217 | 129.6309 | 17.2164 | 101.7963 | 8145571.5433 | 0 | 5172403.8239 | 0 | 0 | 0 | 2483067.493 | 6162406.7154 | 16033318.1901 | 10943069.1165 | 48939836.8822 | 961560.8286 | 29447104.4808 | 29447104.4808 | 21958398.9644 | 11486898.3253 | 0 | 79348502.1915 | 142240903.962 | 1000000 | 19.5902 | 4050.4209 | 7260.8242 | 82.5733 | 148.0217
1 | 6300 | 707 | 0.03 | 15 | 15 | 7 | 1.3335e-09 | 5spot_SharedNeighbor | CO2 | Porous | Wet | R600a | MinimizeLCOE_Brownfield | IgnoreSilica | 2019 | 156.2124 | 31.6498 | 4.9057 | 4 | 4044.5231 | 7249.5752 | 82.4531 | 147.7924 | 129.6116 | 17.2084 | 96.9226 | 8150926.4753 | 0 | 5177315.3746 | 0 | 0 | 0 | 2478208.44 | 6164515.6131 | 16038805.1091 | 10946814.0515 | 48956585.0635 | 961560.8286 | 29447104.4808 | 29447104.4808 | 21958398.9644 | 11486898.3253 | 0 | 79365250.3729 | 142257652.1434 | 1333521.4322 | 19.6229 | 4044.5231 | 7249.5752 | 82.4531 | 147.7924
1 | 6300 | 707 | 0.03 | 15 | 15 | 7 | 1.7783e-09 | 5spot_SharedNeighbor | CO2 | Porous | Wet | R600a | MinimizeLCOE_Brownfield | IgnoreSilica | 2019 | 156.3561 | 31.682 | 4.9119 | 4 | 4040.1014 | 7241.0999 | 82.3629 | 147.6196 | 129.5967 | 17.2022 | 103.1834 | 8155076.9019 | 0 | 5181125.7015 | 0 | 0 | 0 | 2474648.9544 | 6166232.1075 | 16043271.0757 | 10949862.1654 | 48970216.9065 | 961560.8286 | 29447104.4808 | 29447104.4808 | 21958398.9644 | 11486898.3253 | 0 | 79378882.2159 | 142271283.9863 | 1778279.41 | 19.6477 | 4040.1014 | 7241.0999 | 82.3629 | 147.6196
1 | 6300 | 707 | 0.03 | 15 | 15 | 7 | 2.3714e-09 | 5spot_SharedNeighbor | CO2 | Porous | Wet | R600a | MinimizeLCOE_Brownfield | IgnoreSilica | 2019 | 156.4681 | 31.7069 | 4.9167 | 4 | 4036.7863 | 7234.7068 | 82.2953 | 147.4893 | 129.585 | 17.1974 | 103.8411 | 8158310.2446 | 0 | 5184096.078 | 0 | 0 | 0 | 2472062.1636 | 6167642.7096 | 16046941.1729 | 10952367.0821 | 48981419.4507 | 961560.8286 | 29447104.4808 | 29447104.4808 | 21958398.9644 | 11486898.3253 | 0 | 79390084.7601 | 142282486.5305 | 2371373.7057 | 19.6667 | 4036.7863 | 7234.7068 | 82.2953 | 147.4893
1 | 6300 | 707 | 0.03 | 15 | 15 | 7 | 3.1623e-09 | 5spot_SharedNeighbor | CO2 | Porous | Wet | R600a | MinimizeLCOE_Brownfield | IgnoreSilica | 2019 | 156.5413 | 31.7235 | 4.92 | 4 | 4034.3006 | 7230.0209 | 82.2447 | 147.3938 | 129.5774 | 17.1943 | 102.842 | 8160418.1815 | 0 | 5186035.1851 | 0 | 0 | 0 | 2469868.7641 | 6168365.631 | 16048822.066 | 10953650.8304 | 48987160.658 | 961560.8286 | 29447104.4808 | 29447104.4808 | 21958398.9644 | 11486898.3253 | 0 | 79395825.9673 | 142288227.7378 | 3162277.6602 | 19.6802 | 4034.3006 | 7230.0209 | 82.2447 | 147.3938
1 | 6300 | 707 | 0.03 | 15 | 15 | 7 | 4.217e-09 | 5spot_SharedNeighbor | CO2 | Porous | Wet | R600a | MinimizeLCOE_Brownfield | IgnoreSilica | 2019 | 156.5996 | 31.7367 | 4.9226 | 4 | 4032.4368 | 7226.4744 | 82.2067 | 147.3215 | 129.5713 | 17.1918 | 108.4773 | 8162098.8647 | 0 | 5187581.4317 | 0 | 0 | 0 | 2468298.1378 | 6169011.5893 | 16050502.7172 | 10954797.9093 | 48992290.6501 | 961560.8286 | 29447104.4808 | 29447104.4808 | 21958398.9644 | 11486898.3253 | 0 | 79400955.9595 | 142293357.73 | 4216965.0343 | 19.6906 | 4032.4368 | 7226.4744 | 82.2067 | 147.3215
1 | 6300 | 707 | 0.03 | 15 | 15 | 7 | 5.6234e-09 | 5spot_SharedNeighbor | CO2 | Porous | Wet | R600a | MinimizeLCOE_Brownfield | IgnoreSilica | 2019 | 156.6534 | 31.7485 | 4.9247 | 4 | 4031.0393 | 7223.7188 | 82.1782 | 147.2653 | 129.5657 | 17.1894 | 102.6658 | 8163646.9756 | 0 | 5189004.8586 | 0 | 0 | 0 | 2467342.3877 | 6169797.7465 | 16052548.1369 | 10956193.9503 | 48998534.0554 | 961560.8286 | 29447104.4808 | 29447104.4808 | 21958398.9644 | 11486898.3253 | 0 | 79407199.3648 | 142299601.1353 | 5623413.2519 | 19.6989 | 4031.0393 | 7223.7188 | 82.1782 | 147.2653
1 | 6300 | 707 | 0.03 | 15 | 15 | 7 | 7.4989e-09 | 5spot_SharedNeighbor | CO2 | Porous | Wet | R600a | MinimizeLCOE_Brownfield | IgnoreSilica | 2019 | 156.6728 | 31.7533 | 4.926 | 4 | 4029.9914 | 7221.8552 | 82.1568 | 147.2273 | 129.5636 | 17.1886 | 104.5888 | 8164204.7567 | 0 | 5189520.2132 | 0 | 0 | 0 | 2466154.7114 | 6169753.0757 | 16052431.9126 | 10956114.6249 | 48998179.2946 | 961560.8286 | 29447104.4808 | 29447104.4808 | 21958398.9644 | 11486898.3253 | 0 | 79406844.6039 | 142299246.3744 | 7498942.0933 | 19.704 | 4029.9914 | 7221.8552 | 82.1568 | 147.2273
1 | 6300 | 707 | 0.03 | 15 | 15 | 7 | 1e-08 | 5spot_SharedNeighbor | CO2 | Porous | Wet | R600a | MinimizeLCOE_Brownfield | IgnoreSilica | 2019 | 156.7117 | 31.7616 | 4.9273 | 4 | 4029.2055 | 7220.2219 | 82.1408 | 147.194 | 129.5596 | 17.1869 | 109.0135 | 8165326.2877 | 0 | 5190550.884 | 0 | 0 | 0 | 2465811.0918 | 6170458.4228 | 16054267.0809 | 10957367.1649 | 49003780.9321 | 961560.8286 | 29447104.4808 | 29447104.4808 | 21958398.9644 | 11486898.3253 | 0 | 79412446.2415 | 142304848.0119 | 10000000 | 19.7092 | 4029.2055 | 7220.2219 | 82.1408 | 147.194
1 | 6400 | 707 | 0.03 | 15 | 15 | 7 | 1e-13 | 5spot_SharedNeighbor | CO2 | Porous | Wet | R600a | MinimizeLCOE_Brownfield | IgnoreSilica | 2019 | 1.6 | -0.026219 | 0.00014566 | 4 | 55834440.5816 | 166060905.638 | 1138260.5929 | 3385376.1754 | 71.6239 | 16.3616 | 25.3978 | 195844.5501 | 0 | 69065.8373 | 0 | 0 | 0 | 212616.4224 | 186235.4558 | 484546.4539 | 330712.9112 | 1479021.6306 | 961560.8286 | 30089847.6181 | 30089847.6181 | 22413605.2974 | 11717022.4191 | 0 | 32530430.0774 | 96750905.412 | 100 | 0.00058262 | 55834440.5816 | 166060905.638 | 1138260.5929 | 3385376.1754
1 | 6400 | 707 | 0.03 | 15 | 15 | 7 | 1.3335e-13 | 5spot_SharedNeighbor | CO2 | Porous | Wet | R600a | MinimizeLCOE_Brownfield | IgnoreSilica | 2019 | 1.6 | -0.0067367 | 0.0049492 | 4 | 1639522.9122 | 4883480.7665 | 33423.8922 | 99556.3608 | 71.6239 | 16.3616 | 27.9654 | 195844.5608 | 0 | 69065.8325 | 0 | 0 | 0 | 189087.5087 | 177059.1818 | 460671.6711 | 314417.8814 | 1406146.6362 | 961560.8286 | 30089847.6181 | 30089847.6181 | 22413605.2974 | 11717022.4191 | 0 | 32457555.0829 | 96678030.4175 | 133.3521 | 0.019797 | 1639522.9122 | 4883480.7665 | 33423.8922 | 99556.3608
1 | 6400 | 707 | 0.03 | 15 | 15 | 7 | 1.7783e-13 | 5spot_SharedNeighbor | CO2 | Porous | Wet | R600a | MinimizeLCOE_Brownfield | IgnoreSilica | 2019 | 3.4781 | 0.1863 | 0.020735 | 4 | 412538.4033 | 1186847.5807 | 8410.1534 | 24195.4933 | 96.5606 | 18.4278 | 56.6937 | 432617.9757 | 0 | 196611.6217 | 0 | 0 | 0 | 392365.4533 | 398422.0698 | 1036612.4979 | 707509.3301 | 3164138.9484 | 961560.8286 | 30089847.6181 | 30089847.6181 | 22413605.2974 | 11717022.4191 | 0 | 34215547.3952 | 98436022.7297 | 177.8279 | 0.082939 | 412538.4033 | 1186847.5807 | 8410.1534 | 24195.4933
1 | 6400 | 707 | 0.03 | 15 | 15 | 7 | 2.3714e-13 | 5spot_SharedNeighbor | CO2 | Porous | Wet | R600a | MinimizeLCOE_Brownfield | IgnoreSilica | 2019 | 4.7841 | 0.38667 | 0.041699 | 4 | 211461.3044 | 596480.9529 | 4310.9247 | 12160.071 | 105.47 | 19.0391 | 32.9038 | 584962.1448 | 0 | 280756.6687 | 0 | 0 | 0 | 496745.2227 | 531360.9741 | 1382492.2575 | 943579.3731 | 4219896.6409 | 961560.8286 | 30089847.6181 | 30089847.6181 | 22413605.2974 | 11717022.4191 | 0 | 35271305.0876 | 99491780.4222 | 237.1374 | 0.1668 | 211461.3044 | 596480.9529 | 4310.9247 | 12160.071
1 | 6400 | 707 | 0.03 | 15 | 15 | 7 | 3.1623e-13 | 5spot_SharedNeighbor | CO2 | Porous | Wet | R600a | MinimizeLCOE_Brownfield | IgnoreSilica | 2019 | 6.4593 | 0.67069 | 0.0724 | 4 | 126109.6505 | 347865.656 | 2570.9158 | 7091.7119 | 112.7343 | 19.4932 | 70.3621 | 766707.6038 | 0 | 383196.3041 | 0 | 0 | 0 | 616147.8065 | 688760.1686 | 1792012.6746 | 1223085.4726 | 5469910.0303 | 961560.8286 | 30089847.6181 | 30089847.6181 | 22413605.2974 | 11717022.4191 | 0 | 36521318.477 | 100741793.8116 | 316.2278 | 0.2896 | 126109.6505 | 347865.656 | 2570.9158 | 7091.7119
1 | 6400 | 707 | 0.03 | 15 | 15 | 7 | 4.217e-13 | 5spot_SharedNeighbor | CO2 | Porous | Wet | R600a | MinimizeLCOE_Brownfield | IgnoreSilica | 2019 | 8.5741 | 1.0531 | 0.1155 | 4 | 82186.1265 | 221195.1072 | 1675.4754 | 4509.3614 | 118.52 | 19.8276 | 56.1861 | 978996.921 | 0 | 505541.9305 | 0 | 0 | 0 | 748921.2882 | 871049.4545 | 2266292.0039 | 1546790.8603 | 6917592.4585 | 961560.8286 | 30089847.6181 | 30089847.6181 | 22413605.2974 | 11717022.4191 | 0 | 37969000.9052 | 102189476.2398 | 421.6965 | 0.46199 | 82186.1265 | 221195.1072 | 1675.4754 | 4509.3614
1 | 6400 | 707 | 0.03 | 15 | 15 | 7 | 5.6234e-13 | 5spot_SharedNeighbor | CO2 | Porous | Wet | R600a | MinimizeLCOE_Brownfield | IgnoreSilica | 2019 | 11.3586 | 1.5736 | 0.17542 | 4 | 56531.2388 | 148057.5595 | 1152.4658 | 3018.3536 | 123.2704 | 20.0832 | 57.6562 | 1236874.7814 | 0 | 635906.6228 | 0 | 0 | 0 | 908512.6295 | 1084704.6731 | 2822179.056 | 1926195.1957 | 8614372.9585 | 961560.8286 | 30089847.6181 | 30089847.6181 | 22413605.2974 | 11717022.4191 | 0 | 39665781.4053 | 103886256.7399 | 562.3413 | 0.70166 | 56531.2388 | 148057.5595 | 1152.4658 | 3018.3536
1 | 6400 | 707 | 0.03 | 15 | 15 | 7 | 7.4989e-13 | 5spot_SharedNeighbor | CO2 | Porous | Wet | R600a | MinimizeLCOE_Brownfield | IgnoreSilica | 2019 | 14.8151 | 2.2392 | 0.25596 | 4 | 40610.9934 | 103334.9739 | 827.91 | 2106.6232 | 126.9247 | 20.2652 | 65.2748 | 1532160.8787 | 0 | 786493.9565 | 0 | 0 | 0 | 1080646.7322 | 1325727.6113 | 3449271.3005 | 2354198.538 | 10528499.0172 | 961560.8286 | 30089847.6181 | 30089847.6181 | 22413605.2974 | 11717022.4191 | 0 | 41579907.464 | 105800382.7985 | 749.8942 | 1.0239 | 40610.9934 | 103334.9739 | 827.91 | 2106.6232
1 | 6400 | 707 | 0.03 | 15 | 15 | 7 | 1e-12 | 5spot_SharedNeighbor | CO2 | Porous | Wet | R600a | MinimizeLCOE_Brownfield | IgnoreSilica | 2019 | 19.2003 | 3.0974 | 0.36297 | 4 | 30178.6867 | 74411.1052 | 615.2333 | 1516.971 | 129.8012 | 20.3941 | 55.8409 | 1878301.9618 | 0 | 967784.4309 | 0 | 0 | 0 | 1275189.2786 | 1607297.5118 | 4181858.4237 | 2854204.3027 | 12764635.9095 | 961560.8286 | 30089847.6181 | 30089847.6181 | 22413605.2974 | 11717022.4191 | 0 | 43816044.3562 | 108036519.6908 | 1000 | 1.4519 | 30178.6867 | 74411.1052 | 615.2333 | 1516.971
1 | 6400 | 707 | 0.03 | 15 | 15 | 7 | 1.3335e-12 | 5spot_SharedNeighbor | CO2 | Porous | Wet | R600a | MinimizeLCOE_Brownfield | IgnoreSilica | 2019 | 24.6908 | 4.1855 | 0.5031 | 4 | 23053.1828 | 54965.6409 | 469.9703 | 1120.5489 | 132.0255 | 20.476 | 62.1543 | 2279154.3703 | 0 | 1183478.7356 | 0 | 0 | 0 | 1490369.2484 | 1931670.9182 | 5025811.4889 | 3430219.6113 | 15340704.3727 | 961560.8286 | 30089847.6181 | 30089847.6181 | 22413605.2974 | 11717022.4191 | 0 | 46392112.8195 | 110612588.154 | 1333.5214 | 2.0124 | 23053.1828 | 54965.6409 | 469.9703 | 1120.5489
1 | 6400 | 707 | 0.03 | 15 | 15 | 7 | 1.7783e-12 | 5spot_SharedNeighbor | CO2 | Porous | Wet | R600a | MinimizeLCOE_Brownfield | IgnoreSilica | 2019 | 31.5561 | 5.5578 | 0.68455 | 4 | 18028.4003 | 41482.0288 | 367.5333 | 845.6673 | 133.7286 | 20.5132 | 62.3271 | 2743407.356 | 0 | 1440120.056 | 0 | 0 | 0 | 1729377.1557 | 2306032.7814 | 5999824.2648 | 4095003.3448 | 18313764.9587 | 961560.8286 | 30089847.6181 | 30089847.6181 | 22413605.2974 | 11717022.4191 | 0 | 49365173.4054 | 113585648.74 | 1778.2794 | 2.7382 | 18028.4003 | 41482.0288 | 367.5333 | 845.6673
1 | 6400 | 707 | 0.03 | 15 | 15 | 7 | 2.3714e-12 | 5spot_SharedNeighbor | CO2 | Porous | Wet | R600a | MinimizeLCOE_Brownfield | IgnoreSilica | 2019 | 39.936 | 7.2476 | 0.91508 | 4 | 14399.4774 | 31944.4849 | 293.5528 | 651.2315 | 134.9789 | 20.5023 | 73.1247 | 3269003.8908 | 0 | 1738696.2483 | 0 | 0 | 0 | 1984105.7434 | 2726804.2942 | 7094585.429 | 4842200.3344 | 21655395.9401 | 961560.8286 | 30089847.6181 | 30089847.6181 | 22413605.2974 | 11717022.4191 | 0 | 52706804.3868 | 116927279.7214 | 2371.3737 | 3.6603 | 14399.4774 | 31944.4849 | 293.5528 | 651.2315
1 | 6400 | 707 | 0.03 | 15 | 15 | 7 | 3.1623e-12 | 5spot_SharedNeighbor | CO2 | Porous | Wet | R600a | MinimizeLCOE_Brownfield | IgnoreSilica | 2019 | 49.9696 | 9.2872 | 1.2015 | 4 | 11733.3879 | 25095.4974 | 239.201 | 511.6057 | 135.8414 | 20.4364 | 89.5001 | 3853446.3281 | 0 | 2080160.6925 | 0 | 0 | 0 | 2248211.1442 | 3190909.0842 | 8302090.8918 | 5666347.6245 | 25341165.7653 | 961560.8286 | 30089847.6181 | 30089847.6181 | 22413605.2974 | 11717022.4191 | 0 | 56392574.212 | 120613049.5466 | 3162.2777 | 4.8062 | 11733.3879 | 25095.4974 | 239.201 | 511.6057
1 | 6400 | 707 | 0.03 | 15 | 15 | 7 | 4.217e-12 | 5spot_SharedNeighbor | CO2 | Porous | Wet | R600a | MinimizeLCOE_Brownfield | IgnoreSilica | 2019 | 61.4971 | 11.6527 | 1.545 | 4 | 9753.3776 | 20144.8287 | 198.8358 | 410.6796 | 136.3466 | 20.3076 | 85.938 | 4477632.2159 | 0 | 2455929.4482 | 0 | 0 | 0 | 2502440.5801 | 3680040.8752 | 9574711.4772 | 6534937.3238 | 29225691.9204 | 961560.8286 | 30089847.6181 | 30089847.6181 | 22413605.2974 | 11717022.4191 | 0 | 60277100.3672 | 124497575.7018 | 4216.965 | 6.1801 | 9753.3776 | 20144.8287 | 198.8358 | 410.6796
1 | 6400 | 707 | 0.03 | 15 | 15 | 7 | 5.6234e-12 | 5spot_SharedNeighbor | CO2 | Porous | Wet | R600a | MinimizeLCOE_Brownfield | IgnoreSilica | 2019 | 74.0982 | 14.2654 | 1.938 | 4 | 8275.7911 | 16560.0431 | 168.7132 | 337.5989 | 136.5192 | 20.1113 | 90.4847 | 5112435.2544 | 0 | 2850876.5043 | 0 | 0 | 0 | 2724698.09 | 4168323.841 | 10845123.5934 | 7402019.6975 | 33103476.9806 | 961560.8286 | 30089847.6181 | 30089847.6181 | 22413605.2974 | 11717022.4191 | 0 | 64154885.4273 | 128375360.7619 | 5623.4133 | 7.7521 | 8275.7911 | 16560.0431 | 168.7132 | 337.5989
1 | 6400 | 707 | 0.03 | 15 | 15 | 7 | 7.4989e-12 | 5spot_SharedNeighbor | CO2 | Porous | Wet | R600a | MinimizeLCOE_Brownfield | IgnoreSilica | 2019 | 87.0607 | 16.9829 | 2.3622 | 4 | 7172.8932 | 13969.5335 | 146.2291 | 284.7878 | 136.3949 | 19.8535 | 91.278 | 5720577.3094 | 0 | 3243323.1033 | 0 | 0 | 0 | 2893128.4531 | 4624241.2576 | 12031327.19 | 8211628.0263 | 36724225.3396 | 961560.8286 | 30089847.6181 | 30089847.6181 | 22413605.2974 | 11717022.4191 | 0 | 67775633.7864 | 131996109.1209 | 7498.9421 | 9.4489 | 7172.8932 | 13969.5335 | 146.2291 | 284.7878
1 | 6400 | 707 | 0.03 | 15 | 15 | 7 | 1e-11 | 5spot_SharedNeighbor | CO2 | Porous | Wet | R600a | MinimizeLCOE_Brownfield | IgnoreSilica | 2019 | 99.5887 | 19.6392 | 2.7922 | 4 | 6351.1729 | 12101.2351 | 129.4773 | 246.7 | 136.0371 | 19.5522 | 93.2575 | 6268984.0299 | 0 | 3611605.9664 | 0 | 0 | 0 | 2996194.2833 | 5021945.8691 | 13066073.0086 | 8917863.3093 | 39882666.4666 | 961560.8286 | 30089847.6181 | 30089847.6181 | 22413605.2974 | 11717022.4191 | 0 | 70934074.9133 | 135154550.2479 | 10000 | 11.1687 | 6351.1729 | 12101.2351 | 129.4773 | 246.7
1 | 6400 | 707 | 0.03 | 15 | 15 | 7 | 1.3335e-11 | 5spot_SharedNeighbor | CO2 | Porous | Wet | R600a | MinimizeLCOE_Brownfield | IgnoreSilica | 2019 | 110.9823 | 22.0819 | 3.2015 | 4 | 5740.6323 | 10755.4431 | 117.0306 | 219.2643 | 135.5348 | 19.2358 | 107.0522 | 6736174.1144 | 0 | 3938539.1234 | 0 | 0 | 0 | 3035515.1672 | 5346989.078 | 13911768.7626 | 9495068.0387 | 42464054.2844 | 961560.8286 | 30089847.6181 | 30089847.6181 | 22413605.2974 | 11717022.4191 | 0 | 73515462.7311 | 137735938.0657 | 13335.2143 | 12.8062 | 5740.6323 | 10755.4431 | 117.0306 | 219.2643
1 | 6400 | 707 | 0.03 | 15 | 15 | 7 | 1.7783e-11 | 5spot_SharedNeighbor | CO2 | Porous | Wet | R600a | MinimizeLCOE_Brownfield | IgnoreSilica | 2019 | 120.8339 | 24.2164 | 3.5706 | 4 | 5287.4713 | 9783.973 | 107.7923 | 199.4595 | 134.974 | 18.9296 | 89.8316 | 7116608.948 | 0 | 4215832.7123 | 0 | 0 | 0 | 3024131.3542 | 5599063.4756 | 14567614.6378 | 9942696.3248 | 44465947.4527 | 961560.8286 | 30089847.6181 | 30089847.6181 | 22413605.2974 | 11717022.4191 | 0 | 75517355.8995 | 139737831.2341 | 17782.7941 | 14.2823 | 5287.4713 | 9783.973 | 107.7923 | 199.4595
1 | 6400 | 707 | 0.03 | 15 | 15 | 7 | 2.3714e-11 | 5spot_SharedNeighbor | CO2 | Porous | Wet | R600a | MinimizeLCOE_Brownfield | IgnoreSilica | 2019 | 129.046 | 26.012 | 3.8889 | 4 | 4951.1704 | 9079.5988 | 100.9363 | 185.0999 | 134.4204 | 18.6513 | 103.2189 | 7417272.2528 | 0 | 4443528.4041 | 0 | 0 | 0 | 2980531.5408 | 5788119.5571 | 15059499.7811 | 10278418.0423 | 45967369.5783 | 961560.8286 | 30089847.6181 | 30089847.6181 | 22413605.2974 | 11717022.4191 | 0 | 77018778.025 | 141239253.3596 | 23713.7371 | 15.5557 | 4951.1704 | 9079.5988 | 100.9363 | 185.0999
1 | 6400 | 707 | 0.03 | 15 | 15 | 7 | 3.1623e-11 | 5spot_SharedNeighbor | CO2 | Porous | Wet | R600a | MinimizeLCOE_Brownfield | IgnoreSilica | 2019 | 135.6787 | 27.474 | 4.1537 | 4 | 4701.3949 | 8566.607 | 95.8443 | 174.6419 | 133.917 | 18.4113 | 96.4804 | 7649208.0963 | 0 | 4625319.8485 | 0 | 0 | 0 | 2920301.5797 | 5925983.5146 | 15418193.5185 | 10523233.8886 | 47062240.4461 | 961560.8286 | 30089847.6181 | 30089847.6181 | 22413605.2974 | 11717022.4191 | 0 | 78113648.8928 | 142334124.2274 | 31622.7766 | 16.615 | 4701.3949 | 8566.607 | 95.8443 | 174.6419
1 | 6400 | 707 | 0.03 | 15 | 15 | 7 | 4.217e-11 | 5spot_SharedNeighbor | CO2 | Porous | Wet | R600a | MinimizeLCOE_Brownfield | IgnoreSilica | 2019 | 140.9117 | 28.6356 | 4.368 | 4 | 4515.638 | 8191.2264 | 92.0574 | 166.9892 | 133.4844 | 18.2124 | 100.034 | 7825289.9504 | 0 | 4767491.8368 | 0 | 0 | 0 | 2855275.3386 | 6024742.2791 | 15675143.5656 | 10698607.5755 | 47846550.546 | 961560.8286 | 30089847.6181 | 30089847.6181 | 22413605.2974 | 11717022.4191 | 0 | 78897958.9927 | 143118434.3273 | 42169.6503 | 17.4722 | 4515.638 | 8191.2264 | 92.0574 | 166.9892
1 | 6400 | 707 | 0.03 | 15 | 15 | 7 | 5.6234e-11 | 5spot_SharedNeighbor | CO2 | Porous | Wet | R600a | MinimizeLCOE_Brownfield | IgnoreSilica | 2019 | 144.9749 | 29.5428 | 4.5379 | 4 | 4377.2871 | 7915.2606 | 89.2369 | 161.3633 | 133.1269 | 18.052 | 102.4792 | 7957781.2624 | 0 | 4877155.3286 | 0 | 0 | 0 | 2793132.4252 | 6094946.9163 | 15857801.6307 | 10823275.4582 | 48404093.0215 | 961560.8286 | 30089847.6181 | 30089847.6181 | 22413605.2974 | 11717022.4191 | 0 | 79455501.4682 | 143675976.8028 | 56234.1325 | 18.1518 | 4377.2871 | 7915.2606 | 89.2369 | 161.3633
1 | 6400 | 707 | 0.03 | 15 | 15 | 7 | 7.4989e-11 | 5spot_SharedNeighbor | CO2 | Porous | Wet | R600a | MinimizeLCOE_Brownfield | IgnoreSilica | 2019 | 148.1077 | 30.2454 | 4.6708 | 4 | 4274.0996 | 7711.4073 | 87.1333 | 157.2075 | 132.8383 | 17.9249 | 98.7488 | 8057391.2537 | 0 | 4961287.5173 | 0 | 0 | 0 | 2738233.6026 | 6145195.8257 | 15988538.9856 | 10912506.3893 | 48803153.5743 | 961560.8286 | 30089847.6181 | 30089847.6181 | 22413605.2974 | 11717022.4191 | 0 | 79854562.0211 | 144075037.3557 | 74989.4209 | 18.6834 | 4274.0996 | 7711.4073 | 87.1333 | 157.2075
1 | 6400 | 707 | 0.03 | 15 | 15 | 7 | 1e-10 | 5spot_SharedNeighbor | CO2 | Porous | Wet | R600a | MinimizeLCOE_Brownfield | IgnoreSilica | 2019 | 150.5165 | 30.787 | 4.7738 | 4 | 4197.0452 | 7560.1873 | 85.5624 | 154.1246 | 132.6086 | 17.825 | 115.8843 | 8132468.4892 | 0 | 5025735.9039 | 0 | 0 | 0 | 2692212.3577 | 6181662.5328 | 16083417.877 | 10977263.1822 | 49092760.3427 | 961560.8286 | 30089847.6181 | 30089847.6181 | 22413605.2974 | 11717022.4191 | 0 | 80144168.7894 | 144364644.124 | 100000 | 19.0954 | 4197.0452 | 7560.1873 | 85.5624 | 154.1246
1 | 6400 | 707 | 0.03 | 15 | 15 | 7 | 1.3335e-10 | 5spot_SharedNeighbor | CO2 | Porous | Wet | R600a | MinimizeLCOE_Brownfield | IgnoreSilica | 2019 | 152.3218 | 31.1948 | 4.8525 | 4 | 4139.4486 | 7448.0952 | 84.3883 | 151.8395 | 132.432 | 17.749 | 104.3438 | 8187863.1417 | 0 | 5073902.045 | 0 | 0 | 0 | 2653897.6539 | 6207108.5079 | 16149623.0844 | 11022449.5967 | 49294844.0296 | 961560.8286 | 30089847.6181 | 30089847.6181 | 22413605.2974 | 11717022.4191 | 0 | 80346252.4764 | 144566727.811 | 133352.1432 | 19.4099 | 4139.4486 | 7448.0952 | 84.3883 | 151.8395
1 | 6400 | 707 | 0.03 | 15 | 15 | 7 | 1.7783e-10 | 5spot_SharedNeighbor | CO2 | Porous | Wet | R600a | MinimizeLCOE_Brownfield | IgnoreSilica | 2019 | 153.7102 | 31.5085 | 4.9128 | 4 | 4096.3628 | 7364.4028 | 83.5099 | 150.1333 | 132.2936 | 17.6898 | 104.0381 | 8229958.5544 | 0 | 5110867.0379 | 0 | 0 | 0 | 2623799.581 | 6226203.8176 | 16199305.1634 | 11056358.6364 | 49446492.7907 | 961560.8286 | 30089847.6181 | 30089847.6181 | 22413605.2974 | 11717022.4191 | 0 | 80497901.2374 | 144718376.572 | 177827.941 | 19.6511 | 4096.3628 | 7364.4028 | 83.5099 | 150.1333
1 | 6400 | 707 | 0.03 | 15 | 15 | 7 | 2.3714e-10 | 5spot_SharedNeighbor | CO2 | Porous | Wet | R600a | MinimizeLCOE_Brownfield | IgnoreSilica | 2019 | 154.7554 | 31.7451 | 4.9585 | 4 | 4064.1126 | 7302.0116 | 82.8524 | 148.8614 | 132.1879 | 17.6449 | 114.4157 | 8261353.6823 | 0 | 5138649.7141 | 0 | 0 | 0 | 2600037.0816 | 6240015.7864 | 16235241.073 | 11080885.6332 | 49556182.9706 | 961560.8286 | 30089847.6181 | 30089847.6181 | 22413605.2974 | 11717022.4191 | 0 | 80607591.4173 | 144828066.7519 | 237137.3706 | 19.834 | 4064.1126 | 7302.0116 | 82.8524 | 148.8614
1 | 6400 | 707 | 0.03 | 15 | 15 | 7 | 3.1623e-10 | 5spot_SharedNeighbor | CO2 | Porous | Wet | R600a | MinimizeLCOE_Brownfield | IgnoreSilica | 2019 | 155.5324 | 31.9216 | 4.9929 | 4 | 4039.9619 | 7255.5206 | 82.3601 | 147.9136 | 132.1085 | 17.6113 | 107.3149 | 8284528.1229 | 0 | 5159279.5839 | 0 | 0 | 0 | 2581317.6113 | 6249798.8741 | 16260694.6603 | 11098258.2295 | 49633877.0819 | 961560.8286 | 30089847.6181 | 30089847.6181 | 22413605.2974 | 11717022.4191 | 0 | 80685285.5286 | 144905760.8632 | 316227.766 | 19.9718 | 4039.9619 | 7255.5206 | 82.3601 | 147.9136
1 | 6400 | 707 | 0.03 | 15 | 15 | 7 | 4.217e-10 | 5spot_SharedNeighbor | CO2 | Porous | Wet | R600a | MinimizeLCOE_Brownfield | IgnoreSilica | 2019 | 156.1346 | 32.0579 | 5.0192 | 4 | 4021.8702 | 7220.5936 | 81.9913 | 147.2016 | 132.0465 | 17.5851 | 101.4669 | 8302393.5088 | 0 | 5175252.6652 | 0 | 0 | 0 | 2567314.1222 | 6257534.5155 | 16280821.2126 | 11111995.015 | 49695311.0393 | 961560.8286 | 30089847.6181 | 30089847.6181 | 22413605.2974 | 11717022.4191 | 0 | 80746719.486 | 144967194.8206 | 421696.5034 | 20.0769 | 4021.8702 | 7220.5936 | 81.9913 | 147.2016
1 | 6400 | 707 | 0.03 | 15 | 15 | 7 | 5.6234e-10 | 5spot_SharedNeighbor | CO2 | Porous | Wet | R600a | MinimizeLCOE_Brownfield | IgnoreSilica | 2019 | 156.5756 | 32.1582 | 5.0389 | 4 | 4008.314 | 7194.5777 | 81.7149 | 146.6712 | 132.0008 | 17.5658 | 104.8967 | 8315422.7436 | 0 | 5186943.3122 | 0 | 0 | 0 | 2556323.7223 | 6262889.0135 | 16294752.5178 | 11121503.4171 | 49737834.7265 | 961560.8286 | 30089847.6181 | 30089847.6181 | 22413605.2974 | 11717022.4191 | 0 | 80789243.1732 | 145009718.5078 | 562341.3252 | 20.1554 | 4008.314 | 7194.5777 | 81.7149 | 146.6712
1 | 6400 | 707 | 0.03 | 15 | 15 | 7 | 7.4989e-10 | 5spot_SharedNeighbor | CO2 | Porous | Wet | R600a | MinimizeLCOE_Brownfield | IgnoreSilica | 2019 | 156.9091 | 32.234 | 5.0537 | 4 | 3998.1543 | 7175.081 | 81.5078 | 146.2737 | 131.966 | 17.5512 | 107.1705 | 8325248.3076 | 0 | 5195781.7431 | 0 | 0 | 0 | 2548011.7862 | 6266926.3164 | 16305256.7519 | 11128672.7727 | 49769897.6779 | 961560.8286 | 30089847.6181 | 30089847.6181 | 22413605.2974 | 11717022.4191 | 0 | 80821306.1246 | 145041781.4592 | 749894.2093 | 20.2147 | 3998.1543 | 7175.081 | 81.5078 | 146.2737
1 | 6400 | 707 | 0.03 | 15 | 15 | 7 | 1e-09 | 5spot_SharedNeighbor | CO2 | Porous | Wet | R600a | MinimizeLCOE_Brownfield | IgnoreSilica | 2019 | 157.1481 | 32.2887 | 5.0646 | 4 | 3990.5389 | 7160.5908 | 81.3525 | 145.9783 | 131.941 | 17.5407 | 96.8368 | 8332268.5758 | 0 | 5202110.2922 | 0 | 0 | 0 | 2541441.9696 | 6269570.1267 | 16312135.4039 | 11133367.5941 | 49790893.9623 | 961560.8286 | 30089847.6181 | 30089847.6181 | 22413605.2974 | 11717022.4191 | 0 | 80842302.409 | 145062777.7436 | 1000000 | 20.2585 | 3990.5389 | 7160.5908 | 81.3525 | 145.9783
1 | 6400 | 707 | 0.03 | 15 | 15 | 7 | 1.3335e-09 | 5spot_SharedNeighbor | CO2 | Porous | Wet | R600a | MinimizeLCOE_Brownfield | IgnoreSilica | 2019 | 157.3501 | 32.3342 | 5.0732 | 4 | 3984.83 | 7149.5177 | 81.2361 | 145.7526 | 131.9199 | 17.5318 | 108.3519 | 8338198.7649 | 0 | 5207460.8414 | 0 | 0 | 0 | 2536999.8982 | 6272237.2067 | 16319074.5991 | 11138103.7374 | 49812075.0476 | 961560.8286 | 30089847.6181 | 30089847.6181 | 22413605.2974 | 11717022.4191 | 0 | 80863483.4944 | 145083958.829 | 1333521.4322 | 20.2928 | 3984.83 | 7149.5177 | 81.2361 | 145.7526
1 | 6400 | 707 | 0.03 | 15 | 15 | 7 | 1.7783e-09 | 5spot_SharedNeighbor | CO2 | Porous | Wet | R600a | MinimizeLCOE_Brownfield | IgnoreSilica | 2019 | 157.4887 | 32.3658 | 5.0795 | 4 | 3980.55 | 7141.3456 | 81.1489 | 145.586 | 131.9054 | 17.5257 | 99.5643 | 8342257.9916 | 0 | 5211129.1174 | 0 | 0 | 0 | 2533344.7225 | 6273825.4143 | 16323206.7894 | 11140924.0422 | 49824688.0774 | 961560.8286 | 30089847.6181 | 30089847.6181 | 22413605.2974 | 11717022.4191 | 0 | 80876096.5241 | 145096571.8587 | 1778279.41 | 20.3178 | 3980.55 | 7141.3456 | 81.1489 | 145.586
1 | 6400 | 707 | 0.03 | 15 | 15 | 7 | 2.3714e-09 | 5spot_SharedNeighbor | CO2 | Porous | Wet | R600a | MinimizeLCOE_Brownfield | IgnoreSilica | 2019 | 157.5935 | 32.3897 | 5.0842 | 4 | 3977.341 | 7135.2126 | 81.0835 | 145.461 | 131.8943 | 17.5211 | 100.1147 | 8345326 | 0 | 5213903.7872 | 0 | 0 | 0 | 2530610.9034 | 6275037.8693 | 16326361.3487 | 11143077.0937 | 49834317.0023 | 961560.8286 | 30089847.6181 | 30089847.6181 | 22413605.2974 | 11717022.4191 | 0 | 80885725.4491 | 145106200.7836 | 2371373.7057 | 20.3366 | 3977.341 | 7135.2126 | 81.0835 | 145.461
1 | 6400 | 707 | 0.03 | 15 | 15 | 7 | 3.1623e-09 | 5spot_SharedNeighbor | CO2 | Porous | Wet | R600a | MinimizeLCOE_Brownfield | IgnoreSilica | 2019 | 157.6667 | 32.4066 | 5.0876 | 4 | 3974.935 | 7130.6675 | 81.0344 | 145.3683 | 131.8866 | 17.5179 | 97.713 | 8347464.9257 | 0 | 5215840.1175 | 0 | 0 | 0 | 2528427.9427 | 6275775.8645 | 16328281.4608 | 11144387.6096 | 49840177.9208 | 961560.8286 | 30089847.6181 | 30089847.6181 | 22413605.2974 | 11717022.4191 | 0 | 80891586.3675 | 145112061.7021 | 3162277.6602 | 20.3504 | 3974.935 | 7130.6675 | 81.0344 | 145.3683
1 | 6400 | 707 | 0.03 | 15 | 15 | 7 | 4.217e-09 | 5spot_SharedNeighbor | CO2 | Porous | Wet | R600a | MinimizeLCOE_Brownfield | IgnoreSilica | 2019 | 157.725 | 32.4199 | 5.0902 | 4 | 3973.1309 | 7127.2273 | 80.9976 | 145.2982 | 131.8805 | 17.5153 | 102.6578 | 8349170.3197 | 0 | 5217384.1509 | 0 | 0 | 0 | 2526866.5184 | 6276434.1857 | 16329994.2776 | 11145556.6423 | 49845406.0946 | 961560.8286 | 30089847.6181 | 30089847.6181 | 22413605.2974 | 11717022.4191 | 0 | 80896814.5414 | 145117289.8759 | 4216965.0343 | 20.361 | 3973.1309 | 7127.2273 | 80.9976 | 145.2982
1 | 6400 | 707 | 0.03 | 15 | 15 | 7 | 5.6234e-09 | 5spot_SharedNeighbor | CO2 | Porous | Wet | R600a | MinimizeLCOE_Brownfield | IgnoreSilica | 2019 | 157.7787 | 32.4318 | 5.0924 | 4 | 3971.7781 | 7124.5535 | 80.9701 | 145.2437 | 131.8749 | 17.513 | 97.8174 | 8350741.1965 | 0 | 5218805.541 | 0 | 0 | 0 | 2525921.5093 | 6277232.6162 | 16332071.63 | 11146974.478 | 49851746.9709 | 961560.8286 | 30089847.6181 | 30089847.6181 | 22413605.2974 | 11717022.4191 | 0 | 80903155.4176 | 145123630.7522 | 5623413.2519 | 20.3695 | 3971.7781 | 7124.5535 | 80.9701 | 145.2437
1 | 6400 | 707 | 0.03 | 15 | 15 | 7 | 7.4989e-09 | 5spot_SharedNeighbor | CO2 | Porous | Wet | R600a | MinimizeLCOE_Brownfield | IgnoreSilica | 2019 | 157.8176 | 32.4405 | 5.094 | 4 | 3970.7637 | 7122.5621 | 80.9494 | 145.2031 | 131.8708 | 17.5112 | 101.7241 | 8351878.134 | 0 | 5219834.763 | 0 | 0 | 0 | 2525179.5927 | 6277788.071 | 16333516.8094 | 11147960.8426 | 49856158.2129 | 961560.8286 | 30089847.6181 | 30089847.6181 | 22413605.2974 | 11717022.4191 | 0 | 80907566.6596 | 145128041.9942 | 7498942.0933 | 20.3758 | 3970.7637 | 7122.5621 | 80.9494 | 145.2031
1 | 6400 | 707 | 0.03 | 15 | 15 | 7 | 1e-08 | 5spot_SharedNeighbor | CO2 | Porous | Wet | R600a | MinimizeLCOE_Brownfield | IgnoreSilica | 2019 | 157.8371 | 32.4451 | 5.095 | 4 | 3970.0031 | 7121.1613 | 80.9339 | 145.1745 | 131.8687 | 17.5104 | 103.7135 | 8352445.2029 | 0 | 5220349.355 | 0 | 0 | 0 | 2524399.69 | 6277905.7567 | 16333823.0033 | 11148169.8263 | 49857092.8342 | 961560.8286 | 30089847.6181 | 30089847.6181 | 22413605.2974 | 11717022.4191 | 0 | 80908501.2809 | 145128976.6155 | 10000000 | 20.38 | 3970.0031 | 7121.1613 | 80.9339 | 145.1745
1 | 6500 | 707 | 0.03 | 15 | 15 | 7 | 1e-13 | 5spot_SharedNeighbor | CO2 | Porous | Wet | R600a | MinimizeLCOE_Brownfield | IgnoreSilica | 2019 | 1.6 | -0.027394 | 0.00026227 | 4 | 31636351.8942 | 94132474.1513 | 644949.8247 | 1919017.8092 | 71.9258 | 16.647 | 25.7069 | 197593.7488 | 0 | 68794.0193 | 0 | 0 | 0 | 214195.9174 | 187427.6373 | 487648.2656 | 332829.9615 | 1488489.5499 | 961560.8286 | 30738450.8463 | 30738450.8463 | 22874378.7166 | 11949490.5493 | 0 | 33188501.2248 | 98750821.3371 | 100 | 0.0010491 | 31636351.8942 | 94132474.1513 | 644949.8247 | 1919017.8092
1 | 6500 | 707 | 0.03 | 15 | 15 | 7 | 1.3335e-13 | 5spot_SharedNeighbor | CO2 | Porous | Wet | R600a | MinimizeLCOE_Brownfield | IgnoreSilica | 2019 | 1.6 | -0.0079894 | 0.0050515 | 4 | 1638930.3411 | 4883638.4017 | 33411.8118 | 99559.5744 | 71.9258 | 16.647 | 27.5585 | 197593.7599 | 0 | 68794.0144 | 0 | 0 | 0 | 190819.8744 | 178310.983 | 463928.6011 | 316640.803 | 1416088.0356 | 961560.8286 | 30738450.8463 | 30738450.8463 | 22874378.7166 | 11949490.5493 | 0 | 33116099.7106 | 98678419.8228 | 133.3521 | 0.020206 | 1638930.3411 | 4883638.4017 | 33411.8118 | 99559.5744
1 | 6500 | 707 | 0.03 | 15 | 15 | 7 | 1.7783e-13 | 5spot_SharedNeighbor | CO2 | Porous | Wet | R600a | MinimizeLCOE_Brownfield | IgnoreSilica | 2019 | 3.5512 | 0.19409 | 0.02198 | 4 | 397634.6826 | 1143326.3749 | 8106.3208 | 23308.2546 | 98.076 | 18.8137 | 51.3876 | 446482.1151 | 0 | 202030.9841 | 0 | 0 | 0 | 404232.3627 | 410570.7301 | 1068220.8202 | 729082.6595 | 3260619.6717 | 961560.8286 | 30738450.8463 | 30738450.8463 | 22874378.7166 | 11949490.5493 | 0 | 34960631.3466 | 100522951.4589 | 177.8279 | 0.087921 | 397634.6826 | 1143326.3749 | 8106.3208 | 23308.2546
1 | 6500 | 707 | 0.03 | 15 | 15 | 7 | 2.3714e-13 | 5spot_SharedNeighbor | CO2 | Porous | Wet | R600a | MinimizeLCOE_Brownfield | IgnoreSilica | 2019 | 4.913 | 0.40492 | 0.044111 | 4 | 204459.5231 | 576036.6364 | 4168.1839 | 11743.286 | 107.3315 | 19.4446 | 51.6802 | 607050.7498 | 0 | 290185.9251 | 0 | 0 | 0 | 515471.9051 | 550956.3462 | 1433475.3962 | 978376.4129 | 4375516.7353 | 961560.8286 | 30738450.8463 | 30738450.8463 | 22874378.7166 | 11949490.5493 | 0 | 36075528.4102 | 101637848.5225 | 237.1374 | 0.17644 | 204459.5231 | 576036.6364 | 4168.1839 | 11743.286
1 | 6500 | 707 | 0.03 | 15 | 15 | 7 | 3.1623e-13 | 5spot_SharedNeighbor | CO2 | Porous | Wet | R600a | MinimizeLCOE_Brownfield | IgnoreSilica | 2019 | 6.623 | 0.69928 | 0.076456 | 4 | 122166.4056 | 336544.6289 | 2490.5274 | 6860.9175 | 114.696 | 19.9014 | 63.1139 | 794501.1127 | 0 | 395212.1287 | 0 | 0 | 0 | 638224.3576 | 712895.6636 | 1854808.2817 | 1265944.7648 | 5661586.3091 | 961560.8286 | 30738450.8463 | 30738450.8463 | 22874378.7166 | 11949490.5493 | 0 | 37361597.984 | 102923918.0963 | 316.2278 | 0.30583 | 122166.4056 | 336544.6289 | 2490.5274 | 6860.9175
1 | 6500 | 707 | 0.03 | 15 | 15 | 7 | 4.217e-13 | 5spot_SharedNeighbor | CO2 | Porous | Wet | R600a | MinimizeLCOE_Brownfield | IgnoreSilica | 2019 | 8.8519 | 1.1058 | 0.1221 | 4 | 79645.5453 | 213888.3666 | 1623.6822 | 4360.4037 | 120.7219 | 20.2466 | 48.1055 | 1020359.162 | 0 | 520908.7958 | 0 | 0 | 0 | 782649.2496 | 906327.7109 | 2358078.7903 | 1609437.2281 | 7197760.9366 | 961560.8286 | 30738450.8463 | 30738450.8463 | 22874378.7166 | 11949490.5493 | 0 | 38897772.6115 | 104460092.7238 | 421.6965 | 0.48839 | 79645.5453 | 213888.3666 | 1623.6822 | 4360.4037
1 | 6500 | 707 | 0.03 | 15 | 15 | 7 | 5.6234e-13 | 5spot_SharedNeighbor | CO2 | Porous | Wet | R600a | MinimizeLCOE_Brownfield | IgnoreSilica | 2019 | 11.6487 | 1.6381 | 0.18515 | 4 | 54815.4081 | 143342.4236 | 1117.4862 | 2922.2292 | 125.4344 | 20.4976 | 56.1147 | 1281839.7786 | 0 | 648864.2143 | 0 | 0 | 0 | 941450.8561 | 1120140.3911 | 2914375.5253 | 1989121.1804 | 8895791.9459 | 961560.8286 | 30738450.8463 | 30738450.8463 | 22874378.7166 | 11949490.5493 | 0 | 40595803.6208 | 106158123.7331 | 562.3413 | 0.74059 | 54815.4081 | 143342.4236 | 1117.4862 | 2922.2292
1 | 6500 | 707 | 0.03 | 15 | 15 | 7 | 7.4989e-13 | 5spot_SharedNeighbor | CO2 | Porous | Wet | R600a | MinimizeLCOE_Brownfield | IgnoreSilica | 2019 | 15.1855 | 2.3287 | 0.26997 | 4 | 39417.3219 | 100128.8238 | 803.5754 | 2041.2615 | 129.1484 | 20.6806 | 55.7897 | 1587170.9 | 0 | 802187.5673 | 0 | 0 | 0 | 1119147.9849 | 1368317.5164 | 3560081.4971 | 2429828.7742 | 10866734.24 | 961560.8286 | 30738450.8463 | 30738450.8463 | 22874378.7166 | 11949490.5493 | 0 | 42566745.9149 | 108129066.0272 | 749.8942 | 1.0799 | 39417.3219 | 100128.8238 | 803.5754 | 2041.2615
1 | 6500 | 707 | 0.03 | 15 | 15 | 7 | 1e-12 | 5spot_SharedNeighbor | CO2 | Porous | Wet | R600a | MinimizeLCOE_Brownfield | IgnoreSilica | 2019 | 19.6413 | 3.2139 | 0.3824 | 4 | 29321.0912 | 72183.6781 | 597.7501 | 1471.5619 | 132.0572 | 20.8091 | 58.6088 | 1942641.7485 | 0 | 985526.7237 | 0 | 0 | 0 | 1317311.7975 | 1655737.3052 | 4307888.8297 | 2940222.6445 | 13149329.0491 | 961560.8286 | 30738450.8463 | 30738450.8463 | 22874378.7166 | 11949490.5493 | 0 | 44849340.724 | 110411660.8363 | 1000 | 1.5296 | 29321.0912 | 72183.6781 | 597.7501 | 1471.5619
1 | 6500 | 707 | 0.03 | 15 | 15 | 7 | 1.3335e-12 | 5spot_SharedNeighbor | CO2 | Porous | Wet | R600a | MinimizeLCOE_Brownfield | IgnoreSilica | 2019 | 25.2755 | 4.3454 | 0.52983 | 4 | 22418.6687 | 53354.0415 | 457.0349 | 1087.6943 | 134.3305 | 20.8907 | 72.2927 | 2358434.15 | 0 | 1205847.6326 | 0 | 0 | 0 | 1541075.5389 | 1991089.3554 | 5180406.0741 | 3535733.5923 | 15812586.3432 | 961560.8286 | 30738450.8463 | 30738450.8463 | 22874378.7166 | 11949490.5493 | 0 | 47512598.0181 | 113074918.1304 | 1333.5214 | 2.1193 | 22418.6687 | 53354.0415 | 457.0349 | 1087.6943
1 | 6500 | 707 | 0.03 | 15 | 15 | 7 | 1.7783e-12 | 5spot_SharedNeighbor | CO2 | Porous | Wet | R600a | MinimizeLCOE_Brownfield | IgnoreSilica | 2019 | 32.2749 | 5.7646 | 0.72034 | 4 | 17547.4747 | 40301.3695 | 357.729 | 821.5979 | 136.059 | 20.9257 | 58.526 | 2836867.3766 | 0 | 1466304.925 | 0 | 0 | 0 | 1786319.932 | 2374901.9711 | 6179007.7694 | 4217299.7685 | 18860701.7425 | 961560.8286 | 30738450.8463 | 30738450.8463 | 22874378.7166 | 11949490.5493 | 0 | 50560713.4174 | 116123033.5297 | 1778.2794 | 2.8814 | 17547.4747 | 40301.3695 | 357.729 | 821.5979
1 | 6500 | 707 | 0.03 | 15 | 15 | 7 | 2.3714e-12 | 5spot_SharedNeighbor | CO2 | Porous | Wet | R600a | MinimizeLCOE_Brownfield | IgnoreSilica | 2019 | 40.823 | 7.5128 | 0.96221 | 4 | 14027.5035 | 31061.795 | 285.9696 | 633.2367 | 137.3288 | 20.911 | 65.2856 | 3378864.9103 | 0 | 1769523.1809 | 0 | 0 | 0 | 2048198.0149 | 2806668.5814 | 7302375.9218 | 4984021.6155 | 22289652.2247 | 961560.8286 | 30738450.8463 | 30738450.8463 | 22874378.7166 | 11949490.5493 | 0 | 53989663.8997 | 119551984.0119 | 2371.3737 | 3.8488 | 14027.5035 | 31061.795 | 285.9696 | 633.2367
1 | 6500 | 707 | 0.03 | 15 | 15 | 7 | 3.1623e-12 | 5spot_SharedNeighbor | CO2 | Porous | Wet | R600a | MinimizeLCOE_Brownfield | IgnoreSilica | 2019 | 51.0218 | 9.6162 | 1.2621 | 4 | 11440.6173 | 24427.6656 | 233.2325 | 497.991 | 138.2009 | 20.8393 | 90.9001 | 3979463.7464 | 0 | 2115129.6931 | 0 | 0 | 0 | 2317854.1994 | 3280854.5792 | 8536110.6192 | 5826070.8972 | 26055483.7346 | 961560.8286 | 30738450.8463 | 30738450.8463 | 22874378.7166 | 11949490.5493 | 0 | 57755495.4095 | 123317815.5217 | 3162.2777 | 5.0483 | 11440.6173 | 24427.6656 | 233.2325 | 497.991
1 | 6500 | 707 | 0.03 | 15 | 15 | 7 | 4.217e-12 | 5spot_SharedNeighbor | CO2 | Porous | Wet | R600a | MinimizeLCOE_Brownfield | IgnoreSilica | 2019 | 62.7345 | 12.0546 | 1.621 | 4 | 9519.3442 | 19630.7123 | 194.0647 | 400.1986 | 138.7088 | 20.702 | 81.7946 | 4620660.5718 | 0 | 2495385.2263 | 0 | 0 | 0 | 2577578.7523 | 3780513.5746 | 9836120.8312 | 6713354.5794 | 30023613.5355 | 961560.8286 | 30738450.8463 | 30738450.8463 | 22874378.7166 | 11949490.5493 | 0 | 61723625.2105 | 127285945.3227 | 4216.965 | 6.484 | 9519.3442 | 19630.7123 | 194.0647 | 400.1986
1 | 6500 | 707 | 0.03 | 15 | 15 | 7 | 5.6234e-12 | 5spot_SharedNeighbor | CO2 | Porous | Wet | R600a | MinimizeLCOE_Brownfield | IgnoreSilica | 2019 | 75.4749 | 14.7353 | 2.0301 | 4 | 8085.9143 | 16159.7151 | 164.8423 | 329.4377 | 138.8757 | 20.4953 | 90.6184 | 5269509.3728 | 0 | 2893172.8405 | 0 | 0 | 0 | 2802088.0539 | 4276260.4042 | 11125952.3902 | 7593691.1218 | 33960674.1834 | 961560.8286 | 30738450.8463 | 30738450.8463 | 22874378.7166 | 11949490.5493 | 0 | 65660685.8583 | 131223005.9706 | 5623.4133 | 8.1204 | 8085.9143 | 16159.7151 | 164.8423 | 329.4377
1 | 6500 | 707 | 0.03 | 15 | 15 | 7 | 7.4989e-12 | 5spot_SharedNeighbor | CO2 | Porous | Wet | R600a | MinimizeLCOE_Brownfield | IgnoreSilica | 2019 | 88.5345 | 17.5141 | 2.47 | 4 | 7016.3825 | 13652.292 | 143.0384 | 278.3204 | 138.7408 | 20.226 | 90.8207 | 5888910.8377 | 0 | 3287172.097 | 0 | 0 | 0 | 2970599.2695 | 4737206.0596 | 12325238.4326 | 8412228.4886 | 37621355.185 | 961560.8286 | 30738450.8463 | 30738450.8463 | 22874378.7166 | 11949490.5493 | 0 | 69321366.8599 | 134883686.9722 | 7498.9421 | 9.8799 | 7016.3825 | 13652.292 | 143.0384 | 278.3204
1 | 6500 | 707 | 0.03 | 15 | 15 | 7 | 1e-11 | 5spot_SharedNeighbor | CO2 | Porous | Wet | R600a | MinimizeLCOE_Brownfield | IgnoreSilica | 2019 | 101.0749 | 20.2138 | 2.9135 | 4 | 6220.0115 | 11845.6657 | 126.8033 | 241.4899 | 138.3731 | 19.9149 | 115.7372 | 6444000.218 | 0 | 3654659.0288 | 0 | 0 | 0 | 3070765.5236 | 5136075.6605 | 13363015.3146 | 9120532.5347 | 40789048.2803 | 961560.8286 | 30738450.8463 | 30738450.8463 | 22874378.7166 | 11949490.5493 | 0 | 72489059.9552 | 138051380.0674 | 10000 | 11.6542 | 6220.0115 | 11845.6657 | 126.8033 | 241.4899
1 | 6500 | 707 | 0.03 | 15 | 15 | 7 | 1.3335e-11 | 5spot_SharedNeighbor | CO2 | Porous | Wet | R600a | MinimizeLCOE_Brownfield | IgnoreSilica | 2019 | 112.4781 | 22.6957 | 3.3349 | 4 | 5628.1929 | 10543.0483 | 114.7383 | 214.9343 | 137.8594 | 19.5877 | 97.9365 | 6916791.8636 | 0 | 3980949.4126 | 0 | 0 | 0 | 3107557.2704 | 5462066.4332 | 14211176.4353 | 9699419.9276 | 43377961.3428 | 961560.8286 | 30738450.8463 | 30738450.8463 | 22874378.7166 | 11949490.5493 | 0 | 75077973.0177 | 140640293.1299 | 13335.2143 | 13.3396 | 5628.1929 | 10543.0483 | 114.7383 | 214.9343
1 | 6500 | 707 | 0.03 | 15 | 15 | 7 | 1.7783e-11 | 5spot_SharedNeighbor | CO2 | Porous | Wet | R600a | MinimizeLCOE_Brownfield | IgnoreSilica | 2019 | 122.3077 | 24.8579 | 3.7134 | 4 | 5189.1605 | 9603.0266 | 105.7881 | 195.7707 | 137.2907 | 19.2733 | 91.3801 | 7300723.9828 | 0 | 4256918.3238 | 0 | 0 | 0 | 3093503.1107 | 5713946.7127 | 14866517.2549 | 10146703.5029 | 45378312.8878 | 961560.8286 | 30738450.8463 | 30738450.8463 | 22874378.7166 | 11949490.5493 | 0 | 77078324.5627 | 142640644.675 | 17782.7941 | 14.8537 | 5189.1605 | 9603.0266 | 105.7881 | 195.7707
1 | 6500 | 707 | 0.03 | 15 | 15 | 7 | 2.3714e-11 | 5spot_SharedNeighbor | CO2 | Porous | Wet | R600a | MinimizeLCOE_Brownfield | IgnoreSilica | 2019 | 130.4512 | 26.6665 | 4.0386 | 4 | 4863.3894 | 8921.8813 | 99.1468 | 181.8846 | 136.734 | 18.9897 | 95.017 | 7602395.3365 | 0 | 4482196.7352 | 0 | 0 | 0 | 3046525.067 | 5901135.6841 | 15353544.5606 | 10479109.6464 | 46864907.0299 | 961560.8286 | 30738450.8463 | 30738450.8463 | 22874378.7166 | 11949490.5493 | 0 | 78564918.7048 | 144127238.8171 | 23713.7371 | 16.1544 | 4863.3894 | 8921.8813 | 99.1468 | 181.8846
1 | 6500 | 707 | 0.03 | 15 | 15 | 7 | 3.1623e-11 | 5spot_SharedNeighbor | CO2 | Porous | Wet | R600a | MinimizeLCOE_Brownfield | IgnoreSilica | 2019 | 137.0212 | 28.1374 | 4.3086 | 4 | 4621.4515 | 8425.6279 | 94.2145 | 171.7678 | 136.2293 | 18.7457 | 104.4361 | 7834949.4347 | 0 | 4661895.2607 | 0 | 0 | 0 | 2983796.4936 | 6037450.0637 | 15708206.6145 | 10721173.7858 | 47947471.653 | 961560.8286 | 30738450.8463 | 30738450.8463 | 22874378.7166 | 11949490.5493 | 0 | 79647483.3279 | 145209803.4401 | 31622.7766 | 17.2343 | 4621.4515 | 8425.6279 | 94.2145 | 171.7678
1 | 6500 | 707 | 0.03 | 15 | 15 | 7 | 4.217e-11 | 5spot_SharedNeighbor | CO2 | Porous | Wet | R600a | MinimizeLCOE_Brownfield | IgnoreSilica | 2019 | 142.2144 | 29.3078 | 4.5269 | 4 | 4441.5284 | 8062.2083 | 90.5466 | 164.359 | 135.7953 | 18.5432 | 113.5801 | 8011900.4512 | 0 | 4802719.5462 | 0 | 0 | 0 | 2917388.0234 | 6135483.1281 | 15963268.5386 | 10895258.79 | 48726018.4774 | 961560.8286 | 30738450.8463 | 30738450.8463 | 22874378.7166 | 11949490.5493 | 0 | 80426030.1523 | 145988350.2646 | 42169.6503 | 18.1077 | 4441.5284 | 8062.2083 | 90.5466 | 164.359
1 | 6500 | 707 | 0.03 | 15 | 15 | 7 | 5.6234e-11 | 5spot_SharedNeighbor | CO2 | Porous | Wet | R600a | MinimizeLCOE_Brownfield | IgnoreSilica | 2019 | 146.2512 | 30.2228 | 4.7 | 4 | 4307.5234 | 7794.9012 | 87.8147 | 158.9096 | 135.4365 | 18.38 | 101.7211 | 8145226.9404 | 0 | 4911475.5761 | 0 | 0 | 0 | 2854475.8895 | 6205359.5783 | 16145072.7285 | 11019343.8853 | 49280954.5981 | 961560.8286 | 30738450.8463 | 30738450.8463 | 22874378.7166 | 11949490.5493 | 0 | 80980966.273 | 146543286.3853 | 56234.1325 | 18.7999 | 4307.5234 | 7794.9012 | 87.8147 | 158.9096
1 | 6500 | 707 | 0.03 | 15 | 15 | 7 | 7.4989e-11 | 5spot_SharedNeighbor | CO2 | Porous | Wet | R600a | MinimizeLCOE_Brownfield | IgnoreSilica | 2019 | 149.3381 | 30.9261 | 4.8348 | 4 | 4207.5768 | 7597.6809 | 85.7771 | 154.889 | 135.1493 | 18.2516 | 105.0292 | 8244664.021 | 0 | 4994232.5424 | 0 | 0 | 0 | 2798434.1085 | 6254558.9621 | 16273079.4329 | 11106711.0913 | 49671680.1582 | 961560.8286 | 30738450.8463 | 30738450.8463 | 22874378.7166 | 11949490.5493 | 0 | 81371691.8331 | 146934011.9454 | 74989.4209 | 19.3393 | 4207.5768 | 7597.6809 | 85.7771 | 154.889
1 | 6500 | 707 | 0.03 | 15 | 15 | 7 | 1e-10 | 5spot_SharedNeighbor | CO2 | Porous | Wet | R600a | MinimizeLCOE_Brownfield | IgnoreSilica | 2019 | 151.7151 | 31.469 | 4.9394 | 4 | 4132.9421 | 7451.3082 | 84.2556 | 151.905 | 134.9205 | 18.1507 | 108.039 | 8319744.0838 | 0 | 5057726.1406 | 0 | 0 | 0 | 2751729.5588 | 6290387.9154 | 16366299.0199 | 11170335.3749 | 49956222.0933 | 961560.8286 | 30738450.8463 | 30738450.8463 | 22874378.7166 | 11949490.5493 | 0 | 81656233.7682 | 147218553.8805 | 100000 | 19.7574 | 4132.9421 | 7451.3082 | 84.2556 | 151.905
1 | 6500 | 707 | 0.03 | 15 | 15 | 7 | 1.3335e-10 | 5spot_SharedNeighbor | CO2 | Porous | Wet | R600a | MinimizeLCOE_Brownfield | IgnoreSilica | 2019 | 153.5056 | 31.8796 | 5.0193 | 4 | 4077.1539 | 7342.6968 | 83.1183 | 149.6908 | 134.7438 | 18.0736 | 105.6316 | 8375433.6826 | 0 | 5105422.1398 | 0 | 0 | 0 | 2713177.3802 | 6315672.949 | 16432085.4907 | 11215235.993 | 50157027.6353 | 961560.8286 | 30738450.8463 | 30738450.8463 | 22874378.7166 | 11949490.5493 | 0 | 81857039.3102 | 147419359.4225 | 133352.1432 | 20.077 | 4077.1539 | 7342.6968 | 83.1183 | 149.6908
1 | 6500 | 707 | 0.03 | 15 | 15 | 7 | 1.7783e-10 | 5spot_SharedNeighbor | CO2 | Porous | Wet | R600a | MinimizeLCOE_Brownfield | IgnoreSilica | 2019 | 154.8823 | 32.1953 | 5.0805 | 4 | 4035.4206 | 7261.5978 | 82.2675 | 148.0375 | 134.6054 | 18.0135 | 106.4287 | 8417749.0714 | 0 | 5142019.7614 | 0 | 0 | 0 | 2682924.9399 | 6334650.5713 | 16481461.3711 | 11248936.0459 | 50307741.7609 | 961560.8286 | 30738450.8463 | 30738450.8463 | 22874378.7166 | 11949490.5493 | 0 | 82007753.4358 | 147570073.5481 | 177827.941 | 20.322 | 4035.4206 | 7261.5978 | 82.2675 | 148.0375
1 | 6500 | 707 | 0.03 | 15 | 15 | 7 | 2.3714e-10 | 5spot_SharedNeighbor | CO2 | Porous | Wet | R600a | MinimizeLCOE_Brownfield | IgnoreSilica | 2019 | 155.8956 | 32.4288 | 5.1266 | 4 | 4004.1827 | 7201.3607 | 81.6307 | 146.8095 | 134.502 | 17.9689 | 103.6916 | 8448608.8703 | 0 | 5168915.915 | 0 | 0 | 0 | 2658506.3398 | 6347652.1388 | 16515288.7826 | 11272023.9494 | 50410995.9958 | 961560.8286 | 30738450.8463 | 30738450.8463 | 22874378.7166 | 11949490.5493 | 0 | 82111007.6707 | 147673327.783 | 237137.3706 | 20.5063 | 4004.1827 | 7201.3607 | 81.6307 | 146.8095
1 | 6500 | 707 | 0.03 | 15 | 15 | 7 | 3.1623e-10 | 5spot_SharedNeighbor | CO2 | Porous | Wet | R600a | MinimizeLCOE_Brownfield | IgnoreSilica | 2019 | 156.6728 | 32.6078 | 5.1617 | 4 | 3980.79 | 7156.2366 | 81.1538 | 145.8896 | 134.4219 | 17.9345 | 105.3227 | 8472115.6985 | 0 | 5189520.2132 | 0 | 0 | 0 | 2639885.6701 | 6357593.4169 | 16541153.949 | 11289677.4569 | 50489946.4044 | 961560.8286 | 30738450.8463 | 30738450.8463 | 22874378.7166 | 11949490.5493 | 0 | 82189958.0793 | 147752278.1916 | 316227.766 | 20.6466 | 3980.79 | 7156.2366 | 81.1538 | 145.8896
1 | 6500 | 707 | 0.03 | 15 | 15 | 7 | 4.217e-10 | 5spot_SharedNeighbor | CO2 | Porous | Wet | R600a | MinimizeLCOE_Brownfield | IgnoreSilica | 2019 | 157.2575 | 32.7425 | 5.1881 | 4 | 3963.2661 | 7122.5024 | 80.7965 | 145.2018 | 134.3611 | 17.9085 | 114.2774 | 8489707.9535 | 0 | 5205008.7744 | 0 | 0 | 0 | 2625549.9769 | 6364904.0148 | 16560174.6253 | 11302659.4593 | 50548004.8042 | 961560.8286 | 30738450.8463 | 30738450.8463 | 22874378.7166 | 11949490.5493 | 0 | 82248016.4791 | 147810336.5914 | 421696.5034 | 20.7526 | 3963.2661 | 7122.5024 | 80.7965 | 145.2018
1 | 6500 | 707 | 0.03 | 15 | 15 | 7 | 5.6234e-10 | 5spot_SharedNeighbor | CO2 | Porous | Wet | R600a | MinimizeLCOE_Brownfield | IgnoreSilica | 2019 | 157.701 | 32.8447 | 5.2082 | 4 | 3950.1353 | 7097.2272 | 80.5289 | 144.6866 | 134.3148 | 17.8887 | 103.0389 | 8502996.0719 | 0 | 5216746.9446 | 0 | 0 | 0 | 2614678.4919 | 6370424.3883 | 16574537.5046 | 11312462.4196 | 50591845.8209 | 961560.8286 | 30738450.8463 | 30738450.8463 | 22874378.7166 | 11949490.5493 | 0 | 82291857.4958 | 147854177.6081 | 562341.3252 | 20.8327 | 3950.1353 | 7097.2272 | 80.5289 | 144.6866
1 | 6500 | 707 | 0.03 | 15 | 15 | 7 | 7.4989e-10 | 5spot_SharedNeighbor | CO2 | Porous | Wet | R600a | MinimizeLCOE_Brownfield | IgnoreSilica | 2019 | 158.0345 | 32.9215 | 5.2232 | 4 | 3940.2944 | 7078.3025 | 80.3282 | 144.3008 | 134.2798 | 17.8738 | 104.1474 | 8512961.6989 | 0 | 5225572.7381 | 0 | 0 | 0 | 2606414.7469 | 6374530.1817 | 16585219.9369 | 11319753.3992 | 50624452.7018 | 961560.8286 | 30738450.8463 | 30738450.8463 | 22874378.7166 | 11949490.5493 | 0 | 82324464.3767 | 147886784.489 | 749894.2093 | 20.893 | 3940.2944 | 7078.3025 | 80.3282 | 144.3008
1 | 6500 | 707 | 0.03 | 15 | 15 | 7 | 1e-09 | 5spot_SharedNeighbor | CO2 | Porous | Wet | R600a | MinimizeLCOE_Brownfield | IgnoreSilica | 2019 | 158.2781 | 32.9779 | 5.2345 | 4 | 3932.9179 | 7064.1948 | 80.1779 | 144.0132 | 134.2541 | 17.8628 | 106.4145 | 8520220.6607 | 0 | 5232014.7074 | 0 | 0 | 0 | 2599986.2032 | 6377366.4128 | 16592599.2285 | 11324789.9173 | 50646977.13 | 961560.8286 | 30738450.8463 | 30738450.8463 | 22874378.7166 | 11949490.5493 | 0 | 82346988.8049 | 147909308.9172 | 1000000 | 20.9379 | 3932.9179 | 7064.1948 | 80.1779 | 144.0132
1 | 6500 | 707 | 0.03 | 15 | 15 | 7 | 1.3335e-09 | 5spot_SharedNeighbor | CO2 | Porous | Wet | R600a | MinimizeLCOE_Brownfield | IgnoreSilica | 2019 | 158.4561 | 33.0193 | 5.2428 | 4 | 3927.3882 | 7053.6712 | 80.0651 | 143.7986 | 134.2353 | 17.8548 | 104.7559 | 8525515.6115 | 0 | 5236721.0017 | 0 | 0 | 0 | 2595013.3255 | 6379327.4761 | 16597701.5129 | 11328272.3312 | 50662551.2589 | 961560.8286 | 30738450.8463 | 30738450.8463 | 22874378.7166 | 11949490.5493 | 0 | 82362562.9339 | 147924883.0461 | 1333521.4322 | 20.9713 | 3927.3882 | 7053.6712 | 80.0651 | 143.7986
1 | 6500 | 707 | 0.03 | 15 | 15 | 7 | 1.7783e-09 | 5spot_SharedNeighbor | CO2 | Porous | Wet | R600a | MinimizeLCOE_Brownfield | IgnoreSilica | 2019 | 158.605 | 33.0534 | 5.2494 | 4 | 3923.2425 | 7045.6416 | 79.9806 | 143.6349 | 134.2196 | 17.8481 | 108.2872 | 8529942.7116 | 0 | 5240658.0377 | 0 | 0 | 0 | 2591621.6706 | 6381266.7437 | 16602747.0894 | 11331716.0408 | 50677952.2937 | 961560.8286 | 30738450.8463 | 30738450.8463 | 22874378.7166 | 11949490.5493 | 0 | 82377963.9687 | 147940284.0809 | 1778279.41 | 20.9974 | 3923.2425 | 7045.6416 | 79.9806 | 143.6349
1 | 6500 | 707 | 0.03 | 15 | 15 | 7 | 2.3714e-09 | 5spot_SharedNeighbor | CO2 | Porous | Wet | R600a | MinimizeLCOE_Brownfield | IgnoreSilica | 2019 | 158.6996 | 33.0756 | 5.254 | 4 | 3920.1342 | 7039.7834 | 79.9172 | 143.5155 | 134.2096 | 17.8439 | 106.7568 | 8532750.827 | 0 | 5243159.5424 | 0 | 0 | 0 | 2588665.9674 | 6382184.7714 | 16605135.609 | 11333346.2546 | 50685242.9718 | 961560.8286 | 30738450.8463 | 30738450.8463 | 22874378.7166 | 11949490.5493 | 0 | 82385254.6467 | 147947574.7589 | 2371373.7057 | 21.0159 | 3920.1342 | 7039.7834 | 79.9172 | 143.5155
1 | 6500 | 707 | 0.03 | 15 | 15 | 7 | 3.1623e-09 | 5spot_SharedNeighbor | CO2 | Porous | Wet | R600a | MinimizeLCOE_Brownfield | IgnoreSilica | 2019 | 158.7922 | 33.0965 | 5.2578 | 4 | 3917.8037 | 7035.1906 | 79.8697 | 143.4219 | 134.1998 | 17.8397 | 103.4316 | 8535500.3947 | 0 | 5245607.138 | 0 | 0 | 0 | 2586947.1136 | 6383541.3121 | 16608665.0497 | 11335755.1703 | 50696016.1785 | 961560.8286 | 30738450.8463 | 30738450.8463 | 22874378.7166 | 11949490.5493 | 0 | 82396027.8534 | 147958347.9657 | 3162277.6602 | 21.0312 | 3917.8037 | 7035.1906 | 79.8697 | 143.4219
1 | 6500 | 707 | 0.03 | 15 | 15 | 7 | 4.217e-09 | 5spot_SharedNeighbor | CO2 | Porous | Wet | R600a | MinimizeLCOE_Brownfield | IgnoreSilica | 2019 | 158.8434 | 33.1086 | 5.2604 | 4 | 3916.0562 | 7031.9187 | 79.8341 | 143.3552 | 134.1943 | 17.8374 | 111.4858 | 8537014.6144 | 0 | 5246957.8554 | 0 | 0 | 0 | 2585225.7743 | 6383987.3152 | 16609825.4583 | 11336547.1731 | 50699558.1908 | 961560.8286 | 30738450.8463 | 30738450.8463 | 22874378.7166 | 11949490.5493 | 0 | 82399569.8657 | 147961889.978 | 4216965.0343 | 21.0415 | 3916.0562 | 7031.9187 | 79.8341 | 143.3552
1 | 6500 | 707 | 0.03 | 15 | 15 | 7 | 5.6234e-09 | 5spot_SharedNeighbor | CO2 | Porous | Wet | R600a | MinimizeLCOE_Brownfield | IgnoreSilica | 2019 | 158.8971 | 33.1207 | 5.2625 | 4 | 3914.7459 | 7029.3225 | 79.8074 | 143.3022 | 134.1886 | 17.835 | 105.8284 | 8538607.9996 | 0 | 5248377.2387 | 0 | 0 | 0 | 2584291.2403 | 6384797.8267 | 16611934.2429 | 11337986.4619 | 50705995.0102 | 961560.8286 | 30738450.8463 | 30738450.8463 | 22874378.7166 | 11949490.5493 | 0 | 82406006.6851 | 147968326.7974 | 5623413.2519 | 21.0502 | 3914.7459 | 7029.3225 | 79.8074 | 143.3022
1 | 6500 | 707 | 0.03 | 15 | 15 | 7 | 7.4989e-09 | 5spot_SharedNeighbor | CO2 | Porous | Wet | R600a | MinimizeLCOE_Brownfield | IgnoreSilica | 2019 | 158.9165 | 33.1256 | 5.2638 | 4 | 3913.7633 | 7027.5699 | 79.7874 | 143.2665 | 134.1865 | 17.8341 | 109.1652 | 8539182.084 | 0 | 5248891.1297 | 0 | 0 | 0 | 2583103.5607 | 6384758.942 | 16611833.073 | 11337917.4114 | 50705686.2008 | 961560.8286 | 30738450.8463 | 30738450.8463 | 22874378.7166 | 11949490.5493 | 0 | 82405697.8758 | 147968017.988 | 7498942.0933 | 21.0554 | 3913.7633 | 7027.5699 | 79.7874 | 143.2665
1 | 6500 | 707 | 0.03 | 15 | 15 | 7 | 1e-08 | 5spot_SharedNeighbor | CO2 | Porous | Wet | R600a | MinimizeLCOE_Brownfield | IgnoreSilica | 2019 | 158.9554 | 33.1342 | 5.2652 | 4 | 3913.0266 | 7026.0297 | 79.7723 | 143.2351 | 134.1825 | 17.8323 | 112.7284 | 8540336.4205 | 0 | 5249918.8739 | 0 | 0 | 0 | 2582778.5604 | 6385483.2034 | 16613717.4526 | 11339203.5391 | 50711438.05 | 961560.8286 | 30738450.8463 | 30738450.8463 | 22874378.7166 | 11949490.5493 | 0 | 82411449.7249 | 147973769.8372 | 10000000 | 21.0608 | 3913.0266 | 7026.0297 | 79.7723 | 143.2351
1 | 6600 | 707 | 0.03 | 15 | 15 | 7 | 1e-13 | 5spot_SharedNeighbor | CO2 | Porous | Wet | R600a | MinimizeLCOE_Brownfield | IgnoreSilica | 2019 | 1.6 | -0.028565 | 0.00037191 | 4 | 22755495.0469 | 67737621.5297 | 463901.5456 | 1380923.0368 | 72.2165 | 16.9311 | 25.5971 | 199315.7597 | 0 | 68519.058 | 0 | 0 | 0 | 215779.6508 | 188609.6427 | 490723.6012 | 334928.9412 | 1497876.6535 | 961560.8286 | 31392914.1654 | 31392914.1654 | 23340719.2222 | 12184302.7159 | 0 | 33852351.6475 | 100770287.7509 | 100 | 0.0014877 | 22755495.0469 | 67737621.5297 | 463901.5456 | 1380923.0368
1 | 6600 | 707 | 0.03 | 15 | 15 | 7 | 1.3335e-13 | 5spot_SharedNeighbor | CO2 | Porous | Wet | R600a | MinimizeLCOE_Brownfield | IgnoreSilica | 2019 | 1.6 | -0.0092383 | 0.0051471 | 4 | 1640740.3639 | 4890995.3458 | 33448.7116 | 99709.5557 | 72.2165 | 16.9312 | 27.6049 | 199315.7711 | 0 | 68519.0529 | 0 | 0 | 0 | 192553.3683 | 179551.3951 | 467155.8989 | 318843.5001 | 1425938.9864 | 961560.8286 | 31392914.1654 | 31392914.1654 | 23340719.2222 | 12184302.7159 | 0 | 33780413.9804 | 100698350.0839 | 133.3521 | 0.020589 | 1640740.3639 | 4890995.3458 | 33448.7116 | 99709.5557
1 | 6600 | 707 | 0.03 | 15 | 15 | 7 | 1.7783e-13 | 5spot_SharedNeighbor | CO2 | Porous | Wet | R600a | MinimizeLCOE_Brownfield | IgnoreSilica | 2019 | 3.6561 | 0.2053 | 0.023303 | 4 | 383482.5561 | 1101401.4795 | 7817.8106 | 22453.5589 | 99.8617 | 19.2188 | 53.9005 | 464419.4267 | 0 | 209605.857 | 0 | 0 | 0 | 420594.4937 | 426901.7132 | 1110710.6881 | 758082.8674 | 3390315.046 | 961560.8286 | 31392914.1654 | 31392914.1654 | 23340719.2222 | 12184302.7159 | 0 | 35744790.04 | 102662726.1435 | 177.8279 | 0.093211 | 383482.5561 | 1101401.4795 | 7817.8106 | 22453.5589
1 | 6600 | 707 | 0.03 | 15 | 15 | 7 | 2.3714e-13 | 5spot_SharedNeighbor | CO2 | Porous | Wet | R600a | MinimizeLCOE_Brownfield | IgnoreSilica | 2019 | 5.0445 | 0.42387 | 0.046624 | 4 | 197804.7287 | 556621.0422 | 4032.5169 | 11347.4728 | 109.2082 | 19.8508 | 53.0167 | 629742.8175 | 0 | 299857.8329 | 0 | 0 | 0 | 534724.6298 | 571086.8593 | 1485850.8619 | 1014123.7444 | 4535386.7458 | 961560.8286 | 31392914.1654 | 31392914.1654 | 23340719.2222 | 12184302.7159 | 0 | 36889861.7398 | 103807797.8432 | 237.1374 | 0.1865 | 197804.7287 | 556621.0422 | 4032.5169 | 11347.4728
1 | 6600 | 707 | 0.03 | 15 | 15 | 7 | 3.1623e-13 | 5spot_SharedNeighbor | CO2 | Porous | Wet | R600a | MinimizeLCOE_Brownfield | IgnoreSilica | 2019 | 6.7862 | 0.72836 | 0.080669 | 4 | 118413.8775 | 325798.1249 | 2414.0271 | 6641.8355 | 116.6582 | 20.3094 | 53.7293 | 822613.8102 | 0 | 407290.7388 | 0 | 0 | 0 | 660431.7333 | 737231.1501 | 1918124.2257 | 1309159.1975 | 5854850.8557 | 961560.8286 | 31392914.1654 | 31392914.1654 | 23340719.2222 | 12184302.7159 | 0 | 38209325.8496 | 105127261.9531 | 316.2278 | 0.32268 | 118413.8775 | 325798.1249 | 2414.0271 | 6641.8355
1 | 6600 | 707 | 0.03 | 15 | 15 | 7 | 4.217e-13 | 5spot_SharedNeighbor | CO2 | Porous | Wet | R600a | MinimizeLCOE_Brownfield | IgnoreSilica | 2019 | 9.0734 | 1.1511 | 0.12886 | 4 | 77184.6804 | 207014.7394 | 1573.5141 | 4220.2755 | 122.8051 | 20.6588 | 65.6874 | 1056784.0097 | 0 | 531311.3343 | 0 | 0 | 0 | 810353.4366 | 935395.0244 | 2433705.9776 | 1661054.3374 | 7428604.1199 | 961560.8286 | 31392914.1654 | 31392914.1654 | 23340719.2222 | 12184302.7159 | 0 | 39783079.1139 | 106701015.2173 | 421.6965 | 0.51543 | 77184.6804 | 207014.7394 | 1573.5141 | 4220.2755
1 | 6600 | 707 | 0.03 | 15 | 15 | 7 | 5.6234e-13 | 5spot_SharedNeighbor | CO2 | Porous | Wet | R600a | MinimizeLCOE_Brownfield | IgnoreSilica | 2019 | 11.9239 | 1.7015 | 0.19519 | 4 | 53183.6735 | 138893.0556 | 1084.2211 | 2831.5228 | 127.5818 | 20.911 | 64.823 | 1326086.2492 | 0 | 661100.2846 | 0 | 0 | 0 | 973141.4719 | 1154527.9223 | 3003844.8275 | 2050185.8176 | 9168886.5731 | 961560.8286 | 31392914.1654 | 31392914.1654 | 23340719.2222 | 12184302.7159 | 0 | 41523361.5671 | 108441297.6705 | 562.3413 | 0.78075 | 53183.6735 | 138893.0556 | 1084.2211 | 2831.5228
1 | 6600 | 707 | 0.03 | 15 | 15 | 7 | 7.4989e-13 | 5spot_SharedNeighbor | CO2 | Porous | Wet | R600a | MinimizeLCOE_Brownfield | IgnoreSilica | 2019 | 15.5339 | 2.4163 | 0.28438 | 4 | 38283.401 | 97112.2574 | 780.4589 | 1979.7647 | 131.3576 | 21.0952 | 60.6031 | 1641073.9588 | 0 | 816877.291 | 0 | 0 | 0 | 1155884.7 | 1409396.0204 | 3666959.3382 | 2502775.0968 | 11192966.4053 | 961560.8286 | 31392914.1654 | 31392914.1654 | 23340719.2222 | 12184302.7159 | 0 | 43547441.3993 | 110465377.5027 | 749.8942 | 1.1375 | 38283.401 | 97112.2574 | 780.4589 | 1979.7647
1 | 6600 | 707 | 0.03 | 15 | 15 | 7 | 1e-12 | 5spot_SharedNeighbor | CO2 | Porous | Wet | R600a | MinimizeLCOE_Brownfield | IgnoreSilica | 2019 | 20.1017 | 3.3358 | 0.40258 | 4 | 28506.2042 | 70061.7385 | 581.1375 | 1428.3033 | 134.3271 | 21.2245 | 62.9286 | 2009329.7042 | 0 | 1003966.6472 | 0 | 0 | 0 | 1361480.1598 | 1706162.8394 | 4439085.7259 | 3029767.222 | 13549792.2986 | 961560.8286 | 31392914.1654 | 31392914.1654 | 23340719.2222 | 12184302.7159 | 0 | 45904267.2926 | 112822203.396 | 1000 | 1.6103 | 28506.2042 | 70061.7385 | 581.1375 | 1428.3033
1 | 6600 | 707 | 0.03 | 15 | 15 | 7 | 1.3335e-12 | 5spot_SharedNeighbor | CO2 | Porous | Wet | R600a | MinimizeLCOE_Brownfield | IgnoreSilica | 2019 | 25.846 | 4.5058 | 0.55735 | 4 | 21815.3628 | 51831.6843 | 444.7357 | 1056.659 | 136.635 | 21.3051 | 76.8531 | 2437731.287 | 0 | 1227572.0587 | 0 | 0 | 0 | 1591084.7313 | 2049991.35 | 5333656.9817 | 3640330.4857 | 16280366.8945 | 961560.8286 | 31392914.1654 | 31392914.1654 | 23340719.2222 | 12184302.7159 | 0 | 48634841.8884 | 115552777.9919 | 1333.5214 | 2.2294 | 21815.3628 | 51831.6843 | 444.7357 | 1056.659
1 | 6600 | 707 | 0.03 | 15 | 15 | 7 | 1.7783e-12 | 5spot_SharedNeighbor | CO2 | Porous | Wet | R600a | MinimizeLCOE_Brownfield | IgnoreSilica | 2019 | 32.9735 | 5.9715 | 0.75711 | 4 | 17089.9042 | 39186.3197 | 348.4008 | 798.8661 | 138.3896 | 21.338 | 62.7941 | 2930183.4246 | 0 | 1491639.5837 | 0 | 0 | 0 | 1842268.9694 | 2442995.8713 | 6356174.1297 | 4338219.4498 | 19401481.4284 | 961560.8286 | 31392914.1654 | 31392914.1654 | 23340719.2222 | 12184302.7159 | 0 | 51755956.4224 | 118673892.5258 | 1778.2794 | 3.0285 | 17089.9042 | 39186.3197 | 348.4008 | 798.8661
1 | 6600 | 707 | 0.03 | 15 | 15 | 7 | 2.3714e-12 | 5spot_SharedNeighbor | CO2 | Porous | Wet | R600a | MinimizeLCOE_Brownfield | IgnoreSilica | 2019 | 41.7017 | 7.7812 | 1.0107 | 4 | 13673.3726 | 30225.434 | 278.7502 | 616.1864 | 139.6819 | 21.3194 | 78.9076 | 3489611.0776 | 0 | 1799930.2825 | 0 | 0 | 0 | 2112267.315 | 2886705.3833 | 7510615.2626 | 5126149.2444 | 22925278.5654 | 961560.8286 | 31392914.1654 | 31392914.1654 | 23340719.2222 | 12184302.7159 | 0 | 55279753.5594 | 122197689.6629 | 2371.3737 | 4.0429 | 13673.3726 | 30225.434 | 278.7502 | 616.1864
1 | 6600 | 707 | 0.03 | 15 | 15 | 7 | 3.1623e-12 | 5spot_SharedNeighbor | CO2 | Porous | Wet | R600a | MinimizeLCOE_Brownfield | IgnoreSilica | 2019 | 52.087 | 9.9533 | 1.3245 | 4 | 11161.7263 | 23792.1968 | 227.5469 | 485.0361 | 140.5653 | 21.2415 | 84.0115 | 4107782.4061 | 0 | 2150382.9025 | 0 | 0 | 0 | 2388803.9999 | 3372318.0303 | 8774079.7573 | 5988489.7237 | 26781856.8198 | 961560.8286 | 31392914.1654 | 31392914.1654 | 23340719.2222 | 12184302.7159 | 0 | 59136331.8138 | 126054267.9173 | 3162.2777 | 5.2981 | 11161.7263 | 23792.1968 | 227.5469 | 485.0361
1 | 6600 | 707 | 0.03 | 15 | 15 | 7 | 4.217e-12 | 5spot_SharedNeighbor | CO2 | Porous | Wet | R600a | MinimizeLCOE_Brownfield | IgnoreSilica | 2019 | 63.9481 | 12.4587 | 1.6989 | 4 | 9296.2822 | 19143.7579 | 189.5173 | 390.2714 | 141.0742 | 21.0957 | 67.5649 | 4764121.9767 | 0 | 2533927.9119 | 0 | 0 | 0 | 2652009.6953 | 3880523.2377 | 10096325.4598 | 6890949.5851 | 30817857.8666 | 961560.8286 | 31392914.1654 | 31392914.1654 | 23340719.2222 | 12184302.7159 | 0 | 63172332.8606 | 130090268.9641 | 4216.965 | 6.7954 | 9296.2822 | 19143.7579 | 189.5173 | 390.2714
1 | 6600 | 707 | 0.03 | 15 | 15 | 7 | 5.6234e-12 | 5spot_SharedNeighbor | CO2 | Porous | Wet | R600a | MinimizeLCOE_Brownfield | IgnoreSilica | 2019 | 76.8413 | 15.211 | 2.1245 | 4 | 7904.8305 | 15779.4119 | 161.1507 | 321.6847 | 141.2356 | 20.8782 | 101.8605 | 5427847.3677 | 0 | 2934998.542 | 0 | 0 | 0 | 2879539.1651 | 4384530.1792 | 11407648.1354 | 7785954.2562 | 34820517.6456 | 961560.8286 | 31392914.1654 | 31392914.1654 | 23340719.2222 | 12184302.7159 | 0 | 67174992.6396 | 134092928.7431 | 5623.4133 | 8.498 | 7904.8305 | 15779.4119 | 161.1507 | 321.6847
1 | 6600 | 707 | 0.03 | 15 | 15 | 7 | 7.4989e-12 | 5spot_SharedNeighbor | CO2 | Porous | Wet | R600a | MinimizeLCOE_Brownfield | IgnoreSilica | 2019 | 89.9696 | 18.0463 | 2.5799 | 4 | 6867.0125 | 13351.5142 | 139.9933 | 272.1887 | 141.0907 | 20.5978 | 99.623 | 6057235.7678 | 0 | 3329728.9275 | 0 | 0 | 0 | 3046905.2584 | 4849209.2819 | 12616647.842 | 8611121.3983 | 38510848.4758 | 961560.8286 | 31392914.1654 | 31392914.1654 | 23340719.2222 | 12184302.7159 | 0 | 70865323.4698 | 137783259.5733 | 7498.9421 | 10.3197 | 6867.0125 | 13351.5142 | 139.9933 | 272.1887
1 | 6600 | 707 | 0.03 | 15 | 15 | 7 | 1e-11 | 5spot_SharedNeighbor | CO2 | Porous | Wet | R600a | MinimizeLCOE_Brownfield | IgnoreSilica | 2019 | 102.5707 | 20.799 | 3.0379 | 4 | 6094.5557 | 11601.462 | 124.2458 | 236.5115 | 140.7109 | 20.2749 | 104.1618 | 6621073.121 | 0 | 3697864.276 | 0 | 0 | 0 | 3146012.7209 | 5251330.546 | 13662884.8847 | 9325199.678 | 41704365.2267 | 961560.8286 | 31392914.1654 | 31392914.1654 | 23340719.2222 | 12184302.7159 | 0 | 74058840.2206 | 140976776.3241 | 10000 | 12.1516 | 6094.5557 | 11601.462 | 124.2458 | 236.5115
1 | 6600 | 707 | 0.03 | 15 | 15 | 7 | 1.3335e-11 | 5spot_SharedNeighbor | CO2 | Porous | Wet | R600a | MinimizeLCOE_Brownfield | IgnoreSilica | 2019 | 113.9519 | 23.3139 | 3.4708 | 4 | 5520.6869 | 10340.7329 | 112.5467 | 210.8098 | 140.1882 | 19.9384 | 96.7458 | 7098135.1199 | 0 | 4022624.3473 | 0 | 0 | 0 | 3179212.7366 | 5576989.1595 | 14510181.7952 | 9903497.2296 | 44290640.3881 | 961560.8286 | 31392914.1654 | 31392914.1654 | 23340719.2222 | 12184302.7159 | 0 | 76645115.3821 | 143563051.4855 | 13335.2143 | 13.8833 | 5520.6869 | 10340.7329 | 112.5467 | 210.8098
1 | 6600 | 707 | 0.03 | 15 | 15 | 7 | 1.7783e-11 | 5spot_SharedNeighbor | CO2 | Porous | Wet | R600a | MinimizeLCOE_Brownfield | IgnoreSilica | 2019 | 123.7427 | 25.5003 | 3.8586 | 4 | 5095.0682 | 9430.7372 | 103.8699 | 192.2583 | 139.6129 | 19.6162 | 98.4942 | 7484876.4242 | 0 | 4296829.4111 | 0 | 0 | 0 | 3161934.1361 | 5828019.5888 | 15163311.479 | 10349271.6593 | 46284242.6985 | 961560.8286 | 31392914.1654 | 31392914.1654 | 23340719.2222 | 12184302.7159 | 0 | 78638717.6925 | 145556653.7959 | 17782.7941 | 15.4343 | 5095.0682 | 9430.7372 | 103.8699 | 192.2583
1 | 6600 | 707 | 0.03 | 15 | 15 | 7 | 2.3714e-11 | 5spot_SharedNeighbor | CO2 | Porous | Wet | R600a | MinimizeLCOE_Brownfield | IgnoreSilica | 2019 | 131.8519 | 27.3284 | 4.191 | 4 | 4779.292 | 8771.0313 | 97.4323 | 178.8093 | 139.0512 | 19.3262 | 100.5435 | 7788753.6748 | 0 | 4520654.8374 | 0 | 0 | 0 | 3112666.4062 | 6014609.2181 | 15648779.4196 | 10680613.5041 | 47766077.0602 | 961560.8286 | 31392914.1654 | 31392914.1654 | 23340719.2222 | 12184302.7159 | 0 | 80120552.0542 | 147038488.1577 | 23713.7371 | 16.7641 | 4779.292 | 8771.0313 | 97.4323 | 178.8093
1 | 6600 | 707 | 0.03 | 15 | 15 | 7 | 3.1623e-11 | 5spot_SharedNeighbor | CO2 | Porous | Wet | R600a | MinimizeLCOE_Brownfield | IgnoreSilica | 2019 | 138.3707 | 28.8102 | 4.4663 | 4 | 4544.7927 | 8290.5033 | 92.6517 | 169.0131 | 138.5444 | 19.0778 | 100.8485 | 8022241.4229 | 0 | 4698590.809 | 0 | 0 | 0 | 3047730.1754 | 6149739.3388 | 16000360.2746 | 10920574.662 | 48839236.6826 | 961560.8286 | 31392914.1654 | 31392914.1654 | 23340719.2222 | 12184302.7159 | 0 | 81193711.6766 | 148111647.7801 | 31622.7766 | 17.8652 | 4544.7927 | 8290.5033 | 92.6517 | 169.0131
1 | 6600 | 707 | 0.03 | 15 | 15 | 7 | 4.217e-11 | 5spot_SharedNeighbor | CO2 | Porous | Wet | R600a | MinimizeLCOE_Brownfield | IgnoreSilica | 2019 | 143.5056 | 29.9855 | 4.6884 | 4 | 4370.4063 | 7938.6737 | 89.0966 | 161.8406 | 138.1106 | 18.8726 | 104.1698 | 8199348.8526 | 0 | 4837571.0272 | 0 | 0 | 0 | 2979357.0475 | 6246348.0016 | 16251716.1981 | 11092130.2446 | 49606471.3716 | 961560.8286 | 31392914.1654 | 31392914.1654 | 23340719.2222 | 12184302.7159 | 0 | 81960946.3656 | 148878882.4691 | 42169.6503 | 18.7536 | 4370.4063 | 7938.6737 | 89.0966 | 161.8406
1 | 6600 | 707 | 0.03 | 15 | 15 | 7 | 5.6234e-11 | 5spot_SharedNeighbor | CO2 | Porous | Wet | R600a | MinimizeLCOE_Brownfield | IgnoreSilica | 2019 | 147.5035 | 30.9055 | 4.8644 | 4 | 4240.5257 | 7679.723 | 86.4489 | 156.5615 | 137.7517 | 18.7069 | 89.0883 | 8333055.7564 | 0 | 4945090.1899 | 0 | 0 | 0 | 2915314.5798 | 6315449.6052 | 16431504.3959 | 11214839.3839 | 50155253.9111 | 961560.8286 | 31392914.1654 | 31392914.1654 | 23340719.2222 | 12184302.7159 | 0 | 82509728.9051 | 149427665.0086 | 56234.1325 | 19.4574 | 4240.5257 | 7679.723 | 86.4489 | 156.5615
1 | 6600 | 707 | 0.03 | 15 | 15 | 7 | 7.4989e-11 | 5spot_SharedNeighbor | CO2 | Porous | Wet | R600a | MinimizeLCOE_Brownfield | IgnoreSilica | 2019 | 150.5554 | 31.6116 | 5.0013 | 4 | 4143.6551 | 7488.674 | 84.474 | 152.6667 | 137.465 | 18.577 | 119.3676 | 8432634.1928 | 0 | 5026774.8701 | 0 | 0 | 0 | 2858394.7845 | 6363943.5005 | 16557675.5639 | 11300953.7986 | 50540376.7103 | 961560.8286 | 31392914.1654 | 31392914.1654 | 23340719.2222 | 12184302.7159 | 0 | 82894851.7042 | 149812787.8077 | 74989.4209 | 20.0052 | 4143.6551 | 7488.674 | 84.474 | 152.6667
1 | 6600 | 707 | 0.03 | 15 | 15 | 7 | 1e-10 | 5spot_SharedNeighbor | CO2 | Porous | Wet | R600a | MinimizeLCOE_Brownfield | IgnoreSilica | 2019 | 152.9092 | 32.1574 | 5.1075 | 4 | 4071.3169 | 7346.8151 | 82.9993 | 149.7748 | 137.2365 | 18.4748 | 108.4542 | 8507954.8726 | 0 | 5089547.2134 | 0 | 0 | 0 | 2811201.7652 | 6399394.502 | 16649911.7978 | 11363906.9235 | 50821917.0745 | 961560.8286 | 31392914.1654 | 31392914.1654 | 23340719.2222 | 12184302.7159 | 0 | 83176392.0685 | 150094328.1719 | 100000 | 20.4298 | 4071.3169 | 7346.8151 | 82.9993 | 149.7748
1 | 6600 | 707 | 0.03 | 15 | 15 | 7 | 1.3335e-10 | 5spot_SharedNeighbor | CO2 | Porous | Wet | R600a | MinimizeLCOE_Brownfield | IgnoreSilica | 2019 | 154.6823 | 32.5701 | 5.1886 | 4 | 4017.2449 | 7241.5365 | 81.897 | 147.6285 | 137.0599 | 18.3965 | 119.8416 | 8563834.9536 | 0 | 5136706.151 | 0 | 0 | 0 | 2772328.712 | 6424419.2285 | 16715021.0029 | 11408345.2938 | 51020655.3417 | 961560.8286 | 31392914.1654 | 31392914.1654 | 23340719.2222 | 12184302.7159 | 0 | 83375130.3356 | 150293066.4391 | 133352.1432 | 20.7543 | 4017.2449 | 7241.5365 | 81.897 | 147.6285
1 | 6600 | 707 | 0.03 | 15 | 15 | 7 | 1.7783e-10 | 5spot_SharedNeighbor | CO2 | Porous | Wet | R600a | MinimizeLCOE_Brownfield | IgnoreSilica | 2019 | 156.0271 | 32.8837 | 5.2504 | 4 | 3976.7953 | 7163.0975 | 81.0724 | 146.0294 | 136.9235 | 18.3365 | 104.0113 | 8605726.2628 | 0 | 5172403.8239 | 0 | 0 | 0 | 2741408.402 | 6442620.0106 | 16762375.7045 | 11440665.8507 | 51165200.0545 | 961560.8286 | 31392914.1654 | 31392914.1654 | 23340719.2222 | 12184302.7159 | 0 | 83519675.0485 | 150437611.152 | 177827.941 | 21.0018 | 3976.7953 | 7163.0975 | 81.0724 | 146.0294
1 | 6600 | 707 | 0.03 | 15 | 15 | 7 | 2.3714e-10 | 5spot_SharedNeighbor | CO2 | Porous | Wet | R600a | MinimizeLCOE_Brownfield | IgnoreSilica | 2019 | 157.0406 | 33.1205 | 5.2974 | 4 | 3946.518 | 7104.5988 | 80.4551 | 144.8369 | 136.8193 | 18.2909 | 109.6033 | 8637012.8922 | 0 | 5199265.1363 | 0 | 0 | 0 | 2717096.5887 | 6455816.1007 | 16796709.2241 | 11464099.1833 | 51269999.1255 | 961560.8286 | 31392914.1654 | 31392914.1654 | 23340719.2222 | 12184302.7159 | 0 | 83624474.1195 | 150542410.2229 | 237137.3706 | 21.1894 | 3946.518 | 7104.5988 | 80.4551 | 144.8369
1 | 6600 | 707 | 0.03 | 15 | 15 | 7 | 3.1623e-10 | 5spot_SharedNeighbor | CO2 | Porous | Wet | R600a | MinimizeLCOE_Brownfield | IgnoreSilica | 2019 | 157.7982 | 33.2979 | 5.3328 | 4 | 3923.8447 | 7060.9616 | 79.9929 | 143.9473 | 136.7405 | 18.2566 | 98.9501 | 8660238.1714 | 0 | 5219320.1583 | 0 | 0 | 0 | 2698087.8184 | 6465281.9978 | 16821337.5465 | 11480908.5194 | 51345174.2117 | 961560.8286 | 31392914.1654 | 31392914.1654 | 23340719.2222 | 12184302.7159 | 0 | 83699649.2057 | 150617585.3092 | 316227.766 | 21.331 | 3923.8447 | 7060.9616 | 79.9929 | 143.9473
1 | 6600 | 707 | 0.03 | 15 | 15 | 7 | 4.217e-10 | 5spot_SharedNeighbor | CO2 | Porous | Wet | R600a | MinimizeLCOE_Brownfield | IgnoreSilica | 2019 | 158.3855 | 33.435 | 5.3598 | 4 | 3906.8597 | 7028.1735 | 79.6466 | 143.2788 | 136.6791 | 18.2299 | 93.8749 | 8678153.2479 | 0 | 5234855.4021 | 0 | 0 | 0 | 2683888.8075 | 6472790.0084 | 16840871.8502 | 11494241.083 | 51404800.3992 | 961560.8286 | 31392914.1654 | 31392914.1654 | 23340719.2222 | 12184302.7159 | 0 | 83759275.3932 | 150677211.4966 | 421696.5034 | 21.439 | 3906.8597 | 7028.1735 | 79.6466 | 143.2788
1 | 6600 | 707 | 0.03 | 15 | 15 | 7 | 5.6234e-10 | 5spot_SharedNeighbor | CO2 | Porous | Wet | R600a | MinimizeLCOE_Brownfield | IgnoreSilica | 2019 | 158.8117 | 33.5351 | 5.3799 | 4 | 3894.1326 | 7003.7853 | 79.3872 | 142.7816 | 136.6341 | 18.2104 | 104.9485 | 8691099.2491 | 0 | 5246121.0968 | 0 | 0 | 0 | 2672661.9767 | 6477854.1058 | 16854047.5928 | 11503233.7981 | 51445017.8193 | 961560.8286 | 31392914.1654 | 31392914.1654 | 23340719.2222 | 12184302.7159 | 0 | 83799492.8133 | 150717428.9168 | 562341.3252 | 21.5194 | 3894.1326 | 7003.7853 | 79.3872 | 142.7816
1 | 6600 | 707 | 0.03 | 15 | 15 | 7 | 7.4989e-10 | 5spot_SharedNeighbor | CO2 | Porous | Wet | R600a | MinimizeLCOE_Brownfield | IgnoreSilica | 2019 | 159.1406 | 33.6121 | 5.3951 | 4 | 3884.5943 | 6985.4465 | 79.1927 | 142.4078 | 136.5994 | 18.1954 | 106.7707 | 8701063.1393 | 0 | 5254812.2043 | 0 | 0 | 0 | 2664334.7218 | 6481881.9255 | 16864527.1534 | 11510386.3136 | 51477005.4579 | 961560.8286 | 31392914.1654 | 31392914.1654 | 23340719.2222 | 12184302.7159 | 0 | 83831480.4519 | 150749416.5554 | 749894.2093 | 21.5805 | 3884.5943 | 6985.4465 | 79.1927 | 142.4078
1 | 6600 | 707 | 0.03 | 15 | 15 | 7 | 1e-09 | 5spot_SharedNeighbor | CO2 | Porous | Wet | R600a | MinimizeLCOE_Brownfield | IgnoreSilica | 2019 | 159.377 | 33.6678 | 5.4064 | 4 | 3877.4446 | 6971.8104 | 79.047 | 142.1298 | 136.5743 | 18.1845 | 111.8692 | 8708204.1806 | 0 | 5261054.2073 | 0 | 0 | 0 | 2657767.58 | 6484540.1275 | 16871443.2497 | 11515106.6914 | 51498116.0365 | 961560.8286 | 31392914.1654 | 31392914.1654 | 23340719.2222 | 12184302.7159 | 0 | 83852591.0305 | 150770527.134 | 1000000 | 21.6257 | 3877.4446 | 6971.8104 | 79.047 | 142.1298
1 | 6600 | 707 | 0.03 | 15 | 15 | 7 | 1.3335e-09 | 5spot_SharedNeighbor | CO2 | Porous | Wet | R600a | MinimizeLCOE_Brownfield | IgnoreSilica | 2019 | 159.5614 | 33.711 | 5.415 | 4 | 3872.0849 | 6961.5303 | 78.9377 | 141.9202 | 136.5546 | 18.176 | 118.4115 | 8713767.5925 | 0 | 5265923.0343 | 0 | 0 | 0 | 2652971.5597 | 6486738.2527 | 16877162.3206 | 11519010.0748 | 51515572.8347 | 961560.8286 | 31392914.1654 | 31392914.1654 | 23340719.2222 | 12184302.7159 | 0 | 83870047.8287 | 150787983.9322 | 1333521.4322 | 21.6602 | 3872.0849 | 6961.5303 | 78.9377 | 141.9202
1 | 6600 | 707 | 0.03 | 15 | 15 | 7 | 1.7783e-09 | 5spot_SharedNeighbor | CO2 | Porous | Wet | R600a | MinimizeLCOE_Brownfield | IgnoreSilica | 2019 | 159.7077 | 33.745 | 5.4216 | 4 | 3868.0667 | 6953.754 | 78.8558 | 141.7617 | 136.5391 | 18.1693 | 110.4054 | 8718177.9363 | 0 | 5269785.9205 | 0 | 0 | 0 | 2649542.2184 | 6488627.3694 | 16882077.4146 | 11522364.7275 | 51530575.5867 | 961560.8286 | 31392914.1654 | 31392914.1654 | 23340719.2222 | 12184302.7159 | 0 | 83885050.5807 | 150802986.6841 | 1778279.41 | 21.6866 | 3868.0667 | 6953.754 | 78.8558 | 141.7617
1 | 6600 | 707 | 0.03 | 15 | 15 | 7 | 2.3714e-09 | 5spot_SharedNeighbor | CO2 | Porous | Wet | R600a | MinimizeLCOE_Brownfield | IgnoreSilica | 2019 | 159.8003 | 33.7671 | 5.4263 | 4 | 3865.054 | 6948.0831 | 78.7944 | 141.6461 | 136.5291 | 18.165 | 109.3141 | 8720964.0761 | 0 | 5272230.4195 | 0 | 0 | 0 | 2646550.2116 | 6489500.4358 | 16884348.9543 | 11523915.1 | 51537509.1972 | 961560.8286 | 31392914.1654 | 31392914.1654 | 23340719.2222 | 12184302.7159 | 0 | 83891984.1912 | 150809920.2946 | 2371373.7057 | 21.7053 | 3865.054 | 6948.0831 | 78.7944 | 141.6461
1 | 6600 | 707 | 0.03 | 15 | 15 | 7 | 3.1623e-09 | 5spot_SharedNeighbor | CO2 | Porous | Wet | R600a | MinimizeLCOE_Brownfield | IgnoreSilica | 2019 | 159.8929 | 33.7883 | 5.4302 | 4 | 3862.7951 | 6943.6208 | 78.7483 | 141.5551 | 136.5193 | 18.1608 | 104.0267 | 8723752.2686 | 0 | 5274674.6351 | 0 | 0 | 0 | 2644848.5642 | 6490877.4325 | 16887931.6173 | 11526360.3411 | 51548444.8587 | 961560.8286 | 31392914.1654 | 31392914.1654 | 23340719.2222 | 12184302.7159 | 0 | 83902919.8527 | 150820855.9562 | 3162277.6602 | 21.7208 | 3862.7951 | 6943.6208 | 78.7483 | 141.5551
1 | 6600 | 707 | 0.03 | 15 | 15 | 7 | 4.217e-09 | 5spot_SharedNeighbor | CO2 | Porous | Wet | R600a | MinimizeLCOE_Brownfield | IgnoreSilica | 2019 | 159.9512 | 33.802 | 5.4329 | 4 | 3861.1013 | 6940.3773 | 78.7138 | 141.489 | 136.513 | 18.1581 | 109.0258 | 8725506.2932 | 0 | 5276214.3455 | 0 | 0 | 0 | 2643304.6151 | 6491559.849 | 16889707.1251 | 11527572.1617 | 51553864.3897 | 961560.8286 | 31392914.1654 | 31392914.1654 | 23340719.2222 | 12184302.7159 | 0 | 83908339.3837 | 150826275.4871 | 4216965.0343 | 21.7317 | 3861.1013 | 6940.3773 | 78.7138 | 141.489
1 | 6600 | 707 | 0.03 | 15 | 15 | 7 | 5.6234e-09 | 5spot_SharedNeighbor | CO2 | Porous | Wet | R600a | MinimizeLCOE_Brownfield | IgnoreSilica | 2019 | 159.9829 | 33.8098 | 5.4348 | 4 | 3859.8313 | 6938.0559 | 78.6879 | 141.4417 | 136.5096 | 18.1566 | 116.7099 | 8726455.9451 | 0 | 5277049.9086 | 0 | 0 | 0 | 2641858.0516 | 6491691.923 | 16890050.7546 | 11527806.6959 | 51554913.2787 | 961560.8286 | 31392914.1654 | 31392914.1654 | 23340719.2222 | 12184302.7159 | 0 | 83909388.2727 | 150827324.3761 | 5623413.2519 | 21.7391 | 3859.8313 | 6938.0559 | 78.6879 | 141.4417
1 | 6600 | 707 | 0.03 | 15 | 15 | 7 | 7.4989e-09 | 5spot_SharedNeighbor | CO2 | Porous | Wet | R600a | MinimizeLCOE_Brownfield | IgnoreSilica | 2019 | 160.0218 | 33.8188 | 5.4364 | 4 | 3858.8789 | 6936.1772 | 78.6685 | 141.4034 | 136.5055 | 18.1548 | 119.9457 | 8727625.5124 | 0 | 5278076.2792 | 0 | 0 | 0 | 2641130.8533 | 6492264.7315 | 16891541.0848 | 11528823.8768 | 51559462.338 | 961560.8286 | 31392914.1654 | 31392914.1654 | 23340719.2222 | 12184302.7159 | 0 | 83913937.332 | 150831873.4355 | 7498942.0933 | 21.7457 | 3858.8789 | 6936.1772 | 78.6685 | 141.4034
1 | 6600 | 707 | 0.03 | 15 | 15 | 7 | 1e-08 | 5spot_SharedNeighbor | CO2 | Porous | Wet | R600a | MinimizeLCOE_Brownfield | IgnoreSilica | 2019 | 160.0413 | 33.8235 | 5.4375 | 4 | 3858.1648 | 6934.8573 | 78.6539 | 141.3764 | 136.5034 | 18.1539 | 120.7966 | 8728208.8525 | 0 | 5278589.4458 | 0 | 0 | 0 | 2640354.6165 | 6492389.6368 | 16891866.0627 | 11529045.6809 | 51560454.2953 | 961560.8286 | 31392914.1654 | 31392914.1654 | 23340719.2222 | 12184302.7159 | 0 | 83914929.2893 | 150832865.3927 | 10000000 | 21.75 | 3858.1648 | 6934.8573 | 78.6539 | 141.3764
1 | 6700 | 707 | 0.03 | 15 | 15 | 7 | 1e-13 | 5spot_SharedNeighbor | CO2 | Porous | Wet | R600a | MinimizeLCOE_Brownfield | IgnoreSilica | 2019 | 1.6 | -0.029732 | 0.0004748 | 4 | 18177285.03 | 54133448.919 | 370568.5419 | 1103583.5771 | 72.4964 | 17.2141 | 24.8866 | 201011.5892 | 0 | 68241.235 | 0 | 0 | 0 | 217367.4183 | 189781.8946 | 493773.56 | 337010.6007 | 1507186.2977 | 961560.8286 | 32053237.5753 | 32053237.5753 | 23812626.8141 | 12421458.9187 | 0 | 34521984.7017 | 102809308.0099 | 100 | 0.0018992 | 18177285.03 | 54133448.919 | 370568.5419 | 1103583.5771
1 | 6700 | 707 | 0.03 | 15 | 15 | 7 | 1.3335e-13 | 5spot_SharedNeighbor | CO2 | Porous | Wet | R600a | MinimizeLCOE_Brownfield | IgnoreSilica | 2019 | 1.6 | -0.010484 | 0.0052364 | 4 | 1644769.0377 | 4905008.232 | 33530.8415 | 99995.2273 | 72.4964 | 17.2141 | 26.9273 | 201011.6009 | 0 | 68241.2298 | 0 | 0 | 0 | 194287.8461 | 180780.864 | 470354.7249 | 321026.7645 | 1435703.0303 | 961560.8286 | 32053237.5753 | 32053237.5753 | 23812626.8141 | 12421458.9187 | 0 | 34450501.4342 | 102737824.7424 | 133.3521 | 0.020945 | 1644769.0377 | 4905008.232 | 33530.8415 | 99995.2273
1 | 6700 | 707 | 0.03 | 15 | 15 | 7 | 1.7783e-13 | 5spot_SharedNeighbor | CO2 | Porous | Wet | R600a | MinimizeLCOE_Brownfield | IgnoreSilica | 2019 | 3.7487 | 0.21551 | 0.024675 | 4 | 370049.432 | 1061919.7489 | 7543.9582 | 21648.6704 | 101.5442 | 19.6163 | 51.1893 | 481083.5238 | 0 | 216426.1055 | 0 | 0 | 0 | 435407.737 | 441837.7729 | 1149571.2516 | 784606.0005 | 3508932.3912 | 961560.8286 | 32053237.5753 | 32053237.5753 | 23812626.8141 | 12421458.9187 | 0 | 36523730.7952 | 104811054.1034 | 177.8279 | 0.0987 | 370049.432 | 1061919.7489 | 7543.9582 | 21648.6704
1 | 6700 | 707 | 0.03 | 15 | 15 | 7 | 2.3714e-13 | 5spot_SharedNeighbor | CO2 | Porous | Wet | R600a | MinimizeLCOE_Brownfield | IgnoreSilica | 2019 | 5.1714 | 0.44265 | 0.049233 | 4 | 191473.9683 | 538229.9404 | 3903.4558 | 10972.5453 | 111.0614 | 20.2553 | 41.2282 | 652205.3738 | 0 | 309313.3407 | 0 | 0 | 0 | 553546.112 | 590875.2823 | 1537336.2795 | 1049263.5998 | 4692539.9881 | 961560.8286 | 32053237.5753 | 32053237.5753 | 23812626.8141 | 12421458.9187 | 0 | 37707338.3921 | 105994661.7003 | 237.1374 | 0.19693 | 191473.9683 | 538229.9404 | 3903.4558 | 10972.5453
1 | 6700 | 707 | 0.03 | 15 | 15 | 7 | 3.1623e-13 | 5spot_SharedNeighbor | CO2 | Porous | Wet | R600a | MinimizeLCOE_Brownfield | IgnoreSilica | 2019 | 6.9493 | 0.75802 | 0.085042 | 4 | 114840.322 | 315586.2614 | 2341.1753 | 6433.6528 | 118.6229 | 20.7174 | 62.4903 | 851104.0932 | 0 | 419465.5958 | 0 | 0 | 0 | 682835.7356 | 761828.1156 | 1982120.4842 | 1352837.959 | 6050191.9833 | 961560.8286 | 32053237.5753 | 32053237.5753 | 23812626.8141 | 12421458.9187 | 0 | 39064990.3872 | 107352313.6954 | 316.2278 | 0.34017 | 114840.322 | 315586.2614 | 2341.1753 | 6433.6528
1 | 6700 | 707 | 0.03 | 15 | 15 | 7 | 4.217e-13 | 5spot_SharedNeighbor | CO2 | Porous | Wet | R600a | MinimizeLCOE_Brownfield | IgnoreSilica | 2019 | 9.2929 | 1.1969 | 0.13586 | 4 | 74844.2396 | 200497.3969 | 1525.8011 | 4087.4106 | 124.8868 | 21.0706 | 50.941 | 1093503.9833 | 0 | 541568.6229 | 0 | 0 | 0 | 838075.7724 | 964527.8677 | 2509503.6598 | 1712787.8129 | 7659967.719 | 961560.8286 | 32053237.5753 | 32053237.5753 | 23812626.8141 | 12421458.9187 | 0 | 40674766.1229 | 108962089.4311 | 421.6965 | 0.54346 | 74844.2396 | 200497.3969 | 1525.8011 | 4087.4106
1 | 6700 | 707 | 0.03 | 15 | 15 | 7 | 5.6234e-13 | 5spot_SharedNeighbor | CO2 | Porous | Wet | R600a | MinimizeLCOE_Brownfield | IgnoreSilica | 2019 | 12.2017 | 1.7665 | 0.2056 | 4 | 51630.7637 | 134664.7596 | 1052.563 | 2745.3233 | 129.7361 | 21.3246 | 58.0325 | 1371169.5145 | 0 | 673394.8712 | 0 | 0 | 0 | 1005377.7582 | 1189477.4361 | 3094776.2935 | 2112248.4116 | 9446444.2851 | 961560.8286 | 32053237.5753 | 32053237.5753 | 23812626.8141 | 12421458.9187 | 0 | 42461242.689 | 110748565.9972 | 562.3413 | 0.8224 | 51630.7637 | 134664.7596 | 1052.563 | 2745.3233
1 | 6700 | 707 | 0.03 | 15 | 15 | 7 | 7.4989e-13 | 5spot_SharedNeighbor | CO2 | Porous | Wet | R600a | MinimizeLCOE_Brownfield | IgnoreSilica | 2019 | 15.9017 | 2.5088 | 0.29935 | 4 | 37205.8156 | 94235.3459 | 758.4909 | 1921.115 | 133.5863 | 21.5104 | 67.3236 | 1697321.4066 | 0 | 832315.7133 | 0 | 0 | 0 | 1194808.3116 | 1452533.7183 | 3779194.7794 | 2579378.0916 | 11535552.0209 | 961560.8286 | 32053237.5753 | 32053237.5753 | 23812626.8141 | 12421458.9187 | 0 | 44550350.4248 | 112837673.733 | 749.8942 | 1.1974 | 37205.8156 | 94235.3459 | 758.4909 | 1921.115
1 | 6700 | 707 | 0.03 | 15 | 15 | 7 | 1e-12 | 5spot_SharedNeighbor | CO2 | Porous | Wet | R600a | MinimizeLCOE_Brownfield | IgnoreSilica | 2019 | 20.5692 | 3.4612 | 0.42347 | 4 | 27731.2808 | 68045.6993 | 565.3397 | 1387.2036 | 136.6044 | 21.6399 | 53.3007 | 2077434.4292 | 0 | 1022603.0045 | 0 | 0 | 0 | 1406646.89 | 1757606.8863 | 4572932.5833 | 3121120.4525 | 13958344.2458 | 961560.8286 | 32053237.5753 | 32053237.5753 | 23812626.8141 | 12421458.9187 | 0 | 46973142.6497 | 115260465.9579 | 1000 | 1.6939 | 27731.2808 | 68045.6993 | 565.3397 | 1387.2036
1 | 6700 | 707 | 0.03 | 15 | 15 | 7 | 1.3335e-12 | 5spot_SharedNeighbor | CO2 | Porous | Wet | R600a | MinimizeLCOE_Brownfield | IgnoreSilica | 2019 | 26.4204 | 4.6696 | 0.58576 | 4 | 21241.2548 | 50385.8778 | 433.0317 | 1027.1843 | 138.9446 | 21.7194 | 69.6175 | 2518321.1129 | 0 | 1249347.6782 | 0 | 0 | 0 | 1641812.1604 | 2109697.5711 | 5489000.3215 | 3746355.5071 | 16754534.3513 | 961560.8286 | 32053237.5753 | 32053237.5753 | 23812626.8141 | 12421458.9187 | 0 | 49769332.7553 | 118056656.0634 | 1333.5214 | 2.3431 | 21241.2548 | 50385.8778 | 433.0317 | 1027.1843
1 | 6700 | 707 | 0.03 | 15 | 15 | 7 | 1.7783e-12 | 5spot_SharedNeighbor | CO2 | Porous | Wet | R600a | MinimizeLCOE_Brownfield | IgnoreSilica | 2019 | 33.7091 | 6.1887 | 0.79532 | 4 | 16654.196 | 38119.4413 | 339.5183 | 777.1164 | 140.7313 | 21.7501 | 76.9544 | 3027165.6572 | 0 | 1518204.8784 | 0 | 0 | 0 | 1901356.1391 | 2514223.4031 | 6541493.5568 | 4464703.7668 | 19967147.4015 | 961560.8286 | 32053237.5753 | 32053237.5753 | 23812626.8141 | 12421458.9187 | 0 | 52981945.8054 | 121269269.1136 | 1778.2794 | 3.1813 | 16654.196 | 38119.4413 | 339.5183 | 777.1164
1 | 6700 | 707 | 0.03 | 15 | 15 | 7 | 2.3714e-12 | 5spot_SharedNeighbor | CO2 | Porous | Wet | R600a | MinimizeLCOE_Brownfield | IgnoreSilica | 2019 | 42.5862 | 8.0553 | 1.0607 | 4 | 13335.953 | 29430.1983 | 271.8714 | 599.9744 | 142.0397 | 21.7274 | 69.1323 | 3602086.4065 | 0 | 1830404.9832 | 0 | 0 | 0 | 2177213.8018 | 2967785.0247 | 7721567.8578 | 5270128.7253 | 23569186.7994 | 961560.8286 | 32053237.5753 | 32053237.5753 | 23812626.8141 | 12421458.9187 | 0 | 56583985.2033 | 124871308.5115 | 2371.3737 | 4.243 | 13335.953 | 29430.1983 | 271.8714 | 599.9744
1 | 6700 | 707 | 0.03 | 15 | 15 | 7 | 3.1623e-12 | 5spot_SharedNeighbor | CO2 | Porous | Wet | R600a | MinimizeLCOE_Brownfield | IgnoreSilica | 2019 | 53.1413 | 10.2942 | 1.3887 | 4 | 10895.8436 | 23189.2796 | 222.1265 | 472.7448 | 142.9329 | 21.643 | 89.175 | 4237024.3696 | 0 | 2185132.5135 | 0 | 0 | 0 | 2459649.7165 | 3463904.5739 | 9012369.1567 | 6151127.1351 | 27509207.4655 | 961560.8286 | 32053237.5753 | 32053237.5753 | 23812626.8141 | 12421458.9187 | 0 | 60524005.8694 | 128811329.1776 | 3162.2777 | 5.5548 | 10895.8436 | 23189.2796 | 222.1265 | 472.7448
1 | 6700 | 707 | 0.03 | 15 | 15 | 7 | 4.217e-12 | 5spot_SharedNeighbor | CO2 | Porous | Wet | R600a | MinimizeLCOE_Brownfield | IgnoreSilica | 2019 | 65.1823 | 12.8736 | 1.7791 | 4 | 9083.5083 | 18679.2267 | 185.1796 | 380.8013 | 143.4438 | 21.4882 | 105.4388 | 4910361.6467 | 0 | 2572976.6 | 0 | 0 | 0 | 2728100.3158 | 3982461.0394 | 10361546.7094 | 7071968.5377 | 31627414.849 | 961560.8286 | 32053237.5753 | 32053237.5753 | 23812626.8141 | 12421458.9187 | 0 | 64642213.2529 | 132929536.5611 | 4216.965 | 7.1164 | 9083.5083 | 18679.2267 | 185.1796 | 380.8013
1 | 6700 | 707 | 0.03 | 15 | 15 | 7 | 5.6234e-12 | 5spot_SharedNeighbor | CO2 | Porous | Wet | R600a | MinimizeLCOE_Brownfield | IgnoreSilica | 2019 | 78.1861 | 15.6902 | 2.2211 | 4 | 7731.9976 | 15418.3103 | 157.6272 | 314.3231 | 143.599 | 21.2602 | 83.3393 | 5586854.9575 | 0 | 2976021.7932 | 0 | 0 | 0 | 2956490.758 | 4492553.3284 | 11688702.2111 | 7977779.4379 | 35678402.4861 | 961560.8286 | 32053237.5753 | 32053237.5753 | 23812626.8141 | 12421458.9187 | 0 | 68693200.8901 | 136980524.1982 | 5623.4133 | 8.8843 | 7731.9976 | 15418.3103 | 157.6272 | 314.3231
1 | 6700 | 707 | 0.03 | 15 | 15 | 7 | 7.4989e-12 | 5spot_SharedNeighbor | CO2 | Porous | Wet | R600a | MinimizeLCOE_Brownfield | IgnoreSilica | 2019 | 91.4038 | 18.5865 | 2.6925 | 4 | 6724.3477 | 13064.8531 | 137.0849 | 266.3447 | 143.4438 | 20.968 | 76.0951 | 6227246.2457 | 0 | 3372125.7109 | 0 | 0 | 0 | 3123677.4623 | 4961989.2733 | 12910078.2453 | 8811393.678 | 39406510.6154 | 961560.8286 | 32053237.5753 | 32053237.5753 | 23812626.8141 | 12421458.9187 | 0 | 72421309.0193 | 140708632.3275 | 7498.9421 | 10.77 | 6724.3477 | 13064.8531 | 137.0849 | 266.3447
1 | 6700 | 707 | 0.03 | 15 | 15 | 7 | 1e-11 | 5spot_SharedNeighbor | CO2 | Porous | Wet | R600a | MinimizeLCOE_Brownfield | IgnoreSilica | 2019 | 104.025 | 21.3846 | 3.1645 | 4 | 5974.6303 | 11369.4675 | 121.8009 | 231.782 | 143.0534 | 20.6343 | 67.7532 | 6798019.2011 | 0 | 3739750.2322 | 0 | 0 | 0 | 3220060.5405 | 5365553.6898 | 13960070.0744 | 9528034.6765 | 42611488.4145 | 961560.8286 | 32053237.5753 | 32053237.5753 | 23812626.8141 | 12421458.9187 | 0 | 75626286.8184 | 143913610.1266 | 10000 | 12.6579 | 5974.6303 | 11369.4675 | 121.8009 | 231.782
1 | 6700 | 707 | 0.03 | 15 | 15 | 7 | 1.3335e-11 | 5spot_SharedNeighbor | CO2 | Porous | Wet | R600a | MinimizeLCOE_Brownfield | IgnoreSilica | 2019 | 115.4009 | 23.9357 | 3.6092 | 4 | 5417.8229 | 10147.9235 | 110.4496 | 206.8791 | 142.5213 | 20.2879 | 74.1133 | 7280042.6773 | 0 | 4063494.8786 | 0 | 0 | 0 | 3250361.3274 | 5691620.5645 | 14808429.1968 | 10107057.2096 | 45201005.8542 | 961560.8286 | 32053237.5753 | 32053237.5753 | 23812626.8141 | 12421458.9187 | 0 | 78215804.2581 | 146503127.5663 | 13335.2143 | 14.4368 | 5417.8229 | 10147.9235 | 110.4496 | 206.8791
1 | 6700 | 707 | 0.03 | 15 | 15 | 7 | 1.7783e-11 | 5spot_SharedNeighbor | CO2 | Porous | Wet | R600a | MinimizeLCOE_Brownfield | IgnoreSilica | 2019 | 125.1575 | 26.1471 | 4.0062 | 4 | 5004.9499 | 9266.2673 | 102.0327 | 188.9054 | 141.9395 | 19.9579 | 91.3017 | 7669712.5826 | 0 | 4336086.0136 | 0 | 0 | 0 | 3230018.0447 | 5941968.4899 | 15459783.1455 | 10551619.6636 | 47189187.9399 | 961560.8286 | 32053237.5753 | 32053237.5753 | 23812626.8141 | 12421458.9187 | 0 | 80203986.3439 | 148491309.652 | 17782.7941 | 16.0249 | 5004.9499 | 9266.2673 | 102.0327 | 188.9054
1 | 6700 | 707 | 0.03 | 15 | 15 | 7 | 2.3714e-11 | 5spot_SharedNeighbor | CO2 | Porous | Wet | R600a | MinimizeLCOE_Brownfield | IgnoreSilica | 2019 | 133.2233 | 27.9927 | 4.3458 | 4 | 4698.6692 | 8627.0028 | 95.7887 | 175.8731 | 141.3736 | 19.6617 | 99.806 | 7975411.7197 | 0 | 4558232.3347 | 0 | 0 | 0 | 3178173.9625 | 6127609.0266 | 15942781.7417 | 10881276.1301 | 48663484.9152 | 961560.8286 | 32053237.5753 | 32053237.5753 | 23812626.8141 | 12421458.9187 | 0 | 81678283.3192 | 149965606.6274 | 23713.7371 | 17.3833 | 4698.6692 | 8627.0028 | 95.7887 | 175.8731
1 | 6700 | 707 | 0.03 | 15 | 15 | 7 | 3.1623e-11 | 5spot_SharedNeighbor | CO2 | Porous | Wet | R600a | MinimizeLCOE_Brownfield | IgnoreSilica | 2019 | 139.6935 | 29.4856 | 4.6264 | 4 | 4471.2362 | 8161.337 | 91.1522 | 166.3799 | 140.8649 | 19.4089 | 90.4545 | 8209873.8643 | 0 | 4734491.4584 | 0 | 0 | 0 | 3111103.5141 | 6261632.8463 | 16291484.2286 | 11119272.7426 | 49727858.6543 | 961560.8286 | 32053237.5753 | 32053237.5753 | 23812626.8141 | 12421458.9187 | 0 | 82742657.0582 | 151029980.3664 | 31622.7766 | 18.5055 | 4471.2362 | 8161.337 | 91.1522 | 166.3799
1 | 6700 | 707 | 0.03 | 15 | 15 | 7 | 4.217e-11 | 5spot_SharedNeighbor | CO2 | Porous | Wet | R600a | MinimizeLCOE_Brownfield | IgnoreSilica | 2019 | 144.7897 | 30.6696 | 4.8525 | 4 | 4302.1091 | 7820.2638 | 87.7043 | 159.4267 | 140.4298 | 19.2002 | 108.0103 | 8387758.3198 | 0 | 4872169.8468 | 0 | 0 | 0 | 3041309.0334 | 6357482.508 | 16540865.3868 | 11289480.5073 | 50489065.6022 | 961560.8286 | 32053237.5753 | 32053237.5753 | 23812626.8141 | 12421458.9187 | 0 | 83503864.0061 | 151791187.3143 | 42169.6503 | 19.41 | 4302.1091 | 7820.2638 | 87.7043 | 159.4267
1 | 6700 | 707 | 0.03 | 15 | 15 | 7 | 5.6234e-11 | 5spot_SharedNeighbor | CO2 | Porous | Wet | R600a | MinimizeLCOE_Brownfield | IgnoreSilica | 2019 | 148.7339 | 31.5914 | 5.0311 | 4 | 4176.1463 | 7569.4157 | 85.1364 | 154.3128 | 140.0722 | 19.0329 | 96.3627 | 8521294.7596 | 0 | 4978062.0477 | 0 | 0 | 0 | 2975693.7296 | 6425269.7094 | 16717233.7798 | 11409855.5595 | 51027409.5856 | 961560.8286 | 32053237.5753 | 32053237.5753 | 23812626.8141 | 12421458.9187 | 0 | 84042207.9895 | 152329531.2977 | 56234.1325 | 20.1243 | 4176.1463 | 7569.4157 | 85.1364 | 154.3128
1 | 6700 | 707 | 0.03 | 15 | 15 | 7 | 7.4989e-11 | 5spot_SharedNeighbor | CO2 | Porous | Wet | R600a | MinimizeLCOE_Brownfield | IgnoreSilica | 2019 | 151.754 | 32.3007 | 5.1702 | 4 | 4082.1974 | 7384.1921 | 83.2211 | 150.5367 | 139.786 | 18.9013 | 113.6975 | 8621080.9104 | 0 | 5058763.4602 | 0 | 0 | 0 | 2917959.7344 | 6473143.601 | 16841791.8254 | 11494868.985 | 51407608.5165 | 961560.8286 | 32053237.5753 | 32053237.5753 | 23812626.8141 | 12421458.9187 | 0 | 84422406.9204 | 152709730.2286 | 74989.4209 | 20.6806 | 4082.1974 | 7384.1921 | 83.2211 | 150.5367
1 | 6700 | 707 | 0.03 | 15 | 15 | 7 | 1e-10 | 5spot_SharedNeighbor | CO2 | Porous | Wet | R600a | MinimizeLCOE_Brownfield | IgnoreSilica | 2019 | 154.0781 | 32.8479 | 5.2778 | 4 | 4012.0406 | 7246.6835 | 81.7909 | 147.7334 | 139.5584 | 18.798 | 109.9529 | 8696410.9872 | 0 | 5120649.1946 | 0 | 0 | 0 | 2870096.8487 | 6507991.2418 | 16932458.2387 | 11556750.6752 | 51684357.1861 | 961560.8286 | 32053237.5753 | 32053237.5753 | 23812626.8141 | 12421458.9187 | 0 | 84699155.59 | 152986478.8982 | 100000 | 21.1112 | 4012.0406 | 7246.6835 | 81.7909 | 147.7334
1 | 6700 | 707 | 0.03 | 15 | 15 | 7 | 1.3335e-10 | 5spot_SharedNeighbor | CO2 | Porous | Wet | R600a | MinimizeLCOE_Brownfield | IgnoreSilica | 2019 | 155.8297 | 33.2618 | 5.3601 | 4 | 3959.5989 | 7144.608 | 80.7218 | 145.6525 | 139.3825 | 18.7189 | 103.6477 | 8752336.2938 | 0 | 5167167.0605 | 0 | 0 | 0 | 2830790.3883 | 6532614.5596 | 16996523.0606 | 11600476.2325 | 51879907.5953 | 961560.8286 | 32053237.5753 | 32053237.5753 | 23812626.8141 | 12421458.9187 | 0 | 84894705.9992 | 153182029.3074 | 133352.1432 | 21.4402 | 3959.5989 | 7144.608 | 80.7218 | 145.6525
1 | 6700 | 707 | 0.03 | 15 | 15 | 7 | 1.7783e-10 | 5spot_SharedNeighbor | CO2 | Porous | Wet | R600a | MinimizeLCOE_Brownfield | IgnoreSilica | 2019 | 157.1481 | 33.5743 | 5.4226 | 4 | 3920.3687 | 7068.6442 | 79.922 | 144.1039 | 139.2477 | 18.6588 | 97.4736 | 8793945.4996 | 0 | 5202110.2922 | 0 | 0 | 0 | 2799316.788 | 6550195.3061 | 17042264.5567 | 11631695.7435 | 52019528.1861 | 961560.8286 | 32053237.5753 | 32053237.5753 | 23812626.8141 | 12421458.9187 | 0 | 85034326.59 | 153321649.8982 | 177827.941 | 21.6904 | 3920.3687 | 7068.6442 | 79.922 | 144.1039
1 | 6700 | 707 | 0.03 | 15 | 15 | 7 | 2.3714e-10 | 5spot_SharedNeighbor | CO2 | Porous | Wet | R600a | MinimizeLCOE_Brownfield | IgnoreSilica | 2019 | 158.164 | 33.8147 | 5.4704 | 4 | 3891.0041 | 7011.7739 | 79.3234 | 142.9445 | 139.1424 | 18.612 | 107.0326 | 8825728.7533 | 0 | 5228997.5048 | 0 | 0 | 0 | 2775169.2109 | 6563659.2329 | 17077294.9324 | 11655604.6947 | 52126454.329 | 961560.8286 | 32053237.5753 | 32053237.5753 | 23812626.8141 | 12421458.9187 | 0 | 85141252.7329 | 153428576.0411 | 237137.3706 | 21.8816 | 3891.0041 | 7011.7739 | 79.3234 | 142.9445
1 | 6700 | 707 | 0.03 | 15 | 15 | 7 | 3.1623e-10 | 5spot_SharedNeighbor | CO2 | Porous | Wet | R600a | MinimizeLCOE_Brownfield | IgnoreSilica | 2019 | 158.9165 | 33.9935 | 5.5063 | 4 | 3869.0141 | 6969.4149 | 78.8751 | 142.0809 | 139.0636 | 18.5772 | 107.9844 | 8849109.4499 | 0 | 5248891.1297 | 0 | 0 | 0 | 2756117.9833 | 6573106.2395 | 17101874.1058 | 11672380.4856 | 52201479.3937 | 961560.8286 | 32053237.5753 | 32053237.5753 | 23812626.8141 | 12421458.9187 | 0 | 85216277.7977 | 153503601.1059 | 316227.766 | 22.0253 | 3869.0141 | 6969.4149 | 78.8751 | 142.0809
1 | 6700 | 707 | 0.03 | 15 | 15 | 7 | 4.217e-10 | 5spot_SharedNeighbor | CO2 | Porous | Wet | R600a | MinimizeLCOE_Brownfield | IgnoreSilica | 2019 | 159.4862 | 34.1289 | 5.5335 | 4 | 3852.541 | 6937.7121 | 78.5393 | 141.4346 | 139.0035 | 18.5507 | 108.8518 | 8866718.0937 | 0 | 5263937.7614 | 0 | 0 | 0 | 2741558.0261 | 6580163.4137 | 17120235.4252 | 11684912.4634 | 52257525.1835 | 961560.8286 | 32053237.5753 | 32053237.5753 | 23812626.8141 | 12421458.9187 | 0 | 85272323.5874 | 153559646.8956 | 421696.5034 | 22.134 | 3852.541 | 6937.7121 | 78.5393 | 141.4346
1 | 6700 | 707 | 0.03 | 15 | 15 | 7 | 5.6234e-10 | 5spot_SharedNeighbor | CO2 | Porous | Wet | R600a | MinimizeLCOE_Brownfield | IgnoreSilica | 2019 | 159.9124 | 34.2303 | 5.554 | 4 | 3840.1975 | 6914.0101 | 78.2876 | 140.9514 | 138.9582 | 18.5308 | 108.9652 | 8879840.4772 | 0 | 5275187.8844 | 0 | 0 | 0 | 2730384.2097 | 6585310.9028 | 17133628.1361 | 11694053.2637 | 52298404.8739 | 961560.8286 | 32053237.5753 | 32053237.5753 | 23812626.8141 | 12421458.9187 | 0 | 85313203.2778 | 153600526.586 | 562341.3252 | 22.2158 | 3840.1975 | 6914.0101 | 78.2876 | 140.9514
1 | 6700 | 707 | 0.03 | 15 | 15 | 7 | 7.4989e-10 | 5spot_SharedNeighbor | CO2 | Porous | Wet | R600a | MinimizeLCOE_Brownfield | IgnoreSilica | 2019 | 160.2218 | 34.3043 | 5.5692 | 4 | 3830.9465 | 6896.3628 | 78.099 | 140.5917 | 138.9252 | 18.5163 | 108.4656 | 8889340.708 | 0 | 5283353.9688 | 0 | 0 | 0 | 2721628.6509 | 6588786.0978 | 17142669.8806 | 11700224.4401 | 52326003.7462 | 961560.8286 | 32053237.5753 | 32053237.5753 | 23812626.8141 | 12421458.9187 | 0 | 85340802.1501 | 153628125.4583 | 749894.2093 | 22.2767 | 3830.9465 | 6896.3628 | 78.099 | 140.5917
1 | 6700 | 707 | 0.03 | 15 | 15 | 7 | 1e-09 | 5spot_SharedNeighbor | CO2 | Porous | Wet | R600a | MinimizeLCOE_Brownfield | IgnoreSilica | 2019 | 160.4823 | 34.3656 | 5.5811 | 4 | 3824.0123 | 6882.8924 | 77.9577 | 140.3171 | 138.8974 | 18.5041 | 125.0622 | 8897321.015 | 0 | 5290222.5321 | 0 | 0 | 0 | 2715676.3865 | 6592255.7741 | 17151697.2666 | 11706385.8166 | 52353558.7909 | 961560.8286 | 32053237.5753 | 32053237.5753 | 23812626.8141 | 12421458.9187 | 0 | 85368357.1948 | 153655680.503 | 1000000 | 22.3243 | 3824.0123 | 6882.8924 | 77.9577 | 140.3171
1 | 6700 | 707 | 0.03 | 15 | 15 | 7 | 1.3335e-09 | 5spot_SharedNeighbor | CO2 | Porous | Wet | R600a | MinimizeLCOE_Brownfield | IgnoreSilica | 2019 | 160.648 | 34.4056 | 5.5895 | 4 | 3818.8141 | 6873.0687 | 77.8517 | 140.1168 | 138.8796 | 18.4963 | 69.0877 | 8902388.0954 | 0 | 5294593.7553 | 0 | 0 | 0 | 2710455.4394 | 6593900.5431 | 17155976.6181 | 11709306.5619 | 52366621.0132 | 961560.8286 | 32053237.5753 | 32053237.5753 | 23812626.8141 | 12421458.9187 | 0 | 85381419.4171 | 153668742.7253 | 1333521.4322 | 22.3581 | 3818.8141 | 6873.0687 | 77.8517 | 140.1168
1 | 6700 | 707 | 0.03 | 15 | 15 | 7 | 1.7783e-09 | 5spot_SharedNeighbor | CO2 | Porous | Wet | R600a | MinimizeLCOE_Brownfield | IgnoreSilica | 2019 | 160.7944 | 34.4401 | 5.5962 | 4 | 3814.917 | 6865.51 | 77.7722 | 139.9627 | 138.8639 | 18.4894 | 66.7516 | 8906859.0756 | 0 | 5298451.4038 | 0 | 0 | 0 | 2707049.0424 | 6595820.2135 | 17160971.2068 | 11712715.4713 | 52381866.4134 | 961560.8286 | 32053237.5753 | 32053237.5753 | 23812626.8141 | 12421458.9187 | 0 | 85396664.8173 | 153683988.1255 | 1778279.41 | 22.3849 | 3814.917 | 6865.51 | 77.7722 | 139.9627
1 | 6700 | 707 | 0.03 | 15 | 15 | 7 | 2.3714e-09 | 5spot_SharedNeighbor | CO2 | Porous | Wet | R600a | MinimizeLCOE_Brownfield | IgnoreSilica | 2019 | 160.8844 | 34.462 | 5.6009 | 4 | 3811.9951 | 6860.0223 | 77.7127 | 139.8508 | 138.8542 | 18.4852 | 78.5001 | 8909603.7275 | 0 | 5300824.0088 | 0 | 0 | 0 | 2704005.1663 | 6596628.832 | 17163075.0663 | 11714151.3987 | 52388288.1996 | 961560.8286 | 32053237.5753 | 32053237.5753 | 23812626.8141 | 12421458.9187 | 0 | 85403086.6035 | 153690409.9117 | 2371373.7057 | 22.4038 | 3811.9951 | 6860.0223 | 77.7127 | 139.8508
1 | 6700 | 707 | 0.03 | 15 | 15 | 7 | 3.1623e-09 | 5spot_SharedNeighbor | CO2 | Porous | Wet | R600a | MinimizeLCOE_Brownfield | IgnoreSilica | 2019 | 160.9723 | 34.4825 | 5.6048 | 4 | 3809.8042 | 6855.7255 | 77.668 | 139.7632 | 138.8448 | 18.481 | 77.5422 | 8912288.4139 | 0 | 5303142.8835 | 0 | 0 | 0 | 2702208.9634 | 6597879.7017 | 17166329.5726 | 11716372.6661 | 52398222.2013 | 961560.8286 | 32053237.5753 | 32053237.5753 | 23812626.8141 | 12421458.9187 | 0 | 85413020.6052 | 153700343.9134 | 3162277.6602 | 22.4193 | 3809.8042 | 6855.7255 | 77.668 | 139.7632
1 | 6700 | 707 | 0.03 | 15 | 15 | 7 | 4.217e-09 | 5spot_SharedNeighbor | CO2 | Porous | Wet | R600a | MinimizeLCOE_Brownfield | IgnoreSilica | 2019 | 161.0307 | 34.4964 | 5.6076 | 4 | 3808.1615 | 6852.5728 | 77.6345 | 139.699 | 138.8385 | 18.4783 | 78.4532 | 8914066.6608 | 0 | 5304680.5238 | 0 | 0 | 0 | 2700673.6973 | 6598574.1439 | 17168136.3688 | 11717605.8416 | 52403737.2363 | 961560.8286 | 32053237.5753 | 32053237.5753 | 23812626.8141 | 12421458.9187 | 0 | 85418535.6402 | 153705858.9484 | 4216965.0343 | 22.4304 | 3808.1615 | 6852.5728 | 77.6345 | 139.699
1 | 6700 | 707 | 0.03 | 15 | 15 | 7 | 5.6234e-09 | 5spot_SharedNeighbor | CO2 | Porous | Wet | R600a | MinimizeLCOE_Brownfield | IgnoreSilica | 2019 | 161.0696 | 34.5058 | 5.6096 | 4 | 3806.9297 | 6850.2527 | 77.6094 | 139.6517 | 138.8343 | 18.4765 | 85.6066 | 8915250.9133 | 0 | 5305705.5555 | 0 | 0 | 0 | 2699403.1447 | 6598940.2492 | 17169088.8998 | 11718255.9636 | 52406644.7261 | 961560.8286 | 32053237.5753 | 32053237.5753 | 23812626.8141 | 12421458.9187 | 0 | 85421443.13 | 153708766.4382 | 5623413.2519 | 22.4384 | 3806.9297 | 6850.2527 | 77.6094 | 139.6517
1 | 6700 | 707 | 0.03 | 15 | 15 | 7 | 7.4989e-09 | 5spot_SharedNeighbor | CO2 | Porous | Wet | R600a | MinimizeLCOE_Brownfield | IgnoreSilica | 2019 | 161.1085 | 34.5149 | 5.6113 | 4 | 3806.0061 | 6848.4263 | 77.5906 | 139.6144 | 138.8301 | 18.4746 | 104.8693 | 8916436.5674 | 0 | 5306730.5376 | 0 | 0 | 0 | 2698683.0886 | 6599521.5755 | 17170601.3914 | 11719288.2702 | 52411261.4307 | 961560.8286 | 32053237.5753 | 32053237.5753 | 23812626.8141 | 12421458.9187 | 0 | 85426059.8346 | 153713383.1428 | 7498942.0933 | 22.4451 | 3806.0061 | 6848.4263 | 77.5906 | 139.6144
1 | 6700 | 707 | 0.03 | 15 | 15 | 7 | 1e-08 | 5spot_SharedNeighbor | CO2 | Porous | Wet | R600a | MinimizeLCOE_Brownfield | IgnoreSilica | 2019 | 161.1233 | 34.5187 | 5.6123 | 4 | 3805.3135 | 6847.1851 | 77.5765 | 139.5891 | 138.8285 | 18.4739 | 108.4833 | 8916886.1886 | 0 | 5307120.9939 | 0 | 0 | 0 | 2697797.1935 | 6599503.7067 | 17170554.9004 | 11719256.5391 | 52411119.5221 | 961560.8286 | 32053237.5753 | 32053237.5753 | 23812626.8141 | 12421458.9187 | 0 | 85425917.9261 | 153713241.2343 | 10000000 | 22.4491 | 3805.3135 | 6847.1851 | 77.5765 | 139.5891
1 | 6800 | 707 | 0.03 | 15 | 15 | 7 | 1e-13 | 5spot_SharedNeighbor | CO2 | Porous | Wet | R600a | MinimizeLCOE_Brownfield | IgnoreSilica | 2019 | 1.6 | -0.030895 | 0.0005711 | 4 | 15407676.6803 | 45905956.3374 | 314106.3296 | 935855.0123 | 72.7659 | 17.4959 | 24.58 | 202682.1995 | 0 | 67960.817 | 0 | 0 | 0 | 218959.0113 | 190944.7908 | 496799.1776 | 339075.6469 | 1516421.643 | 961560.8286 | 32719421.0761 | 32719421.0761 | 24290101.4924 | 12660959.158 | 0 | 35197403.5477 | 104867885.2742 | 100 | 0.0022844 | 15407676.6803 | 45905956.3374 | 314106.3296 | 935855.0123
1 | 6800 | 707 | 0.03 | 15 | 15 | 7 | 1.3335e-13 | 5spot_SharedNeighbor | CO2 | Porous | Wet | R600a | MinimizeLCOE_Brownfield | IgnoreSilica | 2019 | 1.6 | -0.011727 | 0.0053194 | 4 | 1650861.8999 | 4925221.2723 | 33655.0528 | 100407.2975 | 72.7659 | 17.4959 | 22.3542 | 202682.2116 | 0 | 67960.8118 | 0 | 0 | 0 | 196023.1591 | 181999.8112 | 473526.1754 | 323191.3447 | 1445383.5138 | 961560.8286 | 32719421.0761 | 32719421.0761 | 24290101.4924 | 12660959.158 | 0 | 35126365.4185 | 104796847.145 | 133.3521 | 0.021278 | 1650861.8999 | 4925221.2723 | 33655.0528 | 100407.2975
1 | 6800 | 707 | 0.03 | 15 | 15 | 7 | 1.7783e-13 | 5spot_SharedNeighbor | CO2 | Porous | Wet | R600a | MinimizeLCOE_Brownfield | IgnoreSilica | 2019 | 3.8413 | 0.22595 | 0.026106 | 4 | 357286.2545 | 1024465.196 | 7283.7636 | 20885.1087 | 103.2276 | 20.0136 | 40.6085 | 497964.2771 | 0 | 223302.0919 | 0 | 0 | 0 | 450354.5115 | 456932.1434 | 1188843.7075 | 811410.2586 | 3628806.99 | 961560.8286 | 32719421.0761 | 32719421.0761 | 24290101.4924 | 12660959.158 | 0 | 37309788.8947 | 106980270.6212 | 177.8279 | 0.10443 | 357286.2545 | 1024465.196 | 7283.7636 | 20885.1087
1 | 6800 | 707 | 0.03 | 15 | 15 | 7 | 2.3714e-13 | 5spot_SharedNeighbor | CO2 | Porous | Wet | R600a | MinimizeLCOE_Brownfield | IgnoreSilica | 2019 | 5.2808 | 0.45962 | 0.051922 | 4 | 185446.0721 | 520900.2917 | 3780.569 | 10619.257 | 112.8237 | 20.6539 | 53.3642 | 672918.7941 | 0 | 317729.7007 | 0 | 0 | 0 | 570189.1368 | 608726.6763 | 1583781.9448 | 1080963.7208 | 4834309.9735 | 961560.8286 | 32719421.0761 | 32719421.0761 | 24290101.4924 | 12660959.158 | 0 | 38515291.8782 | 108185773.6046 | 237.1374 | 0.20769 | 185446.0721 | 520900.2917 | 3780.569 | 10619.257
1 | 6800 | 707 | 0.03 | 15 | 15 | 7 | 3.1623e-13 | 5spot_SharedNeighbor | CO2 | Porous | Wet | R600a | MinimizeLCOE_Brownfield | IgnoreSilica | 2019 | 7.1003 | 0.78652 | 0.089553 | 4 | 111435.0198 | 305929.913 | 2271.7536 | 6236.7951 | 120.5487 | 21.1229 | 53.3017 | 878639.4729 | 0 | 430995.5134 | 0 | 0 | 0 | 703898.4154 | 785278.0267 | 2043132.3427 | 1394479.8061 | 6236423.5772 | 961560.8286 | 32719421.0761 | 32719421.0761 | 24290101.4924 | 12660959.158 | 0 | 39917405.4819 | 109587887.2083 | 316.2278 | 0.35821 | 111435.0198 | 305929.913 | 2271.7536 | 6236.7951
1 | 6800 | 707 | 0.03 | 15 | 15 | 7 | 4.217e-13 | 5spot_SharedNeighbor | CO2 | Porous | Wet | R600a | MinimizeLCOE_Brownfield | IgnoreSilica | 2019 | 9.5144 | 1.2439 | 0.14314 | 4 | 72616.6342 | 194302.8122 | 1480.3883 | 3961.1256 | 126.9755 | 21.4827 | 65.0275 | 1130918.6342 | 0 | 551871.7033 | 0 | 0 | 0 | 866278.0869 | 994136.6855 | 2586539.7302 | 1765366.5139 | 7895111.354 | 961560.8286 | 32719421.0761 | 32719421.0761 | 24290101.4924 | 12660959.158 | 0 | 41576093.2587 | 111246574.9852 | 421.6965 | 0.57254 | 72616.6342 | 194302.8122 | 1480.3883 | 3961.1256
1 | 6800 | 707 | 0.03 | 15 | 15 | 7 | 5.6234e-13 | 5spot_SharedNeighbor | CO2 | Porous | Wet | R600a | MinimizeLCOE_Brownfield | IgnoreSilica | 2019 | 12.4964 | 1.8354 | 0.21644 | 4 | 50151.8855 | 130623.7339 | 1022.414 | 2662.9415 | 131.9157 | 21.7392 | 71.1963 | 1418414.9418 | 0 | 686373.9216 | 0 | 0 | 0 | 1039689.2929 | 1226346.481 | 3190701.9853 | 2177719.6673 | 9739246.2899 | 961560.8286 | 32719421.0761 | 32719421.0761 | 24290101.4924 | 12660959.158 | 0 | 43420228.1946 | 113090709.9211 | 562.3413 | 0.86577 | 50151.8855 | 130623.7339 | 1022.414 | 2662.9415
1 | 6800 | 707 | 0.03 | 15 | 15 | 7 | 7.4989e-13 | 5spot_SharedNeighbor | CO2 | Porous | Wet | R600a | MinimizeLCOE_Brownfield | IgnoreSilica | 2019 | 16.2501 | 2.5996 | 0.31473 | 4 | 36180.9629 | 91522.8303 | 737.5979 | 1865.8167 | 135.8027 | 21.9249 | 72.5473 | 1752625.3573 | 0 | 846872.1397 | 0 | 0 | 0 | 1232164.1118 | 1494348.0274 | 3887987.0344 | 2653631.0411 | 11867627.7118 | 961560.8286 | 32719421.0761 | 32719421.0761 | 24290101.4924 | 12660959.158 | 0 | 45548609.6165 | 115219091.3429 | 749.8942 | 1.2589 | 36180.9629 | 91522.8303 | 737.5979 | 1865.8167
1 | 6800 | 707 | 0.03 | 15 | 15 | 7 | 1e-12 | 5spot_SharedNeighbor | CO2 | Porous | Wet | R600a | MinimizeLCOE_Brownfield | IgnoreSilica | 2019 | 21.0102 | 3.5841 | 0.44487 | 4 | 26993.7575 | 66146.2736 | 550.3043 | 1348.4813 | 138.8718 | 22.0546 | 56.3018 | 2144307.1732 | 0 | 1040105.2192 | 0 | 0 | 0 | 1449831.9824 | 1807355.3062 | 4702367.7671 | 3209462.625 | 14353430.0731 | 961560.8286 | 32719421.0761 | 32719421.0761 | 24290101.4924 | 12660959.158 | 0 | 48034411.9778 | 117704893.7043 | 1000 | 1.7795 | 26993.7575 | 66146.2736 | 550.3043 | 1348.4813
1 | 6800 | 707 | 0.03 | 15 | 15 | 7 | 1.3335e-12 | 5spot_SharedNeighbor | CO2 | Porous | Wet | R600a | MinimizeLCOE_Brownfield | IgnoreSilica | 2019 | 27.0077 | 4.8387 | 0.61516 | 4 | 20694.4918 | 49008.5747 | 421.8852 | 999.1061 | 141.2621 | 22.1337 | 64.6705 | 2600870.0606 | 0 | 1271517.0891 | 0 | 0 | 0 | 1693997.6196 | 2170890.06 | 5648210.6255 | 3855019.811 | 17240505.2658 | 961560.8286 | 32719421.0761 | 32719421.0761 | 24290101.4924 | 12660959.158 | 0 | 50921487.1705 | 120591968.897 | 1333.5214 | 2.4606 | 20694.4918 | 49008.5747 | 421.8852 | 999.1061
1 | 6800 | 707 | 0.03 | 15 | 15 | 7 | 1.7783e-12 | 5spot_SharedNeighbor | CO2 | Porous | Wet | R600a | MinimizeLCOE_Brownfield | IgnoreSilica | 2019 | 34.413 | 6.4038 | 0.83443 | 4 | 16238.972 | 37112.6328 | 331.0534 | 756.5912 | 143.0708 | 22.1619 | 72.9814 | 3123192.7436 | 0 | 1543512.1501 | 0 | 0 | 0 | 1958582.6909 | 2583862.158 | 6722679.3121 | 4588366.7678 | 20520195.8226 | 961560.8286 | 32719421.0761 | 32719421.0761 | 24290101.4924 | 12660959.158 | 0 | 54201177.7273 | 123871659.4537 | 1778.2794 | 3.3377 | 16238.972 | 37112.6328 | 331.0534 | 756.5912
1 | 6800 | 707 | 0.03 | 15 | 15 | 7 | 2.3714e-12 | 5spot_SharedNeighbor | CO2 | Porous | Wet | R600a | MinimizeLCOE_Brownfield | IgnoreSilica | 2019 | 43.4682 | 8.3337 | 1.1122 | 4 | 13014.2002 | 28674.5276 | 265.3121 | 584.569 | 144.4011 | 22.1348 | 73.6846 | 3715777.7755 | 0 | 1860670.226 | 0 | 0 | 0 | 2242501.9996 | 3049390.5004 | 7933888.5661 | 5415041.9715 | 24217271.0391 | 961560.8286 | 32719421.0761 | 32719421.0761 | 24290101.4924 | 12660959.158 | 0 | 57898252.9438 | 127568734.6703 | 2371.3737 | 4.4489 | 13014.2002 | 28674.5276 | 265.3121 | 584.569
1 | 6800 | 707 | 0.03 | 15 | 15 | 7 | 3.1623e-12 | 5spot_SharedNeighbor | CO2 | Porous | Wet | R600a | MinimizeLCOE_Brownfield | IgnoreSilica | 2019 | 54.189 | 10.6396 | 1.4546 | 4 | 10642.1636 | 22616.3119 | 216.9549 | 461.0641 | 145.304 | 22.0439 | 89.0153 | 4367415.8769 | 0 | 2219532.0234 | 0 | 0 | 0 | 2530635.8156 | 3555857.6492 | 9251612.1965 | 6314415.4257 | 28239468.9874 | 961560.8286 | 32719421.0761 | 32719421.0761 | 24290101.4924 | 12660959.158 | 0 | 61920450.8921 | 131590932.6185 | 3162.2777 | 5.8184 | 10642.1636 | 22616.3119 | 216.9549 | 461.0641
1 | 6800 | 707 | 0.03 | 15 | 15 | 7 | 4.217e-12 | 5spot_SharedNeighbor | CO2 | Porous | Wet | R600a | MinimizeLCOE_Brownfield | IgnoreSilica | 2019 | 66.4003 | 13.2921 | 1.8613 | 4 | 8880.3919 | 18238.0126 | 181.0388 | 371.8066 | 145.8166 | 21.88 | 100.6301 | 5057389.0756 | 0 | 2611368.3095 | 0 | 0 | 0 | 2803868.5266 | 4084324.1056 | 10626573.5126 | 7252854.7766 | 32436378.3065 | 961560.8286 | 32719421.0761 | 32719421.0761 | 24290101.4924 | 12660959.158 | 0 | 66117360.2112 | 135787841.9376 | 4216.965 | 7.4453 | 8880.3919 | 18238.0126 | 181.0388 | 371.8066
1 | 6800 | 707 | 0.03 | 15 | 15 | 7 | 5.6234e-12 | 5spot_SharedNeighbor | CO2 | Porous | Wet | R600a | MinimizeLCOE_Brownfield | IgnoreSilica | 2019 | 79.5286 | 16.1765 | 2.3201 | 4 | 7566.9139 | 15074.3151 | 154.2618 | 307.3103 | 145.9658 | 21.641 | 94.0865 | 5747445.0395 | 0 | 3016830.481 | 0 | 0 | 0 | 3033851.8286 | 4601269.6662 | 11971559.8212 | 8170835.5689 | 36541792.4053 | 961560.8286 | 32719421.0761 | 32719421.0761 | 24290101.4924 | 12660959.158 | 0 | 70222774.31 | 139893256.0365 | 5623.4133 | 9.2802 | 7566.9139 | 15074.3151 | 154.2618 | 307.3103
1 | 6800 | 707 | 0.03 | 15 | 15 | 7 | 7.4989e-12 | 5spot_SharedNeighbor | CO2 | Porous | Wet | R600a | MinimizeLCOE_Brownfield | IgnoreSilica | 2019 | 92.8413 | 19.1355 | 2.8078 | 4 | 6587.9846 | 12791.2971 | 134.305 | 260.7679 | 145.8 | 21.3366 | 96.6306 | 6399113.5485 | 0 | 3414485.4921 | 0 | 0 | 0 | 3201098.5375 | 5075732.0555 | 13206013.6325 | 9013375.6607 | 40309818.9268 | 961560.8286 | 32719421.0761 | 32719421.0761 | 24290101.4924 | 12660959.158 | 0 | 73990800.8315 | 143661282.558 | 7498.9421 | 11.2312 | 6587.9846 | 12791.2971 | 134.305 | 260.7679
1 | 6800 | 707 | 0.03 | 15 | 15 | 7 | 1e-11 | 5spot_SharedNeighbor | CO2 | Porous | Wet | R600a | MinimizeLCOE_Brownfield | IgnoreSilica | 2019 | 105.4944 | 21.9817 | 3.294 | 4 | 5859.9072 | 11147.5332 | 119.4621 | 227.2575 | 145.3984 | 20.9914 | 98.4432 | 6977256.8299 | 0 | 3781949.2007 | 0 | 0 | 0 | 3295166.1404 | 5481205.1467 | 14260971.4419 | 9733406.0427 | 43529954.8023 | 961560.8286 | 32719421.0761 | 32719421.0761 | 24290101.4924 | 12660959.158 | 0 | 77210936.707 | 146881418.4334 | 10000 | 13.1761 | 5859.9072 | 11147.5332 | 119.4621 | 227.2575
1 | 6800 | 707 | 0.03 | 15 | 15 | 7 | 1.3335e-11 | 5spot_SharedNeighbor | CO2 | Porous | Wet | R600a | MinimizeLCOE_Brownfield | IgnoreSilica | 2019 | 116.505 | 24.4967 | 3.745 | 4 | 5319.361 | 9970.2843 | 108.4424 | 203.2577 | 144.8757 | 20.6468 | 100.8463 | 7449141.9478 | 0 | 4094566.926 | 0 | 0 | 0 | 3309013.2665 | 5792561.6347 | 15071057.1558 | 10286306.1881 | 46002647.119 | 961560.8286 | 32719421.0761 | 32719421.0761 | 24290101.4924 | 12660959.158 | 0 | 79683629.0237 | 149354110.7501 | 13335.2143 | 14.9799 | 5319.361 | 9970.2843 | 108.4424 | 203.2577
1 | 6800 | 707 | 0.03 | 15 | 15 | 7 | 1.7783e-11 | 5spot_SharedNeighbor | CO2 | Porous | Wet | R600a | MinimizeLCOE_Brownfield | IgnoreSilica | 2019 | 126.5607 | 26.7999 | 4.1565 | 4 | 4918.5786 | 9109.0114 | 100.2719 | 185.6995 | 144.2698 | 20.2979 | 103.7425 | 7855529.191 | 0 | 4374934.2823 | 0 | 0 | 0 | 3298039.939 | 6056116.3308 | 15756772.4124 | 10754320.9408 | 48095713.0962 | 961560.8286 | 32719421.0761 | 32719421.0761 | 24290101.4924 | 12660959.158 | 0 | 81776695.0009 | 151447176.7274 | 17782.7941 | 16.6261 | 4918.5786 | 9109.0114 | 100.2719 | 185.6995
1 | 6800 | 707 | 0.03 | 15 | 15 | 7 | 2.3714e-11 | 5spot_SharedNeighbor | CO2 | Porous | Wet | R600a | MinimizeLCOE_Brownfield | IgnoreSilica | 2019 | 134.5728 | 28.6606 | 4.503 | 4 | 4621.3266 | 8489.2962 | 94.212 | 173.0658 | 143.7008 | 19.9961 | 104.723 | 8162585.9814 | 0 | 4595133.7298 | 0 | 0 | 0 | 3243257.8331 | 6240381.2423 | 16236191.9142 | 11081534.6018 | 49559085.3027 | 961560.8286 | 32719421.0761 | 32719421.0761 | 24290101.4924 | 12660959.158 | 0 | 83240067.2074 | 152910548.9338 | 23713.7371 | 18.0122 | 4621.3266 | 8489.2962 | 94.212 | 173.0658
1 | 6800 | 707 | 0.03 | 15 | 15 | 7 | 3.1623e-11 | 5spot_SharedNeighbor | CO2 | Porous | Wet | R600a | MinimizeLCOE_Brownfield | IgnoreSilica | 2019 | 140.9971 | 30.165 | 4.7889 | 4 | 4400.6119 | 8037.698 | 89.7124 | 163.8593 | 143.1901 | 19.7388 | 100.6747 | 8398062.087 | 0 | 4769802.5739 | 0 | 0 | 0 | 3174121.6702 | 6373374.6691 | 16582213.5301 | 11317701.4647 | 50615275.9951 | 961560.8286 | 32719421.0761 | 32719421.0761 | 24290101.4924 | 12660959.158 | 0 | 84296257.8998 | 153966739.6262 | 31622.7766 | 19.1556 | 4400.6119 | 8037.698 | 89.7124 | 163.8593
1 | 6800 | 707 | 0.03 | 15 | 15 | 7 | 4.217e-11 | 5spot_SharedNeighbor | CO2 | Porous | Wet | R600a | MinimizeLCOE_Brownfield | IgnoreSilica | 2019 | 146.042 | 31.3548 | 5.0188 | 4 | 4236.4849 | 7706.9818 | 86.3665 | 157.1172 | 142.7551 | 19.5272 | 100.7083 | 8576239.6338 | 0 | 4905851.7627 | 0 | 0 | 0 | 3102526.0786 | 6468000.8153 | 16828411.352 | 11485736.537 | 51366766.1793 | 961560.8286 | 32719421.0761 | 32719421.0761 | 24290101.4924 | 12660959.158 | 0 | 85047748.084 | 154718229.8105 | 42169.6503 | 20.0751 | 4236.4849 | 7706.9818 | 86.3665 | 157.1172
1 | 6800 | 707 | 0.03 | 15 | 15 | 7 | 5.6234e-11 | 5spot_SharedNeighbor | CO2 | Porous | Wet | R600a | MinimizeLCOE_Brownfield | IgnoreSilica | 2019 | 149.9519 | 32.2821 | 5.2003 | 4 | 4114.2468 | 7463.6128 | 83.8745 | 152.1558 | 142.3973 | 19.3574 | 89.9451 | 8710222.4391 | 0 | 5010648.1914 | 0 | 0 | 0 | 3035865.0808 | 6535126.9274 | 17003059.7264 | 11604937.6412 | 51899860.0064 | 961560.8286 | 32719421.0761 | 32719421.0761 | 24290101.4924 | 12660959.158 | 0 | 85580841.9111 | 155251323.6375 | 56234.1325 | 20.8011 | 4114.2468 | 7463.6128 | 83.8745 | 152.1558
1 | 6800 | 707 | 0.03 | 15 | 15 | 7 | 7.4989e-11 | 5spot_SharedNeighbor | CO2 | Porous | Wet | R600a | MinimizeLCOE_Brownfield | IgnoreSilica | 2019 | 152.9332 | 32.9931 | 5.3413 | 4 | 4023.0758 | 7283.9984 | 82.0158 | 148.4942 | 142.1123 | 19.2244 | 111.6889 | 8809949.2543 | 0 | 5090188.3639 | 0 | 0 | 0 | 2977106.7685 | 6582125.3108 | 17125339.8792 | 11688396.3581 | 52273105.9348 | 961560.8286 | 32719421.0761 | 32719421.0761 | 24290101.4924 | 12660959.158 | 0 | 85954087.8395 | 155624569.5659 | 74989.4209 | 21.3653 | 4023.0758 | 7283.9984 | 82.0158 | 148.4942
1 | 6800 | 707 | 0.03 | 15 | 15 | 7 | 1e-10 | 5spot_SharedNeighbor | CO2 | Porous | Wet | R600a | MinimizeLCOE_Brownfield | IgnoreSilica | 2019 | 155.2307 | 33.5421 | 5.4505 | 4 | 3954.9929 | 7150.5957 | 80.6279 | 145.7746 | 141.8854 | 19.12 | 109.8918 | 8885355.6761 | 0 | 5151270.79 | 0 | 0 | 0 | 2928633.42 | 6616451.3556 | 17214649.2065 | 11749351.8091 | 52545712.2573 | 961560.8286 | 32719421.0761 | 32719421.0761 | 24290101.4924 | 12660959.158 | 0 | 86226694.162 | 155897175.8884 | 100000 | 21.802 | 3954.9929 | 7150.5957 | 80.6279 | 145.7746
1 | 6800 | 707 | 0.03 | 15 | 15 | 7 | 1.3335e-10 | 5spot_SharedNeighbor | CO2 | Porous | Wet | R600a | MinimizeLCOE_Brownfield | IgnoreSilica | 2019 | 156.9675 | 33.9585 | 5.534 | 4 | 3904.1012 | 7051.5026 | 79.5904 | 143.7544 | 141.7096 | 19.0399 | 112.8936 | 8941518.5325 | 0 | 5197327.2642 | 0 | 0 | 0 | 2889050.5266 | 6640879.5661 | 17278206.3993 | 11792730.8991 | 52739713.1879 | 961560.8286 | 32719421.0761 | 32719421.0761 | 24290101.4924 | 12660959.158 | 0 | 86420695.0926 | 156091176.819 | 133352.1432 | 22.1359 | 3904.1012 | 7051.5026 | 79.5904 | 143.7544
1 | 6800 | 707 | 0.03 | 15 | 15 | 7 | 1.7783e-10 | 5spot_SharedNeighbor | CO2 | Porous | Wet | R600a | MinimizeLCOE_Brownfield | IgnoreSilica | 2019 | 158.2781 | 34.2735 | 5.5975 | 4 | 3866.0303 | 6977.7195 | 78.8143 | 142.2503 | 141.5745 | 18.9788 | 104.6974 | 8983417.3519 | 0 | 5232014.7074 | 0 | 0 | 0 | 2857480.1062 | 6658435.7446 | 17323883.9744 | 11823906.7827 | 52879138.6672 | 961560.8286 | 32719421.0761 | 32719421.0761 | 24290101.4924 | 12660959.158 | 0 | 86560120.5719 | 156230602.2983 | 177827.941 | 22.3899 | 3866.0303 | 6977.7195 | 78.8143 | 142.2503
1 | 6800 | 707 | 0.03 | 15 | 15 | 7 | 2.3714e-10 | 5spot_SharedNeighbor | CO2 | Porous | Wet | R600a | MinimizeLCOE_Brownfield | IgnoreSilica | 2019 | 159.2675 | 34.5117 | 5.6457 | 4 | 3837.5333 | 6922.667 | 78.2333 | 141.1279 | 141.4712 | 18.9322 | 97.4605 | 9014772.5319 | 0 | 5258163.4782 | 0 | 0 | 0 | 2832759.4733 | 6671221.2385 | 17357149.2071 | 11846610.9876 | 52980676.9166 | 961560.8286 | 32719421.0761 | 32719421.0761 | 24290101.4924 | 12660959.158 | 0 | 86661658.8213 | 156332140.5478 | 237137.3706 | 22.5826 | 3837.5333 | 6922.667 | 78.2333 | 141.1279
1 | 6800 | 707 | 0.03 | 15 | 15 | 7 | 3.1623e-10 | 5spot_SharedNeighbor | CO2 | Porous | Wet | R600a | MinimizeLCOE_Brownfield | IgnoreSilica | 2019 | 160.0024 | 34.6892 | 5.6819 | 4 | 3816.193 | 6881.6378 | 77.7983 | 140.2915 | 141.3936 | 18.8974 | 79.5225 | 9037904.1828 | 0 | 5277563.1001 | 0 | 0 | 0 | 2813345.2505 | 6680236.888 | 17380606.0776 | 11862620.7837 | 53052276.2827 | 961560.8286 | 32719421.0761 | 32719421.0761 | 24290101.4924 | 12660959.158 | 0 | 86733258.1874 | 156403739.9139 | 316227.766 | 22.7277 | 3816.193 | 6881.6378 | 77.7983 | 140.2915
1 | 6800 | 707 | 0.03 | 15 | 15 | 7 | 4.217e-10 | 5spot_SharedNeighbor | CO2 | Porous | Wet | R600a | MinimizeLCOE_Brownfield | IgnoreSilica | 2019 | 160.5749 | 34.8269 | 5.7096 | 4 | 3800.2066 | 6850.7821 | 77.4724 | 139.6625 | 141.3328 | 18.8702 | 85.1781 | 9055837.6125 | 0 | 5292664.6675 | 0 | 0 | 0 | 2798924.2482 | 6687496.346 | 17399493.6981 | 11875511.9728 | 53109928.5451 | 961560.8286 | 32719421.0761 | 32719421.0761 | 24290101.4924 | 12660959.158 | 0 | 86790910.4498 | 156461392.1762 | 421696.5034 | 22.8385 | 3800.2066 | 6850.7821 | 77.4724 | 139.6625
1 | 6800 | 707 | 0.03 | 15 | 15 | 7 | 5.6234e-10 | 5spot_SharedNeighbor | CO2 | Porous | Wet | R600a | MinimizeLCOE_Brownfield | IgnoreSilica | 2019 | 160.9964 | 34.9287 | 5.7303 | 4 | 3788.2277 | 6827.7741 | 77.2281 | 139.1934 | 141.2877 | 18.8501 | 102.417 | 9068989.8965 | 0 | 5303777.4787 | 0 | 0 | 0 | 2787687.6481 | 6692577.4591 | 17412713.7122 | 11884534.9041 | 53150281.0987 | 961560.8286 | 32719421.0761 | 32719421.0761 | 24290101.4924 | 12660959.158 | 0 | 86831263.0034 | 156501744.7299 | 562341.3252 | 22.9213 | 3788.2277 | 6827.7741 | 77.2281 | 139.1934
1 | 6800 | 707 | 0.03 | 15 | 15 | 7 | 7.4989e-10 | 5spot_SharedNeighbor | CO2 | Porous | Wet | R600a | MinimizeLCOE_Brownfield | IgnoreSilica | 2019 | 161.3083 | 35.0042 | 5.7458 | 4 | 3779.2501 | 6810.5915 | 77.0451 | 138.8431 | 141.2542 | 18.8352 | 103.928 | 9078692.9581 | 0 | 5311996.5009 | 0 | 0 | 0 | 2779028.606 | 6696190.0454 | 17422112.9206 | 11890950.0569 | 53178971.0879 | 961560.8286 | 32719421.0761 | 32719421.0761 | 24290101.4924 | 12660959.158 | 0 | 86859952.9926 | 156530434.7191 | 749894.2093 | 22.9834 | 3779.2501 | 6810.5915 | 77.0451 | 138.8431
1 | 6800 | 707 | 0.03 | 15 | 15 | 7 | 1e-09 | 5spot_SharedNeighbor | CO2 | Porous | Wet | R600a | MinimizeLCOE_Brownfield | IgnoreSilica | 2019 | 161.5519 | 35.0629 | 5.7577 | 4 | 3772.5207 | 6797.6395 | 76.9079 | 138.5791 | 141.228 | 18.8235 | 99.4573 | 9086254.6112 | 0 | 5318412.1269 | 0 | 0 | 0 | 2772700.2648 | 6699173.1311 | 17429874.2978 | 11896247.3564 | 53202661.7882 | 961560.8286 | 32719421.0761 | 32719421.0761 | 24290101.4924 | 12660959.158 | 0 | 86883643.6929 | 156554125.4193 | 1000000 | 23.0307 | 3772.5207 | 6797.6395 | 76.9079 | 138.5791
1 | 6800 | 707 | 0.03 | 15 | 15 | 7 | 1.3335e-09 | 5spot_SharedNeighbor | CO2 | Porous | Wet | R600a | MinimizeLCOE_Brownfield | IgnoreSilica | 2019 | 161.7345 | 35.1069 | 5.7665 | 4 | 3767.4761 | 6787.9379 | 76.8051 | 138.3813 | 141.2082 | 18.8148 | 111.1005 | 9091914.57 | 0 | 5323221.1254 | 0 | 0 | 0 | 2767912.0517 | 6701388.6213 | 17435638.5489 | 11900181.5762 | 53220256.4935 | 961560.8286 | 32719421.0761 | 32719421.0761 | 24290101.4924 | 12660959.158 | 0 | 86901238.3982 | 156571720.1246 | 1333521.4322 | 23.0662 | 3767.4761 | 6787.9379 | 76.8051 | 138.3813
1 | 6800 | 707 | 0.03 | 15 | 15 | 7 | 1.7783e-09 | 5spot_SharedNeighbor | CO2 | Porous | Wet | R600a | MinimizeLCOE_Brownfield | IgnoreSilica | 2019 | 161.864 | 35.1384 | 5.7731 | 4 | 3763.694 | 6780.7347 | 76.728 | 138.2344 | 141.1942 | 18.8085 | 112.5734 | 9095921.3246 | 0 | 5326630.0834 | 0 | 0 | 0 | 2764114.6726 | 6702799.7714 | 17439310.072 | 11902687.4661 | 53231463.39 | 961560.8286 | 32719421.0761 | 32719421.0761 | 24290101.4924 | 12660959.158 | 0 | 86912445.2947 | 156582927.0212 | 1778279.41 | 23.0923 | 3763.694 | 6780.7347 | 76.728 | 138.2344
1 | 6800 | 707 | 0.03 | 15 | 15 | 7 | 2.3714e-09 | 5spot_SharedNeighbor | CO2 | Porous | Wet | R600a | MinimizeLCOE_Brownfield | IgnoreSilica | 2019 | 161.9586 | 35.1615 | 5.7779 | 4 | 3760.8584 | 6775.3578 | 76.6702 | 138.1248 | 141.184 | 18.804 | 112.0543 | 9098846.9237 | 0 | 5329121.4358 | 0 | 0 | 0 | 2761193.9456 | 6703773.299 | 17441842.991 | 11904416.2354 | 53239194.8305 | 961560.8286 | 32719421.0761 | 32719421.0761 | 24290101.4924 | 12660959.158 | 0 | 86920176.7352 | 156590658.4616 | 2371373.7057 | 23.1118 | 3760.8584 | 6775.3578 | 76.6702 | 138.1248
1 | 6800 | 707 | 0.03 | 15 | 15 | 7 | 3.1623e-09 | 5spot_SharedNeighbor | CO2 | Porous | Wet | R600a | MinimizeLCOE_Brownfield | IgnoreSilica | 2019 | 162.0318 | 35.1792 | 5.7816 | 4 | 3758.7323 | 6771.3083 | 76.6268 | 138.0423 | 141.176 | 18.8005 | 107.0898 | 9101107.4829 | 0 | 5331047.2166 | 0 | 0 | 0 | 2759050.1599 | 6704569.8952 | 17443915.5709 | 11905830.8137 | 53245521.1392 | 961560.8286 | 32719421.0761 | 32719421.0761 | 24290101.4924 | 12660959.158 | 0 | 86926503.0439 | 156596984.7703 | 3162277.6602 | 23.1265 | 3758.7323 | 6771.3083 | 76.6268 | 138.0423
1 | 6800 | 707 | 0.03 | 15 | 15 | 7 | 4.217e-09 | 5spot_SharedNeighbor | CO2 | Porous | Wet | R600a | MinimizeLCOE_Brownfield | IgnoreSilica | 2019 | 162.0977 | 35.1949 | 5.7846 | 4 | 3757.1381 | 6768.1754 | 76.5943 | 137.9784 | 141.1689 | 18.7973 | 117.2021 | 9103145.373 | 0 | 5332782.4759 | 0 | 0 | 0 | 2757708.9886 | 6705518.3666 | 17446383.2989 | 11907515.0889 | 53253053.5918 | 961560.8286 | 32719421.0761 | 32719421.0761 | 24290101.4924 | 12660959.158 | 0 | 86934035.4965 | 156604517.223 | 4216965.0343 | 23.1384 | 3757.1381 | 6768.1754 | 76.5943 | 137.9784
1 | 6800 | 707 | 0.03 | 15 | 15 | 7 | 5.6234e-09 | 5spot_SharedNeighbor | CO2 | Porous | Wet | R600a | MinimizeLCOE_Brownfield | IgnoreSilica | 2019 | 162.1413 | 35.2054 | 5.7867 | 4 | 3755.9428 | 6765.8787 | 76.57 | 137.9316 | 141.1642 | 18.7952 | 122.9411 | 9104489.3464 | 0 | 5333928.0178 | 0 | 0 | 0 | 2756556.1796 | 6706039.6821 | 17447739.6549 | 11908440.8297 | 53257193.7106 | 961560.8286 | 32719421.0761 | 32719421.0761 | 24290101.4924 | 12660959.158 | 0 | 86938175.6153 | 156608657.3417 | 5623413.2519 | 23.1468 | 3755.9428 | 6765.8787 | 76.57 | 137.9316
1 | 6800 | 707 | 0.03 | 15 | 15 | 7 | 7.4989e-09 | 5spot_SharedNeighbor | CO2 | Porous | Wet | R600a | MinimizeLCOE_Brownfield | IgnoreSilica | 2019 | 162.1755 | 35.2136 | 5.7883 | 4 | 3755.0464 | 6764.1425 | 76.5517 | 137.8962 | 141.1605 | 18.7935 | 115.5846 | 9105547.3081 | 0 | 5334829.7842 | 0 | 0 | 0 | 2755730.0554 | 6706481.7876 | 17448889.9227 | 11909225.9111 | 53260704.7691 | 961560.8286 | 32719421.0761 | 32719421.0761 | 24290101.4924 | 12660959.158 | 0 | 86941686.6738 | 156612168.4003 | 7498942.0933 | 23.1533 | 3755.0464 | 6764.1425 | 76.5517 | 137.8962
1 | 6800 | 707 | 0.03 | 15 | 15 | 7 | 1e-08 | 5spot_SharedNeighbor | CO2 | Porous | Wet | R600a | MinimizeLCOE_Brownfield | IgnoreSilica | 2019 | 162.1903 | 35.2175 | 5.7894 | 4 | 3754.3742 | 6762.9361 | 76.538 | 137.8716 | 141.1588 | 18.7928 | 118.1919 | 9106003.004 | 0 | 5335219.7254 | 0 | 0 | 0 | 2754844.1047 | 6706466.0653 | 17448849.0166 | 11909197.9918 | 53260579.9078 | 961560.8286 | 32719421.0761 | 32719421.0761 | 24290101.4924 | 12660959.158 | 0 | 86941561.8125 | 156612043.5389 | 10000000 | 23.1574 | 3754.3742 | 6762.9361 | 76.538 | 137.8716
1 | 6900 | 707 | 0.03 | 15 | 15 | 7 | 1e-13 | 5spot_SharedNeighbor | CO2 | Porous | Wet | R600a | MinimizeLCOE_Brownfield | IgnoreSilica | 2019 | 1.6 | -0.032055 | 0.00066102 | 4 | 13569409.5245 | 40447339.7824 | 276630.7671 | 824573.7305 | 73.0255 | 17.7766 | 26.0448 | 204328.5113 | 0 | 67678.0565 | 0 | 0 | 0 | 220554.2175 | 192098.7063 | 499801.4289 | 341124.7451 | 1525585.6655 | 961560.8286 | 33391464.6677 | 33391464.6677 | 24773143.2569 | 12902803.4336 | 0 | 35878611.1619 | 106946022.5201 | 100 | 0.0026441 | 13569409.5245 | 40447339.7824 | 276630.7671 | 824573.7305
1 | 6900 | 707 | 0.03 | 15 | 15 | 7 | 1.3335e-13 | 5spot_SharedNeighbor | CO2 | Porous | Wet | R600a | MinimizeLCOE_Brownfield | IgnoreSilica | 2019 | 1.6 | -0.012967 | 0.0053964 | 4 | 1658889.0415 | 4951251.6408 | 33818.6969 | 100937.9618 | 73.0255 | 17.7766 | 28.2798 | 204328.5238 | 0 | 67678.0512 | 0 | 0 | 0 | 197759.1555 | 183208.6349 | 476671.2867 | 325337.9478 | 1454983.5999 | 961560.8286 | 33391464.6677 | 33391464.6677 | 24773143.2569 | 12902803.4336 | 0 | 35808009.0962 | 106875420.4544 | 133.3521 | 0.021586 | 1658889.0415 | 4951251.6408 | 33818.6969 | 100937.9618
1 | 6900 | 707 | 0.03 | 15 | 15 | 7 | 1.7783e-13 | 5spot_SharedNeighbor | CO2 | Porous | Wet | R600a | MinimizeLCOE_Brownfield | IgnoreSilica | 2019 | 3.9339 | 0.23662 | 0.027599 | 4 | 345153.1649 | 988912.7609 | 7036.4141 | 20160.3242 | 104.912 | 20.4108 | 47.3133 | 515060.792 | 0 | 230233.4675 | 0 | 0 | 0 | 465432.5631 | 472183.4608 | 1228524.5069 | 838493.2196 | 3749928.0099 | 961560.8286 | 33391464.6677 | 33391464.6677 | 24773143.2569 | 12902803.4336 | 0 | 38102953.5063 | 109170364.8645 | 177.8279 | 0.11039 | 345153.1649 | 988912.7609 | 7036.4141 | 20160.3242
1 | 6900 | 707 | 0.03 | 15 | 15 | 7 | 2.3714e-13 | 5spot_SharedNeighbor | CO2 | Porous | Wet | R600a | MinimizeLCOE_Brownfield | IgnoreSilica | 2019 | 5.4077 | 0.47915 | 0.054739 | 4 | 179704.9213 | 504277.1031 | 3663.5279 | 10280.3708 | 114.6808 | 21.0582 | 47.1996 | 695953.8141 | 0 | 327331.0277 | 0 | 0 | 0 | 589323.9113 | 628917.4137 | 1636314.1018 | 1116817.9974 | 4994658.2661 | 961560.8286 | 33391464.6677 | 33391464.6677 | 24773143.2569 | 12902803.4336 | 0 | 39347683.7624 | 110415095.1207 | 237.1374 | 0.21896 | 179704.9213 | 504277.1031 | 3663.5279 | 10280.3708
1 | 6900 | 707 | 0.03 | 15 | 15 | 7 | 3.1623e-13 | 5spot_SharedNeighbor | CO2 | Porous | Wet | R600a | MinimizeLCOE_Brownfield | IgnoreSilica | 2019 | 7.2829 | 0.82009 | 0.094296 | 4 | 108187.6825 | 296603.1014 | 2205.5522 | 6046.6554 | 122.5839 | 21.5346 | 67.6667 | 910007.1938 | 0 | 444541.6368 | 0 | 0 | 0 | 729139.7518 | 812638.5471 | 2114318.8045 | 1443066.029 | 6453711.9628 | 961560.8286 | 33391464.6677 | 33391464.6677 | 24773143.2569 | 12902803.4336 | 0 | 40806737.4592 | 111874148.8174 | 316.2278 | 0.37718 | 108187.6825 | 296603.1014 | 2205.5522 | 6046.6554
1 | 6900 | 707 | 0.03 | 15 | 15 | 7 | 4.217e-13 | 5spot_SharedNeighbor | CO2 | Porous | Wet | R600a | MinimizeLCOE_Brownfield | IgnoreSilica | 2019 | 9.7339 | 1.2915 | 0.15066 | 4 | 70494.9181 | 188419.8051 | 1437.1343 | 3841.1926 | 129.0629 | 21.8945 | 52.5427 | 1168620.5451 | 0 | 562033.2126 | 0 | 0 | 0 | 894486.1011 | 1023804.5449 | 2663729.4148 | 1818050.0597 | 8130723.8783 | 961560.8286 | 33391464.6677 | 33391464.6677 | 24773143.2569 | 12902803.4336 | 0 | 42483749.3746 | 113551160.7329 | 421.6965 | 0.60265 | 70494.9181 | 188419.8051 | 1437.1343 | 3841.1926
1 | 6900 | 707 | 0.03 | 15 | 15 | 7 | 5.6234e-13 | 5spot_SharedNeighbor | CO2 | Porous | Wet | R600a | MinimizeLCOE_Brownfield | IgnoreSilica | 2019 | 12.7741 | 1.9028 | 0.22759 | 4 | 48744.6784 | 126810.6218 | 993.7262 | 2585.206 | 134.0763 | 22.1526 | 51.1343 | 1464675.7654 | 0 | 698547.3879 | 0 | 0 | 0 | 1072463.5661 | 1261917.8206 | 3283251.3142 | 2240886.486 | 10021742.3402 | 961560.8286 | 33391464.6677 | 33391464.6677 | 24773143.2569 | 12902803.4336 | 0 | 44374767.8366 | 115442179.1948 | 562.3413 | 0.91035 | 48744.6784 | 126810.6218 | 993.7262 | 2585.206
1 | 6900 | 707 | 0.03 | 15 | 15 | 7 | 7.4989e-13 | 5spot_SharedNeighbor | CO2 | Porous | Wet | R600a | MinimizeLCOE_Brownfield | IgnoreSilica | 2019 | 16.623 | 2.6962 | 0.33072 | 4 | 35205.4898 | 88927.0812 | 717.7115 | 1812.8988 | 138.0425 | 22.3402 | 65.656 | 1810731.6084 | 0 | 862382.3246 | 0 | 0 | 0 | 1272232.6897 | 1538685.1828 | 4003343.218 | 2732364.0068 | 12219739.0303 | 961560.8286 | 33391464.6677 | 33391464.6677 | 24773143.2569 | 12902803.4336 | 0 | 46572764.5266 | 117640175.8848 | 749.8942 | 1.3229 | 35205.4898 | 88927.0812 | 717.7115 | 1812.8988
1 | 6900 | 707 | 0.03 | 15 | 15 | 7 | 1e-12 | 5spot_SharedNeighbor | CO2 | Porous | Wet | R600a | MinimizeLCOE_Brownfield | IgnoreSilica | 2019 | 21.4855 | 3.7152 | 0.46714 | 4 | 26291.2767 | 64324.3103 | 535.9832 | 1311.3381 | 141.1603 | 22.47 | 48.716 | 2214740.4939 | 0 | 1058885.316 | 0 | 0 | 0 | 1496433.4844 | 1860323.1248 | 4840179.1659 | 3303521.7365 | 14774083.3215 | 961560.8286 | 33391464.6677 | 33391464.6677 | 24773143.2569 | 12902803.4336 | 0 | 49127108.8179 | 120194520.1761 | 1000 | 1.8686 | 26291.2767 | 64324.3103 | 535.9832 | 1311.3381
1 | 6900 | 707 | 0.03 | 15 | 15 | 7 | 1.3335e-12 | 5spot_SharedNeighbor | CO2 | Porous | Wet | R600a | MinimizeLCOE_Brownfield | IgnoreSilica | 2019 | 27.5756 | 5.0072 | 0.64531 | 4 | 20173.3543 | 47705.7632 | 411.2611 | 972.5465 | 143.5774 | 22.5476 | 66.2775 | 2682997.6894 | 0 | 1292860.8823 | 0 | 0 | 0 | 1745013.5369 | 2231140.1224 | 5804968.9286 | 3962010.574 | 17718991.7335 | 961560.8286 | 33391464.6677 | 33391464.6677 | 24773143.2569 | 12902803.4336 | 0 | 52072017.2299 | 123139428.5881 | 1333.5214 | 2.5812 | 20173.3543 | 47705.7632 | 411.2611 | 972.5465
1 | 6900 | 707 | 0.03 | 15 | 15 | 7 | 1.7783e-12 | 5spot_SharedNeighbor | CO2 | Porous | Wet | R600a | MinimizeLCOE_Brownfield | IgnoreSilica | 2019 | 35.1512 | 6.6291 | 0.87499 | 4 | 15842.9581 | 36148.0916 | 322.9801 | 736.9277 | 145.4207 | 22.5734 | 69.3652 | 3222740.7426 | 0 | 1569946.7699 | 0 | 0 | 0 | 2018796.7705 | 2656478.8704 | 6911613.102 | 4717317.9616 | 21096894.217 | 961560.8286 | 33391464.6677 | 33391464.6677 | 24773143.2569 | 12902803.4336 | 0 | 55449919.7133 | 126517331.0716 | 1778.2794 | 3.5 | 15842.9581 | 36148.0916 | 322.9801 | 736.9277
1 | 6900 | 707 | 0.03 | 15 | 15 | 7 | 2.3714e-12 | 5spot_SharedNeighbor | CO2 | Porous | Wet | R600a | MinimizeLCOE_Brownfield | IgnoreSilica | 2019 | 44.3593 | 8.6184 | 1.1653 | 4 | 12707.1485 | 27954.3024 | 259.0524 | 569.8863 | 146.7674 | 22.5418 | 80.729 | 3831402.4291 | 0 | 1891122.8014 | 0 | 0 | 0 | 2308896.3501 | 3132254.4164 | 8149483.4779 | 5562189.9288 | 24875349.4037 | 961560.8286 | 33391464.6677 | 33391464.6677 | 24773143.2569 | 12902803.4336 | 0 | 59228374.9001 | 130295786.2583 | 2371.3737 | 4.661 | 12707.1485 | 27954.3024 | 259.0524 | 569.8863
1 | 6900 | 707 | 0.03 | 15 | 15 | 7 | 3.1623e-12 | 5spot_SharedNeighbor | CO2 | Porous | Wet | R600a | MinimizeLCOE_Brownfield | IgnoreSilica | 2019 | 55.2561 | 10.9944 | 1.5226 | 4 | 10399.9411 | 22069.0799 | 212.0169 | 449.908 | 147.68 | 22.4439 | 76.34 | 4500456.4144 | 0 | 2254427.8679 | 0 | 0 | 0 | 2603314.7433 | 3649697.62 | 9495764.5513 | 6481054.4247 | 28984715.6215 | 961560.8286 | 33391464.6677 | 33391464.6677 | 24773143.2569 | 12902803.4336 | 0 | 63337741.1179 | 134405152.4761 | 3162.2777 | 6.0902 | 10399.9411 | 22069.0799 | 212.0169 | 449.908
1 | 6900 | 707 | 0.03 | 15 | 15 | 7 | 4.217e-12 | 5spot_SharedNeighbor | CO2 | Porous | Wet | R600a | MinimizeLCOE_Brownfield | IgnoreSilica | 2019 | 67.6092 | 13.7157 | 1.9456 | 4 | 8686.3484 | 17818.1531 | 177.083 | 363.2472 | 148.1928 | 22.2709 | 90.0507 | 5205551.1354 | 0 | 2649334.5687 | 0 | 0 | 0 | 2879677.1904 | 4186479.5288 | 10892360.969 | 7434260.177 | 33247663.5694 | 961560.8286 | 33391464.6677 | 33391464.6677 | 24773143.2569 | 12902803.4336 | 0 | 67600689.0657 | 138668100.4239 | 4216.965 | 7.7824 | 8686.3484 | 17818.1531 | 177.083 | 363.2472
1 | 6900 | 707 | 0.03 | 15 | 15 | 7 | 5.6234e-12 | 5spot_SharedNeighbor | CO2 | Porous | Wet | R600a | MinimizeLCOE_Brownfield | IgnoreSilica | 2019 | 80.8781 | 16.6718 | 2.4216 | 4 | 7409.1149 | 14745.9545 | 151.0448 | 300.6162 | 148.3358 | 22.0203 | 87.6644 | 5910080.6735 | 0 | 3057715.0986 | 0 | 0 | 0 | 3112090.4438 | 4711155.6242 | 12257460.5433 | 8365968.6864 | 37414471.0697 | 961560.8286 | 33391464.6677 | 33391464.6677 | 24773143.2569 | 12902803.4336 | 0 | 71767496.5661 | 142834907.9243 | 5623.4133 | 9.6864 | 7409.1149 | 14745.9545 | 151.0448 | 300.6162
1 | 6900 | 707 | 0.03 | 15 | 15 | 7 | 7.4989e-12 | 5spot_SharedNeighbor | CO2 | Porous | Wet | R600a | MinimizeLCOE_Brownfield | IgnoreSilica | 2019 | 94.2419 | 19.6853 | 2.9252 | 4 | 6457.5496 | 12531.2661 | 131.6459 | 255.4668 | 148.1601 | 21.7044 | 100.32 | 6570905.8672 | 0 | 3455632.8597 | 0 | 0 | 0 | 3277358.991 | 5188520.11 | 13499465.0144 | 9213662.2586 | 41205545.1008 | 961560.8286 | 33391464.6677 | 33391464.6677 | 24773143.2569 | 12902803.4336 | 0 | 75558570.5972 | 146625981.9554 | 7498.9421 | 11.7008 | 6457.5496 | 12531.2661 | 131.6459 | 255.4668
1 | 6900 | 707 | 0.03 | 15 | 15 | 7 | 1e-11 | 5spot_SharedNeighbor | CO2 | Porous | Wet | R600a | MinimizeLCOE_Brownfield | IgnoreSilica | 2019 | 106.924 | 22.5792 | 3.4258 | 4 | 5750.0822 | 10936.3439 | 117.2232 | 222.9522 | 147.7478 | 21.3478 | 116.083 | 7156342.1414 | 0 | 3822894.5443 | 0 | 0 | 0 | 3369096.3685 | 5595849.8912 | 14559253.5501 | 9936989.7107 | 44440426.2063 | 961560.8286 | 33391464.6677 | 33391464.6677 | 24773143.2569 | 12902803.4336 | 0 | 78793451.7026 | 149860863.0609 | 10000 | 13.703 | 5750.0822 | 10936.3439 | 117.2232 | 222.9522
1 | 6900 | 707 | 0.03 | 15 | 15 | 7 | 1.3335e-11 | 5spot_SharedNeighbor | CO2 | Porous | Wet | R600a | MinimizeLCOE_Brownfield | IgnoreSilica | 2019 | 118.2586 | 25.1963 | 3.8937 | 4 | 5225.0932 | 9788.1033 | 106.5206 | 199.5437 | 147.1995 | 20.983 | 111.1919 | 7646834.8321 | 0 | 4143798.4419 | 0 | 0 | 0 | 3392533.0906 | 5921434.8822 | 15406358.9102 | 10515156.5253 | 47026116.6824 | 961560.8286 | 33391464.6677 | 33391464.6677 | 24773143.2569 | 12902803.4336 | 0 | 81379142.1787 | 152446553.537 | 13335.2143 | 15.5747 | 5225.0932 | 9788.1033 | 106.5206 | 199.5437
1 | 6900 | 707 | 0.03 | 15 | 15 | 7 | 1.7783e-11 | 5spot_SharedNeighbor | CO2 | Porous | Wet | R600a | MinimizeLCOE_Brownfield | IgnoreSilica | 2019 | 127.9567 | 27.4595 | 4.3095 | 4 | 4835.7431 | 8958.4829 | 98.5832 | 182.6308 | 146.6036 | 20.6362 | 105.8846 | 8042464.048 | 0 | 4413496.9324 | 0 | 0 | 0 | 3366144.4446 | 6170621.1157 | 16054690.3747 | 10957656.0717 | 49005072.9871 | 961560.8286 | 33391464.6677 | 33391464.6677 | 24773143.2569 | 12902803.4336 | 0 | 83358098.4835 | 154425509.8417 | 17782.7941 | 17.2379 | 4835.7431 | 8958.4829 | 98.5832 | 182.6308
1 | 6900 | 707 | 0.03 | 15 | 15 | 7 | 2.3714e-11 | 5spot_SharedNeighbor | CO2 | Porous | Wet | R600a | MinimizeLCOE_Brownfield | IgnoreSilica | 2019 | 135.9151 | 29.3351 | 4.6629 | 4 | 4547.0832 | 8357.3504 | 92.6984 | 170.3759 | 146.0315 | 20.3287 | 104.6053 | 8350787.2518 | 0 | 4631764.0142 | 0 | 0 | 0 | 3308381.2464 | 6353463.6798 | 16530409.2203 | 11282343.9588 | 50457149.3712 | 961560.8286 | 33391464.6677 | 33391464.6677 | 24773143.2569 | 12902803.4336 | 0 | 84810174.8675 | 155877586.2257 | 23713.7371 | 18.6516 | 4547.0832 | 8357.3504 | 92.6984 | 170.3759
1 | 6900 | 707 | 0.03 | 15 | 15 | 7 | 3.1623e-11 | 5spot_SharedNeighbor | CO2 | Porous | Wet | R600a | MinimizeLCOE_Brownfield | IgnoreSilica | 2019 | 142.283 | 30.8485 | 4.9538 | 4 | 4332.7612 | 7919.2588 | 88.3292 | 161.4448 | 145.5199 | 20.0674 | 111.2629 | 8586822.8488 | 0 | 4804570.9547 | 0 | 0 | 0 | 3236821.3513 | 6485003.9104 | 16872649.9176 | 11515930.267 | 51501799.2499 | 961560.8286 | 33391464.6677 | 33391464.6677 | 24773143.2569 | 12902803.4336 | 0 | 85854824.7462 | 156922236.1044 | 31622.7766 | 19.8153 | 4332.7612 | 7919.2588 | 88.3292 | 161.4448
1 | 6900 | 707 | 0.03 | 15 | 15 | 7 | 4.217e-11 | 5spot_SharedNeighbor | CO2 | Porous | Wet | R600a | MinimizeLCOE_Brownfield | IgnoreSilica | 2019 | 147.2723 | 32.043 | 5.1873 | 4 | 4173.3919 | 7598.4341 | 85.0802 | 154.9044 | 145.0855 | 19.8531 | 112.5086 | 8765088.0068 | 0 | 4938889.0791 | 0 | 0 | 0 | 3163275.8839 | 6578228.6582 | 17115201.5885 | 11681476.7663 | 52242159.9828 | 961560.8286 | 33391464.6677 | 33391464.6677 | 24773143.2569 | 12902803.4336 | 0 | 86595185.4792 | 157662596.8374 | 42169.6503 | 20.7494 | 4173.3919 | 7598.4341 | 85.0802 | 154.9044
1 | 6900 | 707 | 0.03 | 15 | 15 | 7 | 5.6234e-11 | 5spot_SharedNeighbor | CO2 | Porous | Wet | R600a | MinimizeLCOE_Brownfield | IgnoreSilica | 2019 | 151.1427 | 32.9746 | 5.3716 | 4 | 4054.698 | 7362.2292 | 82.6605 | 150.089 | 144.7282 | 19.6811 | 113.9043 | 8899300.3798 | 0 | 5042456.5087 | 0 | 0 | 0 | 3095407.2525 | 6644494.015 | 17287610.4539 | 11799149.3597 | 52768417.9696 | 961560.8286 | 33391464.6677 | 33391464.6677 | 24773143.2569 | 12902803.4336 | 0 | 87121443.466 | 158188854.8242 | 56234.1325 | 21.4865 | 4054.698 | 7362.2292 | 82.6605 | 150.089
1 | 6900 | 707 | 0.03 | 15 | 15 | 7 | 7.4989e-11 | 5spot_SharedNeighbor | CO2 | Porous | Wet | R600a | MinimizeLCOE_Brownfield | IgnoreSilica | 2019 | 154.1124 | 33.6926 | 5.5151 | 4 | 3966.1701 | 7187.6758 | 80.8557 | 146.5305 | 144.4419 | 19.5457 | 64.2904 | 8999842.8342 | 0 | 5121560.2065 | 0 | 0 | 0 | 3036350.2349 | 6691523.7775 | 17409972.2488 | 11882663.799 | 53141913.101 | 961560.8286 | 33391464.6677 | 33391464.6677 | 24773143.2569 | 12902803.4336 | 0 | 87494938.5974 | 158562349.9556 | 74989.4209 | 22.0603 | 3966.1701 | 7187.6758 | 80.8557 | 146.5305
1 | 6900 | 707 | 0.03 | 15 | 15 | 7 | 1e-10 | 5spot_SharedNeighbor | CO2 | Porous | Wet | R600a | MinimizeLCOE_Brownfield | IgnoreSilica | 2019 | 156.3561 | 34.2377 | 5.6253 | 4 | 3900.0607 | 7058.4465 | 79.508 | 143.896 | 144.2185 | 19.4414 | 66.4699 | 9074393.6786 | 0 | 5181125.7015 | 0 | 0 | 0 | 2986513.5293 | 6724392.8347 | 17495490.7932 | 11941031.9627 | 53402948.5 | 961560.8286 | 33391464.6677 | 33391464.6677 | 24773143.2569 | 12902803.4336 | 0 | 87755973.9964 | 158823385.3546 | 100000 | 22.5012 | 3900.0607 | 7058.4465 | 79.508 | 143.896
1 | 6900 | 707 | 0.03 | 15 | 15 | 7 | 1.3335e-10 | 5spot_SharedNeighbor | CO2 | Porous | Wet | R600a | MinimizeLCOE_Brownfield | IgnoreSilica | 2019 | 158.0734 | 34.6555 | 5.7099 | 4 | 3850.6439 | 6962.2316 | 78.5006 | 141.9345 | 144.0434 | 19.3605 | 72.1343 | 9130630.4179 | 0 | 5226601.6269 | 0 | 0 | 0 | 2946527.522 | 6748466.231 | 17558124.8324 | 11983780.9815 | 53594131.6117 | 961560.8286 | 33391464.6677 | 33391464.6677 | 24773143.2569 | 12902803.4336 | 0 | 87947157.1081 | 159014568.4663 | 133352.1432 | 22.8396 | 3850.6439 | 6962.2316 | 78.5006 | 141.9345
1 | 6900 | 707 | 0.03 | 15 | 15 | 7 | 1.7783e-10 | 5spot_SharedNeighbor | CO2 | Porous | Wet | R600a | MinimizeLCOE_Brownfield | IgnoreSilica | 2019 | 159.3787 | 34.9736 | 5.7744 | 4 | 3813.6761 | 6890.4979 | 77.7469 | 140.4721 | 143.9079 | 19.2982 | 72.9245 | 9172894.0447 | 0 | 5261100.9998 | 0 | 0 | 0 | 2914924.5284 | 6766078.6334 | 17603948.6905 | 12015056.7063 | 53734003.603 | 961560.8286 | 33391464.6677 | 33391464.6677 | 24773143.2569 | 12902803.4336 | 0 | 88087029.0994 | 159154440.4576 | 177827.941 | 23.0977 | 3813.6761 | 6890.4979 | 77.7469 | 140.4721
1 | 6900 | 707 | 0.03 | 15 | 15 | 7 | 2.3714e-10 | 5spot_SharedNeighbor | CO2 | Porous | Wet | R600a | MinimizeLCOE_Brownfield | IgnoreSilica | 2019 | 160.3534 | 35.2118 | 5.8232 | 4 | 3786.0048 | 6837.0696 | 77.1828 | 139.3829 | 143.8053 | 19.2514 | 87.4753 | 9204175.6279 | 0 | 5286822.843 | 0 | 0 | 0 | 2889914.2717 | 6778555.9696 | 17636412.16 | 12037213.6912 | 53833094.5634 | 961560.8286 | 33391464.6677 | 33391464.6677 | 24773143.2569 | 12902803.4336 | 0 | 88186120.0598 | 159253531.418 | 237137.3706 | 23.2927 | 3786.0048 | 6837.0696 | 77.1828 | 139.3829
1 | 6900 | 707 | 0.03 | 15 | 15 | 7 | 3.1623e-10 | 5spot_SharedNeighbor | CO2 | Porous | Wet | R600a | MinimizeLCOE_Brownfield | IgnoreSilica | 2019 | 161.089 | 35.3918 | 5.8601 | 4 | 3765.2828 | 6797.1421 | 76.7604 | 138.5689 | 143.7271 | 19.2158 | 109.0041 | 9227633.6242 | 0 | 5306218.0527 | 0 | 0 | 0 | 2870594.3015 | 6787733.9316 | 17660291.3342 | 12053511.7183 | 53905982.9625 | 961560.8286 | 33391464.6677 | 33391464.6677 | 24773143.2569 | 12902803.4336 | 0 | 88259008.4588 | 159326419.8171 | 316227.766 | 23.4402 | 3765.2828 | 6797.1421 | 76.7604 | 138.5689
1 | 6900 | 707 | 0.03 | 15 | 15 | 7 | 4.217e-10 | 5spot_SharedNeighbor | CO2 | Porous | Wet | R600a | MinimizeLCOE_Brownfield | IgnoreSilica | 2019 | 161.6419 | 35.5272 | 5.8879 | 4 | 3749.7594 | 6767.292 | 76.4439 | 137.9604 | 143.6679 | 19.189 | 108.601 | 9245175.0144 | 0 | 5320782.5032 | 0 | 0 | 0 | 2855743.1583 | 6794463.2636 | 17677799.6758 | 12065461.5212 | 53959425.1365 | 961560.8286 | 33391464.6677 | 33391464.6677 | 24773143.2569 | 12902803.4336 | 0 | 88312450.6329 | 159379861.9911 | 421696.5034 | 23.5515 | 3749.7594 | 6767.292 | 76.4439 | 137.9604
1 | 6900 | 707 | 0.03 | 15 | 15 | 7 | 5.6234e-10 | 5spot_SharedNeighbor | CO2 | Porous | Wet | R600a | MinimizeLCOE_Brownfield | IgnoreSilica | 2019 | 162.0512 | 35.6277 | 5.9087 | 4 | 3738.1276 | 6745.0109 | 76.2068 | 137.5062 | 143.6238 | 19.169 | 109.2658 | 9258112.2826 | 0 | 5331559.1038 | 0 | 0 | 0 | 2844249.8486 | 6799229.2817 | 17690199.8772 | 12073924.9134 | 53997275.3073 | 961560.8286 | 33391464.6677 | 33391464.6677 | 24773143.2569 | 12902803.4336 | 0 | 88350300.8037 | 159417712.1619 | 562341.3252 | 23.6349 | 3738.1276 | 6745.0109 | 76.2068 | 137.5062
1 | 6900 | 707 | 0.03 | 15 | 15 | 7 | 7.4989e-10 | 5spot_SharedNeighbor | CO2 | Porous | Wet | R600a | MinimizeLCOE_Brownfield | IgnoreSilica | 2019 | 162.3756 | 35.7068 | 5.9247 | 4 | 3729.4099 | 6728.1827 | 76.0291 | 137.1631 | 143.5888 | 19.1532 | 111.0134 | 9268335.7349 | 0 | 5340093.3898 | 0 | 0 | 0 | 2835939.5375 | 6803303.7783 | 17700800.8816 | 12081160.3168 | 54029633.6388 | 961560.8286 | 33391464.6677 | 33391464.6677 | 24773143.2569 | 12902803.4336 | 0 | 88382659.1352 | 159450070.4934 | 749894.2093 | 23.6988 | 3729.4099 | 6728.1827 | 76.0291 | 137.1631
1 | 6900 | 707 | 0.03 | 15 | 15 | 7 | 1e-09 | 5spot_SharedNeighbor | CO2 | Porous | Wet | R600a | MinimizeLCOE_Brownfield | IgnoreSilica | 2019 | 162.6165 | 35.7657 | 5.9367 | 4 | 3722.8755 | 6715.6015 | 75.8959 | 136.9066 | 143.5626 | 19.1414 | 68.6341 | 9275914.4343 | 0 | 5346432.1313 | 0 | 0 | 0 | 2829578.2851 | 6806250.6918 | 17708468.1461 | 12086393.3823 | 54053037.071 | 961560.8286 | 33391464.6677 | 33391464.6677 | 24773143.2569 | 12902803.4336 | 0 | 88406062.5673 | 159473473.9256 | 1000000 | 23.7467 | 3722.8755 | 6715.6015 | 75.8959 | 136.9066
1 | 6900 | 707 | 0.03 | 15 | 15 | 7 | 1.3335e-09 | 5spot_SharedNeighbor | CO2 | Porous | Wet | R600a | MinimizeLCOE_Brownfield | IgnoreSilica | 2019 | 162.7823 | 35.8068 | 5.9454 | 4 | 3717.977 | 6706.3067 | 75.796 | 136.7171 | 143.5446 | 19.1333 | 69.0982 | 9281117.3608 | 0 | 5350791.8256 | 0 | 0 | 0 | 2824394.6081 | 6807958.4798 | 17712911.4603 | 12089426.0356 | 54066599.7702 | 961560.8286 | 33391464.6677 | 33391464.6677 | 24773143.2569 | 12902803.4336 | 0 | 88419625.2665 | 159487036.6247 | 1333521.4322 | 23.7816 | 3717.977 | 6706.3067 | 75.796 | 136.7171
1 | 6900 | 707 | 0.03 | 15 | 15 | 7 | 1.7783e-09 | 5spot_SharedNeighbor | CO2 | Porous | Wet | R600a | MinimizeLCOE_Brownfield | IgnoreSilica | 2019 | 162.9138 | 35.8391 | 5.9521 | 4 | 3714.3045 | 6699.2797 | 75.7211 | 136.5739 | 143.5303 | 19.1268 | 71.8707 | 9285241.2626 | 0 | 5354249.7224 | 0 | 0 | 0 | 2820664.1702 | 6809460.5105 | 17716819.436 | 12092093.3093 | 54078528.411 | 961560.8286 | 33391464.6677 | 33391464.6677 | 24773143.2569 | 12902803.4336 | 0 | 88431553.9074 | 159498965.2656 | 1778279.41 | 23.8084 | 3714.3045 | 6699.2797 | 75.7211 | 136.5739
1 | 6900 | 707 | 0.03 | 15 | 15 | 7 | 2.3714e-09 | 5spot_SharedNeighbor | CO2 | Porous | Wet | R600a | MinimizeLCOE_Brownfield | IgnoreSilica | 2019 | 163.0233 | 35.8656 | 5.9573 | 4 | 3711.551 | 6693.9199 | 75.665 | 136.4646 | 143.5183 | 19.1214 | 83.5594 | 9288672.3 | 0 | 5357127.3986 | 0 | 0 | 0 | 2818123.2995 | 6810929.9693 | 17720642.6662 | 12094702.7425 | 54090198.3761 | 961560.8286 | 33391464.6677 | 33391464.6677 | 24773143.2569 | 12902803.4336 | 0 | 88443223.8724 | 159510635.2307 | 2371373.7057 | 23.8292 | 3711.551 | 6693.9199 | 75.665 | 136.4646
1 | 6900 | 707 | 0.03 | 15 | 15 | 7 | 3.1623e-09 | 5spot_SharedNeighbor | CO2 | Porous | Wet | R600a | MinimizeLCOE_Brownfield | IgnoreSilica | 2019 | 163.0964 | 35.8836 | 5.961 | 4 | 3709.4865 | 6689.9794 | 75.6229 | 136.3843 | 143.5103 | 19.1178 | 84.4514 | 9290962.5845 | 0 | 5359050.6581 | 0 | 0 | 0 | 2815988.6606 | 6811740.7422 | 17722752.1312 | 12096142.4957 | 54096637.2722 | 961560.8286 | 33391464.6677 | 33391464.6677 | 24773143.2569 | 12902803.4336 | 0 | 88449662.7686 | 159517074.1268 | 3162277.6602 | 23.8442 | 3709.4865 | 6689.9794 | 75.6229 | 136.3843
1 | 6900 | 707 | 0.03 | 15 | 15 | 7 | 4.217e-09 | 5spot_SharedNeighbor | CO2 | Porous | Wet | R600a | MinimizeLCOE_Brownfield | IgnoreSilica | 2019 | 163.1501 | 35.8968 | 5.9638 | 4 | 3707.9384 | 6687.0354 | 75.5913 | 136.3243 | 143.5045 | 19.1152 | 91.5841 | 9292643.0056 | 0 | 5360462.5616 | 0 | 0 | 0 | 2814355.2761 | 6812309.7289 | 17724232.5176 | 12097152.8898 | 54101155.9795 | 961560.8286 | 33391464.6677 | 33391464.6677 | 24773143.2569 | 12902803.4336 | 0 | 88454181.4759 | 159521592.8341 | 4216965.0343 | 23.8554 | 3707.9384 | 6687.0354 | 75.5913 | 136.3243
1 | 6900 | 707 | 0.03 | 15 | 15 | 7 | 5.6234e-09 | 5spot_SharedNeighbor | CO2 | Porous | Wet | R600a | MinimizeLCOE_Brownfield | IgnoreSilica | 2019 | 163.189 | 35.9065 | 5.9659 | 4 | 3706.7777 | 6684.8402 | 75.5677 | 136.2795 | 143.5002 | 19.1133 | 107.9484 | 9293859.1617 | 0 | 5361484.9164 | 0 | 0 | 0 | 2813093.8078 | 6812690.7755 | 17725223.9228 | 12097829.5442 | 54104182.1283 | 961560.8286 | 33391464.6677 | 33391464.6677 | 24773143.2569 | 12902803.4336 | 0 | 88457207.6247 | 159524618.9829 | 5623413.2519 | 23.8636 | 3706.7777 | 6684.8402 | 75.5677 | 136.2795
1 | 6900 | 707 | 0.03 | 15 | 15 | 7 | 7.4989e-09 | 5spot_SharedNeighbor | CO2 | Porous | Wet | R600a | MinimizeLCOE_Brownfield | IgnoreSilica | 2019 | 163.2233 | 35.9148 | 5.9676 | 4 | 3705.9073 | 6683.1504 | 75.5499 | 136.2451 | 143.4965 | 19.1116 | 109.2698 | 9294931.1789 | 0 | 5362385.5219 | 0 | 0 | 0 | 2812273.0139 | 6813139.9887 | 17726392.6835 | 12098627.2474 | 54107749.6343 | 961560.8286 | 33391464.6677 | 33391464.6677 | 24773143.2569 | 12902803.4336 | 0 | 88460775.1307 | 159528186.4889 | 7498942.0933 | 23.8702 | 3705.9073 | 6683.1504 | 75.5499 | 136.2451
1 | 6900 | 707 | 0.03 | 15 | 15 | 7 | 1e-08 | 5spot_SharedNeighbor | CO2 | Porous | Wet | R600a | MinimizeLCOE_Brownfield | IgnoreSilica | 2019 | 163.2427 | 35.9197 | 5.9687 | 4 | 3705.2546 | 6681.9372 | 75.5366 | 136.2203 | 143.4943 | 19.1106 | 114.0303 | 9295538.4939 | 0 | 5362896.6596 | 0 | 0 | 0 | 2811501.8263 | 6813275.4221 | 17726745.0534 | 12098867.7471 | 54108825.2024 | 961560.8286 | 33391464.6677 | 33391464.6677 | 24773143.2569 | 12902803.4336 | 0 | 88461850.6988 | 159529262.057 | 10000000 | 23.8747 | 3705.2546 | 6681.9372 | 75.5366 | 136.2203
1 | 7000 | 707 | 0.03 | 15 | 15 | 7 | 1e-13 | 5spot_SharedNeighbor | CO2 | Porous | Wet | R600a | MinimizeLCOE_Brownfield | IgnoreSilica | 2019 | 1.6 | -0.033213 | 0.00074474 | 4 | 12274702.153 | 36604864.6047 | 250236.4062 | 746239.6767 | 73.2755 | 18.0561 | 16.8264 | 205951.405 | 0 | 67393.1926 | 0 | 0 | 0 | 222152.8228 | 193243.9939 | 502781.2324 | 343158.5223 | 1534681.169 | 961560.8286 | 34069368.3502 | 34069368.3502 | 25261752.1078 | 13146991.7455 | 0 | 36565610.3479 | 109043722.5514 | 100 | 0.0029789 | 12274702.153 | 36604864.6047 | 250236.4062 | 746239.6767
1 | 7000 | 707 | 0.03 | 15 | 15 | 7 | 1.3335e-13 | 5spot_SharedNeighbor | CO2 | Porous | Wet | R600a | MinimizeLCOE_Brownfield | IgnoreSilica | 2019 | 2.7935 | 0.076002 | 0.010864 | 4 | 868961.9799 | 2536770.6226 | 17714.9653 | 51715.5004 | 93.82 | 19.8605 | 33.9374 | 369707.1686 | 0 | 151855.5548 | 0 | 0 | 0 | 360389.851 | 343961.504 | 894917.2772 | 610799.4304 | 2731630.7861 | 961560.8286 | 34069368.3502 | 34069368.3502 | 25261752.1078 | 13146991.7455 | 0 | 37762559.965 | 110240672.1685 | 133.3521 | 0.043457 | 868961.9799 | 2536770.6226 | 17714.9653 | 51715.5004
1 | 7000 | 707 | 0.03 | 15 | 15 | 7 | 1.7783e-13 | 5spot_SharedNeighbor | CO2 | Porous | Wet | R600a | MinimizeLCOE_Brownfield | IgnoreSilica | 2019 | 4.0265 | 0.24753 | 0.029153 | 4 | 333613.0133 | 955146.2697 | 6801.1525 | 19471.9486 | 106.5973 | 20.8079 | 31.595 | 532372.2011 | 0 | 237219.8864 | 0 | 0 | 0 | 480639.7386 | 487590.4122 | 1268610.234 | 865852.552 | 3872285.0243 | 961560.8286 | 34069368.3502 | 34069368.3502 | 25261752.1078 | 13146991.7455 | 0 | 38903214.2032 | 111381326.4067 | 177.8279 | 0.11661 | 333613.0133 | 955146.2697 | 6801.1525 | 19471.9486
1 | 7000 | 707 | 0.03 | 15 | 15 | 7 | 2.3714e-13 | 5spot_SharedNeighbor | CO2 | Porous | Wet | R600a | MinimizeLCOE_Brownfield | IgnoreSilica | 2019 | 5.5392 | 0.49966 | 0.05767 | 4 | 174232.8145 | 488424.6936 | 3551.9716 | 9957.198 | 116.5639 | 21.464 | 32.8117 | 719838.2397 | 0 | 337305.8534 | 0 | 0 | 0 | 609261.0127 | 649897.9913 | 1690901.2609 | 1154074.8551 | 5161279.2131 | 961560.8286 | 34069368.3502 | 34069368.3502 | 25261752.1078 | 13146991.7455 | 0 | 40192208.3919 | 112670320.5955 | 237.1374 | 0.23068 | 174232.8145 | 488424.6936 | 3551.9716 | 9957.198
1 | 7000 | 707 | 0.03 | 15 | 15 | 7 | 3.1623e-13 | 5spot_SharedNeighbor | CO2 | Porous | Wet | R600a | MinimizeLCOE_Brownfield | IgnoreSilica | 2019 | 7.507 | 0.86031 | 0.099397 | 4 | 104958.4345 | 287253.7287 | 2139.7197 | 5856.0558 | 124.758 | 21.9539 | 50.1322 | 946392.8165 | 0 | 456569.3769 | 0 | 0 | 0 | 759956.2195 | 843538.181 | 2194713.3136 | 1497936.9334 | 6699106.841 | 961560.8286 | 34069368.3502 | 34069368.3502 | 25261752.1078 | 13146991.7455 | 0 | 41730036.0198 | 114208148.2234 | 316.2278 | 0.39759 | 104958.4345 | 287253.7287 | 2139.7197 | 5856.0558
1 | 7000 | 707 | 0.03 | 15 | 15 | 7 | 4.217e-13 | 5spot_SharedNeighbor | CO2 | Porous | Wet | R600a | MinimizeLCOE_Brownfield | IgnoreSilica | 2019 | 9.9554 | 1.3402 | 0.15846 | 4 | 68472.6335 | 182819.3553 | 1395.9073 | 3727.0198 | 131.1573 | 22.3065 | 54.8505 | 1207017.5006 | 0 | 572242.2812 | 0 | 0 | 0 | 923171.7584 | 1053948.3007 | 2742157.2839 | 1871578.6919 | 8370115.8167 | 961560.8286 | 34069368.3502 | 34069368.3502 | 25261752.1078 | 13146991.7455 | 0 | 43401044.9956 | 115879157.1991 | 421.6965 | 0.63385 | 68472.6335 | 182819.3553 | 1395.9073 | 3727.0198
1 | 7000 | 707 | 0.03 | 15 | 15 | 7 | 5.6234e-13 | 5spot_SharedNeighbor | CO2 | Porous | Wet | R600a | MinimizeLCOE_Brownfield | IgnoreSilica | 2019 | 13.0519 | 1.9714 | 0.2391 | 4 | 47405.3009 | 123188.709 | 966.4212 | 2511.3685 | 136.2403 | 22.5661 | 38.6731 | 1511522.5671 | 0 | 710675.6368 | 0 | 0 | 0 | 1105520.2371 | 1297810.192 | 3376635.902 | 2304623.3861 | 10306787.921 | 961560.8286 | 34069368.3502 | 34069368.3502 | 25261752.1078 | 13146991.7455 | 0 | 45337717.0999 | 117815829.3034 | 562.3413 | 0.95638 | 47405.3009 | 123188.709 | 966.4212 | 2511.3685
1 | 7000 | 707 | 0.03 | 15 | 15 | 7 | 7.4989e-13 | 5spot_SharedNeighbor | CO2 | Porous | Wet | R600a | MinimizeLCOE_Brownfield | IgnoreSilica | 2019 | 16.9734 | 2.7906 | 0.34711 | 4 | 34276.3183 | 86478.1554 | 698.7691 | 1762.9742 | 140.2675 | 22.7546 | 65.2143 | 1867596.7755 | 0 | 876895.3766 | 0 | 0 | 0 | 1310397.4475 | 1581406.9438 | 4114496.4767 | 2808228.3898 | 12559021.4099 | 961560.8286 | 34069368.3502 | 34069368.3502 | 25261752.1078 | 13146991.7455 | 0 | 47589950.5888 | 120068062.7924 | 749.8942 | 1.3884 | 34276.3183 | 86478.1554 | 698.7691 | 1762.9742
1 | 7000 | 707 | 0.03 | 15 | 15 | 7 | 1e-12 | 5spot_SharedNeighbor | CO2 | Porous | Wet | R600a | MinimizeLCOE_Brownfield | IgnoreSilica | 2019 | 21.9387 | 3.8447 | 0.48997 | 4 | 25621.6563 | 62602.9113 | 522.3321 | 1276.245 | 143.4413 | 22.8848 | 66.6402 | 2284258.7361 | 0 | 1076716.8495 | 0 | 0 | 0 | 1541416.2201 | 1911932.8042 | 4974456.9652 | 3395169.0936 | 15183950.6688 | 961560.8286 | 34069368.3502 | 34069368.3502 | 25261752.1078 | 13146991.7455 | 0 | 50214879.8476 | 122692992.0512 | 1000 | 1.9599 | 25621.6563 | 62602.9113 | 522.3321 | 1276.245
1 | 7000 | 707 | 0.03 | 15 | 15 | 7 | 1.3335e-12 | 5spot_SharedNeighbor | CO2 | Porous | Wet | R600a | MinimizeLCOE_Brownfield | IgnoreSilica | 2019 | 28.1481 | 5.1794 | 0.67639 | 4 | 19676.2651 | 46464.9189 | 401.1273 | 947.2502 | 145.8978 | 22.9614 | 36.0237 | 2766454.2615 | 0 | 1314289.9099 | 0 | 0 | 0 | 1796798.9016 | 2292241.7985 | 5963942.9562 | 4070513.6144 | 18204241.4422 | 961560.8286 | 34069368.3502 | 34069368.3502 | 25261752.1078 | 13146991.7455 | 0 | 53235170.621 | 125713282.8246 | 1333.5214 | 2.7056 | 19676.2651 | 46464.9189 | 401.1273 | 947.2502
1 | 7000 | 707 | 0.03 | 15 | 15 | 7 | 1.7783e-12 | 5spot_SharedNeighbor | CO2 | Porous | Wet | R600a | MinimizeLCOE_Brownfield | IgnoreSilica | 2019 | 35.8675 | 6.854 | 0.91654 | 4 | 15464.9748 | 35234.4708 | 315.2744 | 718.3023 | 147.7702 | 22.9845 | 51.2897 | 3321952.2092 | 0 | 1595485.9445 | 0 | 0 | 0 | 2077831.7382 | 2728155.2578 | 7098100.3592 | 4844599.3466 | 21666124.8555 | 961560.8286 | 34069368.3502 | 34069368.3502 | 25261752.1078 | 13146991.7455 | 0 | 56697054.0343 | 129175166.2379 | 1778.2794 | 3.6662 | 15464.9748 | 35234.4708 | 315.2744 | 718.3023
1 | 7000 | 707 | 0.03 | 15 | 15 | 7 | 2.3714e-12 | 5spot_SharedNeighbor | CO2 | Porous | Wet | R600a | MinimizeLCOE_Brownfield | IgnoreSilica | 2019 | 45.2413 | 8.9063 | 1.2197 | 4 | 12413.9036 | 27269.6064 | 253.0742 | 555.9278 | 149.1365 | 22.9483 | 53.6526 | 3947795.6628 | 0 | 1921144.5842 | 0 | 0 | 0 | 2375174.8741 | 3215204.8973 | 8365303.6134 | 5709491.606 | 25534115.2378 | 961560.8286 | 34069368.3502 | 34069368.3502 | 25261752.1078 | 13146991.7455 | 0 | 60565044.4167 | 133043156.6202 | 2371.3737 | 4.8788 | 12413.9036 | 27269.6064 | 253.0742 | 555.9278
1 | 7000 | 707 | 0.03 | 15 | 15 | 7 | 3.1623e-12 | 5spot_SharedNeighbor | CO2 | Porous | Wet | R600a | MinimizeLCOE_Brownfield | IgnoreSilica | 2019 | 56.3085 | 11.3521 | 1.5922 | 4 | 10168.4864 | 21548.8805 | 207.2983 | 439.3031 | 150.0588 | 22.8434 | 56.2578 | 4634137.0008 | 0 | 2288713.0484 | 0 | 0 | 0 | 2675630.4765 | 3743407.405 | 9739578.1895 | 6647462.2426 | 29728928.3629 | 961560.8286 | 34069368.3502 | 34069368.3502 | 25261752.1078 | 13146991.7455 | 0 | 64759857.5417 | 137237969.7453 | 3162.2777 | 6.3687 | 10168.4864 | 21548.8805 | 207.2983 | 439.3031
1 | 7000 | 707 | 0.03 | 15 | 15 | 7 | 4.217e-12 | 5spot_SharedNeighbor | CO2 | Porous | Wet | R600a | MinimizeLCOE_Brownfield | IgnoreSilica | 2019 | 68.8124 | 14.1449 | 2.032 | 4 | 8500.8367 | 17418.089 | 173.3011 | 355.0913 | 150.5722 | 22.6608 | 54.6123 | 5355002.5151 | 0 | 2686986.2654 | 0 | 0 | 0 | 2955695.8692 | 4289097.0134 | 11159350.6141 | 7616486.0958 | 34062618.373 | 961560.8286 | 34069368.3502 | 34069368.3502 | 25261752.1078 | 13146991.7455 | 0 | 69093547.5518 | 141571659.7554 | 4216.965 | 8.1279 | 8500.8367 | 17418.089 | 173.3011 | 355.0913
1 | 7000 | 707 | 0.03 | 15 | 15 | 7 | 5.6234e-12 | 5spot_SharedNeighbor | CO2 | Porous | Wet | R600a | MinimizeLCOE_Brownfield | IgnoreSilica | 2019 | 82.2003 | 17.1693 | 2.5252 | 4 | 7258.1698 | 14433.6555 | 147.9676 | 294.2496 | 150.7091 | 22.3988 | 78.6383 | 6072974.154 | 0 | 3097639.4152 | 0 | 0 | 0 | 3189484.5964 | 4820438.2846 | 12541791.6086 | 8560030.4809 | 38282358.5398 | 961560.8286 | 34069368.3502 | 34069368.3502 | 25261752.1078 | 13146991.7455 | 0 | 73313287.7187 | 145791399.9222 | 5623.4133 | 10.1008 | 7258.1698 | 14433.6555 | 147.9676 | 294.2496
1 | 7000 | 707 | 0.03 | 15 | 15 | 7 | 7.4989e-12 | 5spot_SharedNeighbor | CO2 | Porous | Wet | R600a | MinimizeLCOE_Brownfield | IgnoreSilica | 2019 | 95.6381 | 20.2423 | 3.0452 | 4 | 6332.6962 | 12282.9401 | 129.1006 | 250.4043 | 150.5233 | 22.0708 | 85.1431 | 6744113.2572 | 0 | 3496527.7636 | 0 | 0 | 0 | 3353892.159 | 5301867.9401 | 13794372.8174 | 9414942.8939 | 42105716.8312 | 961560.8286 | 34069368.3502 | 34069368.3502 | 25261752.1078 | 13146991.7455 | 0 | 77136646.01 | 149614758.2136 | 7498.9421 | 12.1807 | 6332.6962 | 12282.9401 | 129.1006 | 250.4043
1 | 7000 | 707 | 0.03 | 15 | 15 | 7 | 1e-11 | 5spot_SharedNeighbor | CO2 | Porous | Wet | R600a | MinimizeLCOE_Brownfield | IgnoreSilica | 2019 | 108.3512 | 23.1845 | 3.5602 | 4 | 5644.8731 | 10734.3836 | 115.0784 | 218.8349 | 150.1002 | 21.7025 | 99.6984 | 7336889.1278 | 0 | 3863664.9574 | 0 | 0 | 0 | 3443363.4137 | 5711127.8246 | 14859183.0862 | 10141697.782 | 45355926.1918 | 961560.8286 | 34069368.3502 | 34069368.3502 | 25261752.1078 | 13146991.7455 | 0 | 80386855.3707 | 152864967.5742 | 10000 | 14.2407 | 5644.8731 | 10734.3836 | 115.0784 | 218.8349
1 | 7000 | 707 | 0.03 | 15 | 15 | 7 | 1.3335e-11 | 5spot_SharedNeighbor | CO2 | Porous | Wet | R600a | MinimizeLCOE_Brownfield | IgnoreSilica | 2019 | 119.6741 | 25.8365 | 4.0399 | 4 | 5134.607 | 9619.7637 | 104.6759 | 196.1119 | 149.5432 | 21.3278 | 101.0628 | 7831857.7673 | 0 | 4183428.822 | 0 | 0 | 0 | 3463590.8142 | 6036762.1873 | 15706416.9013 | 10719952.2697 | 47942008.7618 | 961560.8286 | 34069368.3502 | 34069368.3502 | 25261752.1078 | 13146991.7455 | 0 | 82972937.9407 | 155451050.1442 | 13335.2143 | 16.1595 | 5134.607 | 9619.7637 | 104.6759 | 196.1119
1 | 7000 | 707 | 0.03 | 15 | 15 | 7 | 1.7783e-11 | 5spot_SharedNeighbor | CO2 | Porous | Wet | R600a | MinimizeLCOE_Brownfield | IgnoreSilica | 2019 | 129.3233 | 28.1212 | 4.4647 | 4 | 4756.2469 | 8814.6372 | 96.9625 | 179.6983 | 148.9422 | 20.9736 | 111.2044 | 8229596.0675 | 0 | 4451164.3389 | 0 | 0 | 0 | 3433544.3469 | 6284578.8538 | 16351185.0332 | 11160019.7684 | 49910088.4087 | 961560.8286 | 34069368.3502 | 34069368.3502 | 25261752.1078 | 13146991.7455 | 0 | 84941017.5876 | 157419129.7911 | 17782.7941 | 17.8588 | 4756.2469 | 8814.6372 | 96.9625 | 179.6983
1 | 7000 | 707 | 0.03 | 15 | 15 | 7 | 2.3714e-11 | 5spot_SharedNeighbor | CO2 | Porous | Wet | R600a | MinimizeLCOE_Brownfield | IgnoreSilica | 2019 | 137.2233 | 30.0105 | 4.8249 | 4 | 4475.7701 | 8231.2013 | 91.2446 | 167.8042 | 148.3678 | 20.6606 | 119.7676 | 8538959.2786 | 0 | 4667394.3962 | 0 | 0 | 0 | 3372656.2613 | 6465813.8751 | 16822721.3822 | 11481853.0157 | 51349398.2091 | 961560.8286 | 34069368.3502 | 34069368.3502 | 25261752.1078 | 13146991.7455 | 0 | 86380327.3879 | 158858439.5915 | 23713.7371 | 19.2995 | 4475.7701 | 8231.2013 | 91.2446 | 167.8042
1 | 7000 | 707 | 0.03 | 15 | 15 | 7 | 3.1623e-11 | 5spot_SharedNeighbor | CO2 | Porous | Wet | R600a | MinimizeLCOE_Brownfield | IgnoreSilica | 2019 | 143.5445 | 31.5347 | 5.121 | 4 | 4267.5362 | 7805.8139 | 86.9995 | 159.1321 | 147.8548 | 20.395 | 109.7476 | 8775871.492 | 0 | 4838619.951 | 0 | 0 | 0 | 3298983.2972 | 6596255.1487 | 17162102.8189 | 11713487.8198 | 52385320.5277 | 961560.8286 | 34069368.3502 | 34069368.3502 | 25261752.1078 | 13146991.7455 | 0 | 87416249.7065 | 159894361.9101 | 31622.7766 | 20.484 | 4267.5362 | 7805.8139 | 86.9995 | 159.1321
1 | 7000 | 707 | 0.03 | 15 | 15 | 7 | 4.217e-11 | 5spot_SharedNeighbor | CO2 | Porous | Wet | R600a | MinimizeLCOE_Brownfield | IgnoreSilica | 2019 | 148.4903 | 32.736 | 5.3583 | 4 | 4112.6978 | 7494.2622 | 83.8429 | 152.7807 | 147.4202 | 20.1776 | 99.0446 | 8954598.7975 | 0 | 4971539.3822 | 0 | 0 | 0 | 3223826.3541 | 6688486.1682 | 17402069.0124 | 11877269.6777 | 53117789.3921 | 961560.8286 | 34069368.3502 | 34069368.3502 | 25261752.1078 | 13146991.7455 | 0 | 88148718.5709 | 160626830.7745 | 42169.6503 | 21.4333 | 4112.6978 | 7494.2622 | 83.8429 | 152.7807
1 | 7000 | 707 | 0.03 | 15 | 15 | 7 | 5.6234e-11 | 5spot_SharedNeighbor | CO2 | Porous | Wet | R600a | MinimizeLCOE_Brownfield | IgnoreSilica | 2019 | 152.3265 | 33.6727 | 5.5455 | 4 | 3997.3789 | 7264.8246 | 81.492 | 148.1033 | 147.0631 | 20.0032 | 98.8785 | 9089176.975 | 0 | 5074025.4397 | 0 | 0 | 0 | 3154875.7565 | 6754050.4868 | 17572653.9203 | 11993697.3825 | 53638479.9608 | 961560.8286 | 34069368.3502 | 34069368.3502 | 25261752.1078 | 13146991.7455 | 0 | 88669409.1397 | 161147521.3432 | 56234.1325 | 22.1819 | 3997.3789 | 7264.8246 | 81.492 | 148.1033
1 | 7000 | 707 | 0.03 | 15 | 15 | 7 | 7.4989e-11 | 5spot_SharedNeighbor | CO2 | Porous | Wet | R600a | MinimizeLCOE_Brownfield | IgnoreSilica | 2019 | 155.2501 | 34.3905 | 5.6907 | 4 | 3911.3681 | 7095.4281 | 79.7385 | 144.6499 | 146.7789 | 19.867 | 108.7076 | 9189345.4728 | 0 | 5151787.0857 | 0 | 0 | 0 | 3094555.9417 | 6799918.5151 | 17691993.1211 | 12075148.8393 | 54002748.9756 | 961560.8286 | 34069368.3502 | 34069368.3502 | 25261752.1078 | 13146991.7455 | 0 | 89033678.1545 | 161511790.358 | 74989.4209 | 22.7628 | 3911.3681 | 7095.4281 | 79.7385 | 144.6499
1 | 7000 | 707 | 0.03 | 15 | 15 | 7 | 1e-10 | 5spot_SharedNeighbor | CO2 | Porous | Wet | R600a | MinimizeLCOE_Brownfield | IgnoreSilica | 2019 | 157.4887 | 34.9416 | 5.8028 | 4 | 3847.1381 | 6969.708 | 78.4291 | 142.0869 | 146.5543 | 19.7606 | 101.0415 | 9264631.4782 | 0 | 5211129.1174 | 0 | 0 | 0 | 3044654.3309 | 6832961.8213 | 17777965.0259 | 12133826.4309 | 54265168.2046 | 961560.8286 | 34069368.3502 | 34069368.3502 | 25261752.1078 | 13146991.7455 | 0 | 89296097.3835 | 161774209.5871 | 100000 | 23.211 | 3847.1381 | 6969.708 | 78.4291 | 142.0869
1 | 7000 | 707 | 0.03 | 15 | 15 | 7 | 1.3335e-10 | 5spot_SharedNeighbor | CO2 | Porous | Wet | R600a | MinimizeLCOE_Brownfield | IgnoreSilica | 2019 | 159.1749 | 35.3583 | 5.8883 | 4 | 3799.1258 | 6876.348 | 77.4503 | 140.1837 | 146.381 | 19.6794 | 64.0166 | 9320525.2323 | 0 | 5255717.3455 | 0 | 0 | 0 | 3003928.5244 | 6856266.7299 | 17838599.6175 | 12175210.7855 | 54450248.2352 | 961560.8286 | 34069368.3502 | 34069368.3502 | 25261752.1078 | 13146991.7455 | 0 | 89481177.414 | 161959289.6176 | 133352.1432 | 23.5531 | 3799.1258 | 6876.348 | 77.4503 | 140.1837
1 | 7000 | 707 | 0.03 | 15 | 15 | 7 | 1.7783e-10 | 5spot_SharedNeighbor | CO2 | Porous | Wet | R600a | MinimizeLCOE_Brownfield | IgnoreSilica | 2019 | 160.4628 | 35.6768 | 5.9536 | 4 | 3763.2086 | 6806.6772 | 76.7181 | 138.7633 | 146.2463 | 19.6167 | 78.7698 | 9362744.6404 | 0 | 5289709.6479 | 0 | 0 | 0 | 2971965.8616 | 6873523.8585 | 17883499.1262 | 12205855.6228 | 54587298.7574 | 961560.8286 | 34069368.3502 | 34069368.3502 | 25261752.1078 | 13146991.7455 | 0 | 89618227.9363 | 162096340.1398 | 177827.941 | 23.8143 | 3763.2086 | 6806.6772 | 76.7181 | 138.7633
1 | 7000 | 707 | 0.03 | 15 | 15 | 7 | 2.3714e-10 | 5spot_SharedNeighbor | CO2 | Porous | Wet | R600a | MinimizeLCOE_Brownfield | IgnoreSilica | 2019 | 161.425 | 35.9155 | 6.0029 | 4 | 3736.3236 | 6754.7749 | 76.17 | 137.7052 | 146.1444 | 19.5694 | 68.1318 | 9394017.2572 | 0 | 5315070.3884 | 0 | 0 | 0 | 2946718.2077 | 6885764.2828 | 17915346.1994 | 12227591.9046 | 54684508.2401 | 961560.8286 | 34069368.3502 | 34069368.3502 | 25261752.1078 | 13146991.7455 | 0 | 89715437.419 | 162193549.6225 | 237137.3706 | 24.0117 | 3736.3236 | 6754.7749 | 76.17 | 137.7052
1 | 7000 | 707 | 0.03 | 15 | 15 | 7 | 3.1623e-10 | 5spot_SharedNeighbor | CO2 | Porous | Wet | R600a | MinimizeLCOE_Brownfield | IgnoreSilica | 2019 | 162.1561 | 36.0968 | 6.0403 | 4 | 3716.1903 | 6715.9442 | 75.7596 | 136.9136 | 146.0661 | 19.5333 | 71.5884 | 9417623.4285 | 0 | 5334317.9755 | 0 | 0 | 0 | 2927351.5612 | 6894924.2564 | 17939178.5718 | 12243857.9885 | 54757253.782 | 961560.8286 | 34069368.3502 | 34069368.3502 | 25261752.1078 | 13146991.7455 | 0 | 89788182.9609 | 162266295.1644 | 316227.766 | 24.1614 | 3716.1903 | 6715.9442 | 75.7596 | 136.9136
1 | 7000 | 707 | 0.03 | 15 | 15 | 7 | 4.217e-10 | 5spot_SharedNeighbor | CO2 | Porous | Wet | R600a | MinimizeLCOE_Brownfield | IgnoreSilica | 2019 | 162.7091 | 36.234 | 6.0686 | 4 | 3701.108 | 6686.8816 | 75.4521 | 136.3211 | 146.0065 | 19.5059 | 112.0271 | 9435394.0345 | 0 | 5348867.8242 | 0 | 0 | 0 | 2912563.4537 | 6901761.8718 | 17956968.6444 | 12256000.0786 | 54811555.9073 | 961560.8286 | 34069368.3502 | 34069368.3502 | 25261752.1078 | 13146991.7455 | 0 | 89842485.0861 | 162320597.2897 | 421696.5034 | 24.2745 | 3701.108 | 6686.8816 | 75.4521 | 136.3211
1 | 7000 | 707 | 0.03 | 15 | 15 | 7 | 5.6234e-10 | 5spot_SharedNeighbor | CO2 | Porous | Wet | R600a | MinimizeLCOE_Brownfield | IgnoreSilica | 2019 | 163.1159 | 36.3353 | 6.0898 | 4 | 3689.8066 | 6665.212 | 75.2217 | 135.8794 | 145.9624 | 19.4857 | 123.1091 | 9448412.6354 | 0 | 5359561.8753 | 0 | 0 | 0 | 2901047.3466 | 6906518.5244 | 17969344.4786 | 12264446.8398 | 54849331.7001 | 961560.8286 | 34069368.3502 | 34069368.3502 | 25261752.1078 | 13146991.7455 | 0 | 89880260.879 | 162358373.0825 | 562341.3252 | 24.3591 | 3689.8066 | 6665.212 | 75.2217 | 135.8794
1 | 7000 | 707 | 0.03 | 15 | 15 | 7 | 7.4989e-10 | 5spot_SharedNeighbor | CO2 | Porous | Wet | R600a | MinimizeLCOE_Brownfield | IgnoreSilica | 2019 | 163.413 | 36.4096 | 6.1055 | 4 | 3681.3366 | 6649.0603 | 75.049 | 135.5501 | 145.93 | 19.4708 | 73.9936 | 9457894.5047 | 0 | 5367370.0985 | 0 | 0 | 0 | 2892085.7149 | 6909766.6241 | 17977795.3679 | 12270214.7453 | 54875127.0555 | 961560.8286 | 34069368.3502 | 34069368.3502 | 25261752.1078 | 13146991.7455 | 0 | 89906056.2344 | 162384168.4379 | 749894.2093 | 24.4221 | 3681.3366 | 6649.0603 | 75.049 | 135.5501
1 | 7000 | 707 | 0.03 | 15 | 15 | 7 | 1e-09 | 5spot_SharedNeighbor | CO2 | Porous | Wet | R600a | MinimizeLCOE_Brownfield | IgnoreSilica | 2019 | 163.6519 | 36.4689 | 6.1177 | 4 | 3674.9878 | 6636.8272 | 74.9196 | 135.3007 | 145.9039 | 19.4589 | 73.9883 | 9465506.7269 | 0 | 5373647.4887 | 0 | 0 | 0 | 2885704.8426 | 6912695.0327 | 17985414.4864 | 12275414.9503 | 54898383.5276 | 961560.8286 | 34069368.3502 | 34069368.3502 | 25261752.1078 | 13146991.7455 | 0 | 89929312.7065 | 162407424.91 | 1000000 | 24.4706 | 3674.9878 | 6636.8272 | 74.9196 | 135.3007
1 | 7000 | 707 | 0.03 | 15 | 15 | 7 | 1.3335e-09 | 5spot_SharedNeighbor | CO2 | Porous | Wet | R600a | MinimizeLCOE_Brownfield | IgnoreSilica | 2019 | 163.8345 | 36.514 | 6.1268 | 4 | 3670.2284 | 6627.6344 | 74.8226 | 135.1133 | 145.884 | 19.4498 | 63.6785 | 9471315.6799 | 0 | 5378444.0884 | 0 | 0 | 0 | 2880966.14 | 6914983.1043 | 17991367.5792 | 12279478.0585 | 54916554.6504 | 961560.8286 | 34069368.3502 | 34069368.3502 | 25261752.1078 | 13146991.7455 | 0 | 89947483.8292 | 162425596.0328 | 1333521.4322 | 24.5073 | 3670.2284 | 6627.6344 | 74.8226 | 135.1133
1 | 7000 | 707 | 0.03 | 15 | 15 | 7 | 1.7783e-09 | 5spot_SharedNeighbor | CO2 | Porous | Wet | R600a | MinimizeLCOE_Brownfield | IgnoreSilica | 2019 | 163.964 | 36.5463 | 6.1336 | 4 | 3666.6602 | 6620.8099 | 74.7498 | 134.9742 | 145.8698 | 19.4433 | 67.227 | 9475427.9192 | 0 | 5381844.2656 | 0 | 0 | 0 | 2877200.7113 | 6916444.4295 | 17995169.6477 | 12282073.0483 | 54928160.0217 | 961560.8286 | 34069368.3502 | 34069368.3502 | 25261752.1078 | 13146991.7455 | 0 | 89959089.2006 | 162437201.4041 | 1778279.41 | 24.5343 | 3666.6602 | 6620.8099 | 74.7498 | 134.9742
1 | 7000 | 707 | 0.03 | 15 | 15 | 7 | 2.3714e-09 | 5spot_SharedNeighbor | CO2 | Porous | Wet | R600a | MinimizeLCOE_Brownfield | IgnoreSilica | 2019 | 164.0586 | 36.57 | 6.1386 | 4 | 3663.985 | 6615.7161 | 74.6953 | 134.8703 | 145.8594 | 19.4385 | 93.1113 | 9478430.5453 | 0 | 5384329.2053 | 0 | 0 | 0 | 2874302.3222 | 6917454.2084 | 17997796.8853 | 12283866.192 | 54936179.3585 | 961560.8286 | 34069368.3502 | 34069368.3502 | 25261752.1078 | 13146991.7455 | 0 | 89967108.5374 | 162445220.7409 | 2371373.7057 | 24.5544 | 3663.985 | 6615.7161 | 74.6953 | 134.8703
1 | 7000 | 707 | 0.03 | 15 | 15 | 7 | 3.1623e-09 | 5spot_SharedNeighbor | CO2 | Porous | Wet | R600a | MinimizeLCOE_Brownfield | IgnoreSilica | 2019 | 164.1318 | 36.5882 | 6.1424 | 4 | 3661.9791 | 6611.8794 | 74.6544 | 134.7921 | 145.8513 | 19.4348 | 101.1993 | 9480750.627 | 0 | 5386250.0317 | 0 | 0 | 0 | 2872177.0358 | 6918279.3008 | 17999943.6065 | 12285331.3733 | 54942731.9751 | 961560.8286 | 34069368.3502 | 34069368.3502 | 25261752.1078 | 13146991.7455 | 0 | 89973661.154 | 162451773.3575 | 3162277.6602 | 24.5697 | 3661.9791 | 6611.8794 | 74.6544 | 134.7921
1 | 7000 | 707 | 0.03 | 15 | 15 | 7 | 4.217e-09 | 5spot_SharedNeighbor | CO2 | Porous | Wet | R600a | MinimizeLCOE_Brownfield | IgnoreSilica | 2019 | 164.1829 | 36.6011 | 6.1452 | 4 | 3660.475 | 6609.035 | 74.6237 | 134.7341 | 145.8457 | 19.4323 | 95.394 | 9482369.9929 | 0 | 5387591.8455 | 0 | 0 | 0 | 2870484.7173 | 6918774.1567 | 18001231.1201 | 12286210.1278 | 54946661.9603 | 961560.8286 | 34069368.3502 | 34069368.3502 | 25261752.1078 | 13146991.7455 | 0 | 89977591.1392 | 162455703.3427 | 4216965.0343 | 24.5809 | 3660.475 | 6609.035 | 74.6237 | 134.7341
1 | 7000 | 707 | 0.03 | 15 | 15 | 7 | 5.6234e-09 | 5spot_SharedNeighbor | CO2 | Porous | Wet | R600a | MinimizeLCOE_Brownfield | IgnoreSilica | 2019 | 164.2218 | 36.6109 | 6.1473 | 4 | 3659.3473 | 6606.8977 | 74.6007 | 134.6905 | 145.8414 | 19.4303 | 110.8129 | 9483601.9977 | 0 | 5388612.911 | 0 | 0 | 0 | 2869227.7517 | 6919162.6375 | 18002241.8675 | 12286899.9836 | 54949747.149 | 961560.8286 | 34069368.3502 | 34069368.3502 | 25261752.1078 | 13146991.7455 | 0 | 89980676.3279 | 162458788.5314 | 5623413.2519 | 24.5893 | 3659.3473 | 6606.8977 | 74.6007 | 134.6905
1 | 7000 | 707 | 0.03 | 15 | 15 | 7 | 7.4989e-09 | 5spot_SharedNeighbor | CO2 | Porous | Wet | R600a | MinimizeLCOE_Brownfield | IgnoreSilica | 2019 | 164.2561 | 36.6193 | 6.149 | 4 | 3658.5016 | 6605.2522 | 74.5835 | 134.657 | 145.8376 | 19.4286 | 59.1525 | 9484687.9864 | 0 | 5389512.381 | 0 | 0 | 0 | 2868412.2321 | 6919618.9138 | 18003429.0047 | 12287710.2292 | 54953370.7471 | 961560.8286 | 34069368.3502 | 34069368.3502 | 25261752.1078 | 13146991.7455 | 0 | 89984299.9259 | 162462412.1295 | 7498942.0933 | 24.5959 | 3658.5016 | 6605.2522 | 74.5835 | 134.657
1 | 7000 | 707 | 0.03 | 15 | 15 | 7 | 1e-08 | 5spot_SharedNeighbor | CO2 | Porous | Wet | R600a | MinimizeLCOE_Brownfield | IgnoreSilica | 2019 | 164.2755 | 36.6243 | 6.1501 | 4 | 3657.8674 | 6604.0711 | 74.5706 | 134.6329 | 145.8355 | 19.4276 | 63.2628 | 9485303.2159 | 0 | 5390022.8743 | 0 | 0 | 0 | 2867642.6919 | 6919757.825 | 18003790.4232 | 12287956.9048 | 54954473.9351 | 961560.8286 | 34069368.3502 | 34069368.3502 | 25261752.1078 | 13146991.7455 | 0 | 89985403.114 | 162463515.3176 | 10000000 | 24.6005 | 3657.8674 | 6604.0711 | 74.5706 | 134.6329

## Water (R245fa)
Time [year] | Depth [m] | Res Length [m] | Temp Gradient [C/m] | Temp Surface Air [C] | Temp Surface Rock [C] | dT Approach [C] | Transmissivity [m^3] | Config Number [-] | Fluid | Reservoir | Cooling Wet/Dry | orcFluid | Method | Silica? | CostYear | mass flow [kg/s] | Reservoir Heat [MWth] | Electric Power I-P Pair [MWe] | N_IP_Multiplier | SpCC (Brownfield) [$/kWe] | SpCC (Greenfield) [$/kWe] | LCOE (Brownfield) [$/MWh] | LCOE (Greenfield) [$/MWh] | Temp Production [C] | dP Surface [Mpa] | SolveTime [s] | C_T_G_N | C_pump_orc_N | C_coolingTowers_N | C_heatExchanger_N | C_recuperator_N | C_pump_prod_N | C_pump_inj_N | C_plant_otherEquipment_N | C_plant_installation_N | C_plant_indirectContingency_N | C_surfacePlant_N | C_gatheringSystem_N | C_wells_production_N | C_wells_injection_N | C_wellfield_N | C_exploration_N | C_stimulation_N | CapitalCost_N (Brownfield) | CapitalCost_N (Greenfield) | Trans [mD-m] | Electric Power 5-spot [MW] | Sp CC (Brownfield) [$/kWe] | Sp CC (Greenfield) [$/kWe] | LCOE (Brownfield) [$/MWh] | LCOE (Greenfield) [$/MWh]
1 | 1000 | 707 | 0.03 | 15 | 15 | 7 | 1e-13 | 5spot_SharedNeighbor | Water | Porous | Wet | R245fa | MinimizeLCOE_Brownfield | IgnoreSilica | 2019 | 0 | 0 | 0 | 0 |  |  |  |  | 15 |  | 13.7917 | [19 empty] | 100 | 0
1 | 1000 | 707 | 0.03 | 15 | 15 | 7 | 1.3335e-13 | 5spot_SharedNeighbor | Water | Porous | Wet | R245fa | MinimizeLCOE_Brownfield | IgnoreSilica | 2019 | 0 | 0 | 0 | 0 |  |  |  |  | 15 |  | 16.7675 | [19 empty] | 133.3521 | 0
1 | 1000 | 707 | 0.03 | 15 | 15 | 7 | 1.7783e-13 | 5spot_SharedNeighbor | Water | Porous | Wet | R245fa | MinimizeLCOE_Brownfield | IgnoreSilica | 2019 | 0 | 0 | 0 | 0 |  |  |  |  | 15 |  | 20.223 | [19 empty] | 177.8279 | 0
1 | 1000 | 707 | 0.03 | 15 | 15 | 7 | 2.3714e-13 | 5spot_SharedNeighbor | Water | Porous | Wet | R245fa | MinimizeLCOE_Brownfield | IgnoreSilica | 2019 | 0 | 0 | 0 | 0 |  |  |  |  | 15 |  | 24.0332 | [19 empty] | 237.1374 | 0
1 | 1000 | 707 | 0.03 | 15 | 15 | 7 | 3.1623e-13 | 5spot_SharedNeighbor | Water | Porous | Wet | R245fa | MinimizeLCOE_Brownfield | IgnoreSilica | 2019 | 0 | 0 | 0 | 0 |  |  |  |  | 15 |  | 23.2357 | [19 empty] | 316.2278 | 0
1 | 1000 | 707 | 0.03 | 15 | 15 | 7 | 4.217e-13 | 5spot_SharedNeighbor | Water | Porous | Wet | R245fa | MinimizeLCOE_Brownfield | IgnoreSilica | 2019 | 0 | 0 | 0 | 0 |  |  |  |  | 15 |  | 22.8666 | [19 empty] | 421.6965 | 0
1 | 1000 | 707 | 0.03 | 15 | 15 | 7 | 5.6234e-13 | 5spot_SharedNeighbor | Water | Porous | Wet | R245fa | MinimizeLCOE_Brownfield | IgnoreSilica | 2019 | 0 | 0 | 0 | 0 |  |  |  |  | 15 |  | 22.6551 | [19 empty] | 562.3413 | 0
1 | 1000 | 707 | 0.03 | 15 | 15 | 7 | 7.4989e-13 | 5spot_SharedNeighbor | Water | Porous | Wet | R245fa | MinimizeLCOE_Brownfield | IgnoreSilica | 2019 | 0 | 0 | 0 | 0 |  |  |  |  | 15 |  | 24.4051 | [19 empty] | 749.8942 | 0
1 | 1000 | 707 | 0.03 | 15 | 15 | 7 | 1e-12 | 5spot_SharedNeighbor | Water | Porous | Wet | R245fa | MinimizeLCOE_Brownfield | IgnoreSilica | 2019 | 0 | 0 | 0 | 0 |  |  |  |  | 15 |  | 92.0402 | [19 empty] | 1000 | 0
1 | 1000 | 707 | 0.03 | 15 | 15 | 7 | 1.3335e-12 | 5spot_SharedNeighbor | Water | Porous | Wet | R245fa | MinimizeLCOE_Brownfield | IgnoreSilica | 2019 | 0 | 0 | 0 | 0 |  |  |  |  | 15 |  | 27.5118 | [19 empty] | 1333.5214 | 0
1 | 1000 | 707 | 0.03 | 15 | 15 | 7 | 1.7783e-12 | 5spot_SharedNeighbor | Water | Porous | Wet | R245fa | MinimizeLCOE_Brownfield | IgnoreSilica | 2019 | 0 | 0 | 0 | 0 |  |  |  |  | 15 |  | 29.9499 | [19 empty] | 1778.2794 | 0
1 | 1000 | 707 | 0.03 | 15 | 15 | 7 | 2.3714e-12 | 5spot_SharedNeighbor | Water | Porous | Wet | R245fa | MinimizeLCOE_Brownfield | IgnoreSilica | 2019 | 0 | 0 | 0 | 0 |  |  |  |  | 15 |  | 30.5942 | [19 empty] | 2371.3737 | 0
1 | 1000 | 707 | 0.03 | 15 | 15 | 7 | 3.1623e-12 | 5spot_SharedNeighbor | Water | Porous | Wet | R245fa | MinimizeLCOE_Brownfield | IgnoreSilica | 2019 | 0 | 0 | 0 | 0 |  |  |  |  | 15 |  | 34.2874 | [19 empty] | 3162.2777 | 0
1 | 1000 | 707 | 0.03 | 15 | 15 | 7 | 4.217e-12 | 5spot_SharedNeighbor | Water | Porous | Wet | R245fa | MinimizeLCOE_Brownfield | IgnoreSilica | 2019 | 0 | 0 | 0 | 0 |  |  |  |  | 15 |  | 39.2336 | [19 empty] | 4216.965 | 0
1 | 1000 | 707 | 0.03 | 15 | 15 | 7 | 5.6234e-12 | 5spot_SharedNeighbor | Water | Porous | Wet | R245fa | MinimizeLCOE_Brownfield | IgnoreSilica | 2019 | 0 | 0 | 0 | 0 |  |  |  |  | 15 |  | 38.1655 | [19 empty] | 5623.4133 | 0
1 | 1000 | 707 | 0.03 | 15 | 15 | 7 | 7.4989e-12 | 5spot_SharedNeighbor | Water | Porous | Wet | R245fa | MinimizeLCOE_Brownfield | IgnoreSilica | 2019 | 0 | 0 | 0 | 0 |  |  |  |  | 15 |  | 37.1724 | [19 empty] | 7498.9421 | 0
1 | 1000 | 707 | 0.03 | 15 | 15 | 7 | 1e-11 | 5spot_SharedNeighbor | Water | Porous | Wet | R245fa | MinimizeLCOE_Brownfield | IgnoreSilica | 2019 | 0 | 0 | 0 | 0 |  |  |  |  | 15 |  | 36.7324 | [19 empty] | 10000 | 0
1 | 1000 | 707 | 0.03 | 15 | 15 | 7 | 1.3335e-11 | 5spot_SharedNeighbor | Water | Porous | Wet | R245fa | MinimizeLCOE_Brownfield | IgnoreSilica | 2019 | 0 | 0 | 0 | 0 |  |  |  |  | 15 |  | 90.3249 | [19 empty] | 13335.2143 | 0
1 | 1000 | 707 | 0.03 | 15 | 15 | 7 | 1.7783e-11 | 5spot_SharedNeighbor | Water | Porous | Wet | R245fa | MinimizeLCOE_Brownfield | IgnoreSilica | 2019 | 0 | 0 | 0 | 0 |  |  |  |  | 15 |  | 35.2999 | [19 empty] | 17782.7941 | 0
1 | 1000 | 707 | 0.03 | 15 | 15 | 7 | 2.3714e-11 | 5spot_SharedNeighbor | Water | Porous | Wet | R245fa | MinimizeLCOE_Brownfield | IgnoreSilica | 2019 | 0 | 0 | 0 | 0 |  |  |  |  | 15 |  | 34.6691 | [19 empty] | 23713.7371 | 0
1 | 1000 | 707 | 0.03 | 15 | 15 | 7 | 3.1623e-11 | 5spot_SharedNeighbor | Water | Porous | Wet | R245fa | MinimizeLCOE_Brownfield | IgnoreSilica | 2019 | 0 | 0 | 0 | 0 |  |  |  |  | 15 |  | 33.4529 | [19 empty] | 31622.7766 | 0
1 | 1000 | 707 | 0.03 | 15 | 15 | 7 | 4.217e-11 | 5spot_SharedNeighbor | Water | Porous | Wet | R245fa | MinimizeLCOE_Brownfield | IgnoreSilica | 2019 | 0 | 0 | 0 | 0 |  |  |  |  | 15 |  | 33.9628 | [19 empty] | 42169.6503 | 0
1 | 1000 | 707 | 0.03 | 15 | 15 | 7 | 5.6234e-11 | 5spot_SharedNeighbor | Water | Porous | Wet | R245fa | MinimizeLCOE_Brownfield | IgnoreSilica | 2019 | 0 | 0 | 0 | 0 |  |  |  |  | 15 |  | 33.6303 | [19 empty] | 56234.1325 | 0
1 | 1000 | 707 | 0.03 | 15 | 15 | 7 | 7.4989e-11 | 5spot_SharedNeighbor | Water | Porous | Wet | R245fa | MinimizeLCOE_Brownfield | IgnoreSilica | 2019 | 0 | 0 | 0 | 0 |  |  |  |  | 15 |  | 32.686 | [19 empty] | 74989.4209 | 0
1 | 1000 | 707 | 0.03 | 15 | 15 | 7 | 1e-10 | 5spot_SharedNeighbor | Water | Porous | Wet | R245fa | MinimizeLCOE_Brownfield | IgnoreSilica | 2019 | 0 | 0 | 0 | 0 |  |  |  |  | 15 |  | 32.0775 | [19 empty] | 100000 | 0
1 | 1000 | 707 | 0.03 | 15 | 15 | 7 | 1.3335e-10 | 5spot_SharedNeighbor | Water | Porous | Wet | R245fa | MinimizeLCOE_Brownfield | IgnoreSilica | 2019 | 0 | 0 | 0 | 0 |  |  |  |  | 15 |  | 31.0069 | [19 empty] | 133352.1432 | 0
1 | 1000 | 707 | 0.03 | 15 | 15 | 7 | 1.7783e-10 | 5spot_SharedNeighbor | Water | Porous | Wet | R245fa | MinimizeLCOE_Brownfield | IgnoreSilica | 2019 | 0 | 0 | 0 | 0 |  |  |  |  | 15 |  | 66.4303 | [19 empty] | 177827.941 | 0
1 | 1000 | 707 | 0.03 | 15 | 15 | 7 | 2.3714e-10 | 5spot_SharedNeighbor | Water | Porous | Wet | R245fa | MinimizeLCOE_Brownfield | IgnoreSilica | 2019 | 0 | 0 | 0 | 0 |  |  |  |  | 15 |  | 33.0227 | [19 empty] | 237137.3706 | 0
1 | 1000 | 707 | 0.03 | 15 | 15 | 7 | 3.1623e-10 | 5spot_SharedNeighbor | Water | Porous | Wet | R245fa | MinimizeLCOE_Brownfield | IgnoreSilica | 2019 | 0 | 0 | 0 | 0 |  |  |  |  | 15 |  | 32.0941 | [19 empty] | 316227.766 | 0
1 | 1000 | 707 | 0.03 | 15 | 15 | 7 | 4.217e-10 | 5spot_SharedNeighbor | Water | Porous | Wet | R245fa | MinimizeLCOE_Brownfield | IgnoreSilica | 2019 | 0 | 0 | 0 | 0 |  |  |  |  | 15 |  | 31.9278 | [19 empty] | 421696.5034 | 0
1 | 1000 | 707 | 0.03 | 15 | 15 | 7 | 5.6234e-10 | 5spot_SharedNeighbor | Water | Porous | Wet | R245fa | MinimizeLCOE_Brownfield | IgnoreSilica | 2019 | 3.7 | 0.10488 | 2.9802e-05 | 4 | 38397538.67 | 94525970.0085 | 782785.7623 | 1927039.7545 | 43.8242 | 0 | 34.432 | 31567.9898 | 723.7357 | 59794.9656 | 70191.8819 | 0 | 6454.5678 | 0 | 65805.9249 | 171213.518 | 116856.7441 | 522609.328 | 961560.8286 | 3093179.1987 | 3093179.1987 | 1478867.319 | 2118992.7493 | 0 | 4577349.3553 | 11268388.6223 | 562341.3252 | 0.00011921 | 38397538.67 | 94525970.0085 | 782785.7623 | 1927039.7545
1 | 1000 | 707 | 0.03 | 15 | 15 | 7 | 7.4989e-10 | 5spot_SharedNeighbor | Water | Porous | Wet | R245fa | MinimizeLCOE_Brownfield | IgnoreSilica | 2019 | 4.9667 | 0.14269 | 8.1019e-05 | 4 | 14524485.7421 | 35171062.1724 | 296101.2877 | 717009.6748 | 44.04 | 0 | 59.5871 | 39278.6457 | 906.8792 | 76477.9215 | 86557.6833 | 0 | 7379.2218 | 0 | 82134.1371 | 213696.1767 | 145852.0316 | 652282.6969 | 961560.8286 | 3093179.1987 | 3093179.1987 | 1478867.319 | 2118992.7493 | 0 | 4707022.7242 | 11398061.9912 | 749894.2093 | 0.00032408 | 14524485.7421 | 35171062.1724 | 296101.2877 | 717009.6748
1 | 1000 | 707 | 0.03 | 15 | 15 | 7 | 1e-09 | 5spot_SharedNeighbor | Water | Porous | Wet | R245fa | MinimizeLCOE_Brownfield | IgnoreSilica | 2019 | 6.2377 | 0.18065 | 0.00014403 | 4 | 8383456.9932 | 19997470.2735 | 170908.1103 | 407675.4801 | 44.167 | 0 | 76.2552 | 46377.133 | 1075.8942 | 92347.7077 | 102981.5978 | 0 | 7477.5756 | 0 | 97601.3642 | 253938.7288 | 173318.4003 | 775118.4016 | 961560.8286 | 3093179.1987 | 3093179.1987 | 1478867.319 | 2118992.7493 | 0 | 4829858.4289 | 11520897.6959 | 1000000 | 0.00057612 | 8383456.9932 | 19997470.2735 | 170908.1103 | 407675.4801
1 | 1000 | 707 | 0.03 | 15 | 15 | 7 | 1.3335e-09 | 5spot_SharedNeighbor | Water | Porous | Wet | R245fa | MinimizeLCOE_Brownfield | IgnoreSilica | 2019 | 7.4487 | 0.21672 | 0.00021586 | 4 | 5722007.3517 | 13471245.2425 | 116650.8595 | 274629.5555 | 44.2411 | 0 | 83.1532 | 52683.3175 | 1226.2542 | 106819.0078 | 118601.5047 | 0 | 6696.7186 | 0 | 111550.4531 | 290231.3968 | 198088.892 | 885897.5446 | 961560.8286 | 3093179.1987 | 3093179.1987 | 1478867.319 | 2118992.7493 | 0 | 4940637.5719 | 11631676.839 | 1333521.4322 | 0.00086344 | 5722007.3517 | 13471245.2425 | 116650.8595 | 274629.5555
1 | 1000 | 707 | 0.03 | 15 | 15 | 7 | 1.7783e-09 | 5spot_SharedNeighbor | Water | Porous | Wet | R245fa | MinimizeLCOE_Brownfield | IgnoreSilica | 2019 | 9.6607 | 0.28301 | 0.00031534 | 4 | 4079869.1892 | 9384472.7313 | 83173.6519 | 191315.1701 | 44.3511 | 0 | 80.1157 | 63527.3696 | 1485.5094 | 132228.8627 | 147252.6058 | 0 | 7902.5792 | 0 | 137434.8014 | 357577.1615 | 244053.7602 | 1091462.6498 | 961560.8286 | 3093179.1987 | 3093179.1987 | 1478867.319 | 2118992.7493 | 0 | 5146202.6772 | 11837241.9442 | 1778279.41 | 0.0012614 | 4079869.1892 | 9384472.7313 | 83173.6519 | 191315.1701
1 | 1000 | 707 | 0.03 | 15 | 15 | 7 | 2.3714e-09 | 5spot_SharedNeighbor | Water | Porous | Wet | R245fa | MinimizeLCOE_Brownfield | IgnoreSilica | 2019 | 11.3197 | 0.33262 | 0.00041468 | 4 | 3189874.2573 | 7223765.5326 | 65029.9014 | 147266.2312 | 44.3999 | 0 | 137.5304 | 71109.0196 | 1666.9632 | 150458.3713 | 168705.5678 | 0 | 7227.6602 | 0 | 155675.357 | 405035.3455 | 276444.946 | 1236323.2305 | 961560.8286 | 3093179.1987 | 3093179.1987 | 1478867.319 | 2118992.7493 | 0 | 5291063.2579 | 11982102.5249 | 2371373.7057 | 0.0016587 | 3189874.2573 | 7223765.5326 | 65029.9014 | 147266.2312
1 | 1000 | 707 | 0.03 | 15 | 15 | 7 | 3.1623e-09 | 5spot_SharedNeighbor | Water | Porous | Wet | R245fa | MinimizeLCOE_Brownfield | IgnoreSilica | 2019 | 12.6666 | 0.37289 | 0.00051528 | 4 | 2613118.5528 | 5859440.5703 | 53271.9562 | 119452.6215 | 44.4301 | 0 | 87.3237 | 77008.0166 | 1808.2665 | 164859.2888 | 186122.8825 | 0 | 0 | 0 | 167621.3972 | 436116.4916 | 297658.4668 | 1331194.8099 | 961560.8286 | 3093179.1987 | 3093179.1987 | 1478867.319 | 2118992.7493 | 0 | 5385934.8372 | 12076974.1043 | 3162277.6602 | 0.0020611 | 2613118.5528 | 5859440.5703 | 53271.9562 | 119452.6215
1 | 1000 | 707 | 0.03 | 15 | 15 | 7 | 4.217e-09 | 5spot_SharedNeighbor | Water | Porous | Wet | R245fa | MinimizeLCOE_Brownfield | IgnoreSilica | 2019 | 14.6688 | 0.43276 | 0.00062063 | 4 | 2238599.9119 | 4933849.1634 | 45636.8871 | 100583.1887 | 44.4649 | 0 | 100.7234 | 85425.2584 | 2010.0446 | 185707.8563 | 212013.4942 | 0 | 0 | 0 | 189211.0949 | 492288.4563 | 335996.9869 | 1502653.1916 | 961560.8286 | 3093179.1987 | 3093179.1987 | 1478867.319 | 2118992.7493 | 0 | 5557393.2189 | 12248432.486 | 4216965.0343 | 0.0024825 | 2238599.9119 | 4933849.1634 | 45636.8871 | 100583.1887
1 | 1000 | 707 | 0.03 | 15 | 15 | 7 | 5.6234e-09 | 5spot_SharedNeighbor | Water | Porous | Wet | R245fa | MinimizeLCOE_Brownfield | IgnoreSilica | 2019 | 16.5083 | 0.48778 | 0.00071757 | 4 | 1990182.9096 | 4321327.3327 | 40572.5705 | 88096.1027 | 44.4895 | 0 | 85.5093 | 92846.8865 | 2188.0819 | 204359.8128 | 235803.217 | 0 | 0 | 0 | 208727.2193 | 543065.4088 | 370653.3004 | 1657643.9267 | 961560.8286 | 3093179.1987 | 3093179.1987 | 1478867.319 | 2118992.7493 | 0 | 5712383.9541 | 12403423.2211 | 5623413.2519 | 0.0028703 | 1990182.9096 | 4321327.3327 | 40572.5705 | 88096.1027
1 | 1000 | 707 | 0.03 | 15 | 15 | 7 | 7.4989e-09 | 5spot_SharedNeighbor | Water | Porous | Wet | R245fa | MinimizeLCOE_Brownfield | IgnoreSilica | 2019 | 18.1183 | 0.53592 | 0.0008025 | 4 | 1821287.76 | 3905735.8247 | 37129.4145 | 79623.7077 | 44.507 | 0 | 92.4189 | 99132.6904 | 2338.9502 | 220339.9078 | 256623.3554 | 0 | 0 | 0 | 225589.6125 | 586937.8968 | 400597.175 | 1791559.588 | 961560.8286 | 3093179.1987 | 3093179.1987 | 1478867.319 | 2118992.7493 | 0 | 5846299.6153 | 12537338.8824 | 7498942.0933 | 0.00321 | 1821287.76 | 3905735.8247 | 37129.4145 | 79623.7077
1 | 1000 | 707 | 0.03 | 15 | 15 | 7 | 1e-08 | 5spot_SharedNeighbor | Water | Porous | Wet | R245fa | MinimizeLCOE_Brownfield | IgnoreSilica | 2019 | 19.4607 | 0.57607 | 0.00087337 | 4 | 1705140.4504 | 3620434.0032 | 34761.5945 | 73807.4442 | 44.5195 | 0 | 103.745 | 104242.5357 | 2461.6398 | 233446.5093 | 273984.8931 | 0 | 0 | 0 | 239512.8754 | 623163.3709 | 425321.8053 | 1902133.6294 | 961560.8286 | 3093179.1987 | 3093179.1987 | 1478867.319 | 2118992.7493 | 0 | 5956873.6567 | 12647912.9238 | 10000000 | 0.0034935 | 1705140.4504 | 3620434.0032 | 34761.5945 | 73807.4442
1 | 1100 | 707 | 0.03 | 15 | 15 | 7 | 1e-13 | 5spot_SharedNeighbor | Water | Porous | Wet | R245fa | MinimizeLCOE_Brownfield | IgnoreSilica | 2019 | 0 | 0 | 0 | 0 |  |  |  |  | 15 |  | 15.2302 | [19 empty] | 100 | 0
1 | 1100 | 707 | 0.03 | 15 | 15 | 7 | 1.3335e-13 | 5spot_SharedNeighbor | Water | Porous | Wet | R245fa | MinimizeLCOE_Brownfield | IgnoreSilica | 2019 | 0 | 0 | 0 | 0 |  |  |  |  | 15 |  | 18.0581 | [19 empty] | 133.3521 | 0
1 | 1100 | 707 | 0.03 | 15 | 15 | 7 | 1.7783e-13 | 5spot_SharedNeighbor | Water | Porous | Wet | R245fa | MinimizeLCOE_Brownfield | IgnoreSilica | 2019 | 0 | 0 | 0 | 0 |  |  |  |  | 15 |  | 21.7892 | [19 empty] | 177.8279 | 0
1 | 1100 | 707 | 0.03 | 15 | 15 | 7 | 2.3714e-13 | 5spot_SharedNeighbor | Water | Porous | Wet | R245fa | MinimizeLCOE_Brownfield | IgnoreSilica | 2019 | 0 | 0 | 0 | 0 |  |  |  |  | 15 |  | 92.2302 | [19 empty] | 237.1374 | 0
1 | 1100 | 707 | 0.03 | 15 | 15 | 7 | 3.1623e-13 | 5spot_SharedNeighbor | Water | Porous | Wet | R245fa | MinimizeLCOE_Brownfield | IgnoreSilica | 2019 | 0 | 0 | 0 | 0 |  |  |  |  | 15 |  | 23.6435 | [19 empty] | 316.2278 | 0
1 | 1100 | 707 | 0.03 | 15 | 15 | 7 | 4.217e-13 | 5spot_SharedNeighbor | Water | Porous | Wet | R245fa | MinimizeLCOE_Brownfield | IgnoreSilica | 2019 | 0 | 0 | 0 | 0 |  |  |  |  | 15 |  | 23.1109 | [19 empty] | 421.6965 | 0
1 | 1100 | 707 | 0.03 | 15 | 15 | 7 | 5.6234e-13 | 5spot_SharedNeighbor | Water | Porous | Wet | R245fa | MinimizeLCOE_Brownfield | IgnoreSilica | 2019 | 0 | 0 | 0 | 0 |  |  |  |  | 15 |  | 24.1063 | [19 empty] | 562.3413 | 0
1 | 1100 | 707 | 0.03 | 15 | 15 | 7 | 7.4989e-13 | 5spot_SharedNeighbor | Water | Porous | Wet | R245fa | MinimizeLCOE_Brownfield | IgnoreSilica | 2019 | 0 | 0 | 0 | 0 |  |  |  |  | 15 |  | 24.9335 | [19 empty] | 749.8942 | 0
1 | 1100 | 707 | 0.03 | 15 | 15 | 7 | 1e-12 | 5spot_SharedNeighbor | Water | Porous | Wet | R245fa | MinimizeLCOE_Brownfield | IgnoreSilica | 2019 | 0 | 0 | 0 | 0 |  |  |  |  | 15 |  | 25.9675 | [19 empty] | 1000 | 0
1 | 1100 | 707 | 0.03 | 15 | 15 | 7 | 1.3335e-12 | 5spot_SharedNeighbor | Water | Porous | Wet | R245fa | MinimizeLCOE_Brownfield | IgnoreSilica | 2019 | 0 | 0 | 0 | 0 |  |  |  |  | 15 |  | 26.3188 | [19 empty] | 1333.5214 | 0
1 | 1100 | 707 | 0.03 | 15 | 15 | 7 | 1.7783e-12 | 5spot_SharedNeighbor | Water | Porous | Wet | R245fa | MinimizeLCOE_Brownfield | IgnoreSilica | 2019 | 0 | 0 | 0 | 0 |  |  |  |  | 15 |  | 28.9571 | [19 empty] | 1778.2794 | 0
1 | 1100 | 707 | 0.03 | 15 | 15 | 7 | 2.3714e-12 | 5spot_SharedNeighbor | Water | Porous | Wet | R245fa | MinimizeLCOE_Brownfield | IgnoreSilica | 2019 | 0 | 0 | 0 | 0 |  |  |  |  | 15 |  | 31.6339 | [19 empty] | 2371.3737 | 0
1 | 1100 | 707 | 0.03 | 15 | 15 | 7 | 3.1623e-12 | 5spot_SharedNeighbor | Water | Porous | Wet | R245fa | MinimizeLCOE_Brownfield | IgnoreSilica | 2019 | 0 | 0 | 0 | 0 |  |  |  |  | 15 |  | 101.2541 | [19 empty] | 3162.2777 | 0
1 | 1100 | 707 | 0.03 | 15 | 15 | 7 | 4.217e-12 | 5spot_SharedNeighbor | Water | Porous | Wet | R245fa | MinimizeLCOE_Brownfield | IgnoreSilica | 2019 | 0 | 0 | 0 | 0 |  |  |  |  | 15 |  | 39.3756 | [19 empty] | 4216.965 | 0
1 | 1100 | 707 | 0.03 | 15 | 15 | 7 | 5.6234e-12 | 5spot_SharedNeighbor | Water | Porous | Wet | R245fa | MinimizeLCOE_Brownfield | IgnoreSilica | 2019 | 0 | 0 | 0 | 0 |  |  |  |  | 15 |  | 39.7438 | [19 empty] | 5623.4133 | 0
1 | 1100 | 707 | 0.03 | 15 | 15 | 7 | 7.4989e-12 | 5spot_SharedNeighbor | Water | Porous | Wet | R245fa | MinimizeLCOE_Brownfield | IgnoreSilica | 2019 | 0 | 0 | 0 | 0 |  |  |  |  | 15 |  | 38.7758 | [19 empty] | 7498.9421 | 0
1 | 1100 | 707 | 0.03 | 15 | 15 | 7 | 1e-11 | 5spot_SharedNeighbor | Water | Porous | Wet | R245fa | MinimizeLCOE_Brownfield | IgnoreSilica | 2019 | 0 | 0 | 0 | 0 |  |  |  |  | 15 |  | 38.0089 | [19 empty] | 10000 | 0
1 | 1100 | 707 | 0.03 | 15 | 15 | 7 | 1.3335e-11 | 5spot_SharedNeighbor | Water | Porous | Wet | R245fa | MinimizeLCOE_Brownfield | IgnoreSilica | 2019 | 0 | 0 | 0 | 0 |  |  |  |  | 15 |  | 36.2249 | [19 empty] | 13335.2143 | 0
1 | 1100 | 707 | 0.03 | 15 | 15 | 7 | 1.7783e-11 | 5spot_SharedNeighbor | Water | Porous | Wet | R245fa | MinimizeLCOE_Brownfield | IgnoreSilica | 2019 | 0 | 0 | 0 | 0 |  |  |  |  | 15 |  | 36.4388 | [19 empty] | 17782.7941 | 0
1 | 1100 | 707 | 0.03 | 15 | 15 | 7 | 2.3714e-11 | 5spot_SharedNeighbor | Water | Porous | Wet | R245fa | MinimizeLCOE_Brownfield | IgnoreSilica | 2019 | 0 | 0 | 0 | 0 |  |  |  |  | 15 |  | 35.559 | [19 empty] | 23713.7371 | 0
1 | 1100 | 707 | 0.03 | 15 | 15 | 7 | 3.1623e-11 | 5spot_SharedNeighbor | Water | Porous | Wet | R245fa | MinimizeLCOE_Brownfield | IgnoreSilica | 2019 | 0 | 0 | 0 | 0 |  |  |  |  | 15 |  | 35.2442 | [19 empty] | 31622.7766 | 0
1 | 1100 | 707 | 0.03 | 15 | 15 | 7 | 4.217e-11 | 5spot_SharedNeighbor | Water | Porous | Wet | R245fa | MinimizeLCOE_Brownfield | IgnoreSilica | 2019 | 0 | 0 | 0 | 0 |  |  |  |  | 15 |  | 98.8086 | [19 empty] | 42169.6503 | 0
1 | 1100 | 707 | 0.03 | 15 | 15 | 7 | 5.6234e-11 | 5spot_SharedNeighbor | Water | Porous | Wet | R245fa | MinimizeLCOE_Brownfield | IgnoreSilica | 2019 | 0 | 0 | 0 | 0 |  |  |  |  | 15 |  | 34.5787 | [19 empty] | 56234.1325 | 0
1 | 1100 | 707 | 0.03 | 15 | 15 | 7 | 7.4989e-11 | 5spot_SharedNeighbor | Water | Porous | Wet | R245fa | MinimizeLCOE_Brownfield | IgnoreSilica | 2019 | 1.6 | 0.049677 | 1.0709e-05 | 4 | 108731540.5111 | 273577325.7816 | 2216639.5236 | 5577243.8268 | 45.2984 | 0 | 38.1343 | 20007.4294 | 458.0026 | 32838.6633 | 45304.643 | 0 | 10639.7968 | 0 | 42606.9287 | 110854.4885 | 75660.4663 | 338370.4185 | 961560.8286 | 3357904.6176 | 3357904.6176 | 1478867.319 | 2224882.9169 | 0 | 4657835.8648 | 11719490.7183 | 74989.4209 | 4.2838e-05 | 108731540.5111 | 273577325.7816 | 2216639.5236 | 5577243.8268
1 | 1100 | 707 | 0.03 | 15 | 15 | 7 | 1e-10 | 5spot_SharedNeighbor | Water | Porous | Wet | R245fa | MinimizeLCOE_Brownfield | IgnoreSilica | 2019 | 1.6 | 0.049677 | 5.8417e-05 | 4 | 19914712.3862 | 50135628.23 | 405988.3486 | 1022082.5949 | 45.2984 | 0 | 36.2688 | 20007.4672 | 458.0036 | 32838.703 | 45304.6653 | 0 | 9216.2164 | 0 | 42051.7717 | 109410.0838 | 74674.6304 | 333961.5414 | 961560.8286 | 3357904.6176 | 3357904.6176 | 1478867.319 | 2224882.9169 | 0 | 4653426.9876 | 11715081.8412 | 100000 | 0.00023367 | 19914712.3862 | 50135628.23 | 405988.3486 | 1022082.5949
1 | 1100 | 707 | 0.03 | 15 | 15 | 7 | 1.3335e-10 | 5spot_SharedNeighbor | Water | Porous | Wet | R245fa | MinimizeLCOE_Brownfield | IgnoreSilica | 2019 | 2.925 | 0.096481 | 0.00016561 | 4 | 7299802.2539 | 17959711.4544 | 148816.3427 | 366133.0103 | 46.3268 | 0 | 79.267 | 32532.0531 | 760.5639 | 55790.9152 | 64505.4062 | 0 | 13102.9947 | 0 | 65009.8539 | 169142.3045 | 115443.0983 | 516287.1898 | 961560.8286 | 3357904.6176 | 3357904.6176 | 1478867.319 | 2224882.9169 | 0 | 4835752.636 | 11897407.4896 | 133352.1432 | 0.00066245 | 7299802.2539 | 17959711.4544 | 148816.3427 | 366133.0103
1 | 1100 | 707 | 0.03 | 15 | 15 | 7 | 1.7783e-10 | 5spot_SharedNeighbor | Water | Porous | Wet | R245fa | MinimizeLCOE_Brownfield | IgnoreSilica | 2019 | 3.8996 | 0.1309 | 0.00028954 | 4 | 4279840.8106 | 10377242.9802 | 87250.3438 | 211554.1344 | 46.6465 | 0 | 81.7854 | 40494.2666 | 954.1068 | 71190.1399 | 78612.7092 | 0 | 14478.1571 | 0 | 80234.4581 | 208753.6015 | 142478.6225 | 637196.0618 | 961560.8286 | 3357904.6176 | 3357904.6176 | 1478867.319 | 2224882.9169 | 0 | 4956661.508 | 12018316.3616 | 177827.941 | 0.0011581 | 4279840.8106 | 10377242.9802 | 87250.3438 | 211554.1344
1 | 1100 | 707 | 0.03 | 15 | 15 | 7 | 2.3714e-10 | 5spot_SharedNeighbor | Water | Porous | Wet | R245fa | MinimizeLCOE_Brownfield | IgnoreSilica | 2019 | 5.0982 | 0.17325 | 0.00045399 | 4 | 2807469.6296 | 6696163.9093 | 57234.0658 | 136510.3585 | 46.8741 | 0 | 71.1261 | 49422.6201 | 1171.7439 | 89065.6524 | 95963.8051 | 0 | 15806.9726 | 0 | 98058.0097 | 255126.8268 | 174129.3016 | 778744.9323 | 961560.8286 | 3357904.6176 | 3357904.6176 | 1478867.319 | 2224882.9169 | 0 | 5098210.3786 | 12159865.2321 | 237137.3706 | 0.0018159 | 2807469.6296 | 6696163.9093 | 57234.0658 | 136510.3585
1 | 1100 | 707 | 0.03 | 15 | 15 | 7 | 3.1623e-10 | 5spot_SharedNeighbor | Water | Porous | Wet | R245fa | MinimizeLCOE_Brownfield | IgnoreSilica | 2019 | 6.5324 | 0.22393 | 0.00066547 | 4 | 1976113.0936 | 4628984.5727 | 40285.7383 | 94368.1117 | 47.0337 | 0 | 99.5209 | 59228.1554 | 1411.229 | 109339.1184 | 116721.3056 | 0 | 17031.3153 | 0 | 118455.1383 | 308195.9712 | 210350.0832 | 940732.3164 | 961560.8286 | 3357904.6176 | 3357904.6176 | 1478867.319 | 2224882.9169 | 0 | 5260197.7626 | 12321852.6162 | 316227.766 | 0.0026619 | 1976113.0936 | 4628984.5727 | 40285.7383 | 94368.1117
1 | 1100 | 707 | 0.03 | 15 | 15 | 7 | 4.217e-10 | 5spot_SharedNeighbor | Water | Porous | Wet | R245fa | MinimizeLCOE_Brownfield | IgnoreSilica | 2019 | 9.5 | 0.32913 | 0.00094796 | 4 | 1473138.0379 | 3335462.3044 | 30031.9115 | 67997.9106 | 47.2227 | 0 | 92.1998 | 77616.3551 | 1861.393 | 148765.9413 | 159766.3459 | 0 | 20885.6019 | 0 | 159469.2985 | 414906.403 | 283182.1455 | 1266453.4842 | 961560.8286 | 3357904.6176 | 3357904.6176 | 1478867.319 | 2224882.9169 | 0 | 5585918.9304 | 12647573.784 | 421696.5034 | 0.0037919 | 1473138.0379 | 3335462.3044 | 30031.9115 | 67997.9106
1 | 1100 | 707 | 0.03 | 15 | 15 | 7 | 5.6234e-10 | 5spot_SharedNeighbor | Water | Porous | Wet | R245fa | MinimizeLCOE_Brownfield | IgnoreSilica | 2019 | 10.6935 | 0.37143 | 0.0012857 | 4 | 1109390.2644 | 2482456.1533 | 22616.4211 | 50608.2265 | 47.2686 | 0 | 108.0113 | 84467.9491 | 2029.3571 | 163867.3358 | 177074.753 | 0 | 20089.3737 | 0 | 174536.2198 | 454107.4416 | 309937.6599 | 1386110.0899 | 961560.8286 | 3357904.6176 | 3357904.6176 | 1478867.319 | 2224882.9169 | 0 | 5705575.5361 | 12767230.3897 | 562341.3252 | 0.005143 | 1109390.2644 | 2482456.1533 | 22616.4211 | 50608.2265
1 | 1100 | 707 | 0.03 | 15 | 15 | 7 | 7.4989e-10 | 5spot_SharedNeighbor | Water | Porous | Wet | R245fa | MinimizeLCOE_Brownfield | IgnoreSilica | 2019 | 13.2151 | 0.46079 | 0.001697 | 4 | 878310.7574 | 1918647.8046 | 17905.5528 | 39114.2307 | 47.3379 | 0 | 81.8933 | 98196.1219 | 2366.172 | 194698.9357 | 213638.9044 | 0 | 21369.2583 | 0 | 206805.063 | 538064.3525 | 367239.9767 | 1642378.7846 | 961560.8286 | 3357904.6176 | 3357904.6176 | 1478867.319 | 2224882.9169 | 0 | 5961844.2308 | 13023499.0844 | 749894.2093 | 0.0067879 | 878310.7574 | 1918647.8046 | 17905.5528 | 39114.2307
1 | 1100 | 707 | 0.03 | 15 | 15 | 7 | 1e-09 | 5spot_SharedNeighbor | Water | Porous | Wet | R245fa | MinimizeLCOE_Brownfield | IgnoreSilica | 2019 | 15.9212 | 0.5567 | 0.0021679 | 4 | 718300.1272 | 1532625.0401 | 14643.5197 | 31244.6345 | 47.3881 | 0 | 106.5608 | 112042.9518 | 2706.1964 | 226483.2707 | 252880.9525 | 0 | 22394.9461 | 0 | 240438.2438 | 625570.9898 | 426965.0547 | 1909482.606 | 961560.8286 | 3357904.6176 | 3357904.6176 | 1478867.319 | 2224882.9169 | 0 | 6228948.0522 | 13290602.9058 | 1000000 | 0.0086718 | 718300.1272 | 1532625.0401 | 14643.5197 | 31244.6345
1 | 1100 | 707 | 0.03 | 15 | 15 | 7 | 1.3335e-09 | 5spot_SharedNeighbor | Water | Porous | Wet | R245fa | MinimizeLCOE_Brownfield | IgnoreSilica | 2019 | 18.6667 | 0.65402 | 0.0026785 | 4 | 606056.3985 | 1265170.8139 | 12355.2794 | 25792.2183 | 47.4244 | 0 | 85.1646 | 125360.2252 | 3033.4278 | 257627.7037 | 292695.6862 | 0 | 23109.1242 | 0 | 273712.2052 | 712143.0118 | 486052.2386 | 2173733.6227 | 961560.8286 | 3357904.6176 | 3357904.6176 | 1478867.319 | 2224882.9169 | 0 | 6493199.0689 | 13554853.9225 | 1333521.4322 | 0.010714 | 606056.3985 | 1265170.8139 | 12355.2794 | 25792.2183
1 | 1100 | 707 | 0.03 | 15 | 15 | 7 | 1.7783e-09 | 5spot_SharedNeighbor | Water | Porous | Wet | R245fa | MinimizeLCOE_Brownfield | IgnoreSilica | 2019 | 19.605 | 0.68728 | 0.0032115 | 4 | 511602.2621 | 1061313.0051 | 10429.7041 | 21636.3011 | 47.4345 | 0 | 294.0006 | 129769.714 | 3141.8141 | 268054.1493 | 306303.4191 | 0 | 20034.268 | 0 | 283648.3122 | 737994.7241 | 503696.5634 | 2252642.9643 | 961560.8286 | 3357904.6176 | 3357904.6176 | 1478867.319 | 2224882.9169 | 0 | 6572108.4106 | 13633763.2641 | 1778279.41 | 0.012846 | 511602.2621 | 1061313.0051 | 10429.7041 | 21636.3011
1 | 1100 | 707 | 0.03 | 15 | 15 | 7 | 2.3714e-09 | 5spot_SharedNeighbor | Water | Porous | Wet | R245fa | MinimizeLCOE_Brownfield | IgnoreSilica | 2019 | 23.9728 | 0.84211 | 0.0038499 | 4 | 453666.5579 | 912230.1602 | 9248.6064 | 18597.0457 | 47.4714 | 0 | 82.4344 | 149504.1131 | 3627.0627 | 315353.2127 | 369649.3164 | 0 | 22879.8469 | 0 | 335795.2852 | 873670.451 | 596298.035 | 2666777.323 | 961560.8286 | 3357904.6176 | 3357904.6176 | 1478867.319 | 2224882.9169 | 0 | 6986242.7692 | 14047897.6228 | 2371373.7057 | 0.0154 | 453666.5579 | 912230.1602 | 9248.6064 | 18597.0457
1 | 1100 | 707 | 0.03 | 15 | 15 | 7 | 3.1623e-09 | 5spot_SharedNeighbor | Water | Porous | Wet | R245fa | MinimizeLCOE_Brownfield | IgnoreSilica | 2019 | 26.0332 | 0.91516 | 0.0043233 | 4 | 414816.0788 | 823162.7495 | 8456.5868 | 16781.2861 | 47.4846 | 0 | 110.4692 | 158424.0122 | 3846.4679 | 337049.2969 | 399533.6121 | 0 | 22629.6683 | 0 | 359378.3924 | 935028.8583 | 638176.4087 | 2854066.7167 | 961560.8286 | 3357904.6176 | 3357904.6176 | 1478867.319 | 2224882.9169 | 0 | 7173532.163 | 14235187.0165 | 3162277.6602 | 0.017293 | 414816.0788 | 823162.7495 | 8456.5868 | 16781.2861
1 | 1100 | 707 | 0.03 | 15 | 15 | 7 | 4.217e-09 | 5spot_SharedNeighbor | Water | Porous | Wet | R245fa | MinimizeLCOE_Brownfield | IgnoreSilica | 2019 | 27.7434 | 0.97579 | 0.0047367 | 4 | 386716.1895 | 759423.3843 | 7883.7326 | 15481.8729 | 47.4942 | 0 | 115.6051 | 165664.3988 | 4024.5879 | 354794.8682 | 424337.6387 | 0 | 22237.7584 | 0 | 378713.1083 | 985333.8231 | 672510.5808 | 3007616.7644 | 961560.8286 | 3357904.6176 | 3357904.6176 | 1478867.319 | 2224882.9169 | 0 | 7327082.2106 | 14388737.0642 | 4216965.0343 | 0.018947 | 386716.1895 | 759423.3843 | 7883.7326 | 15481.8729
1 | 1100 | 707 | 0.03 | 15 | 15 | 7 | 5.6234e-09 | 5spot_SharedNeighbor | Water | Porous | Wet | R245fa | MinimizeLCOE_Brownfield | IgnoreSilica | 2019 | 29.1271 | 1.0249 | 0.0050852 | 4 | 366263.1621 | 713429.0878 | 7466.77 | 14544.2169 | 47.5012 | 0 | 92.3045 | 171423.9235 | 4166.2918 | 368993.5025 | 444408.9649 | 0 | 21787.8663 | 0 | 394204.4141 | 1025639.023 | 700019.708 | 3130643.6939 | 961560.8286 | 3357904.6176 | 3357904.6176 | 1478867.319 | 2224882.9169 | 0 | 7450109.1402 | 14511763.9938 | 5623413.2519 | 0.020341 | 366263.1621 | 713429.0878 | 7466.77 | 14544.2169
1 | 1100 | 707 | 0.03 | 15 | 15 | 7 | 7.4989e-09 | 5spot_SharedNeighbor | Water | Porous | Wet | R245fa | MinimizeLCOE_Brownfield | IgnoreSilica | 2019 | 30.2138 | 1.0634 | 0.0053701 | 4 | 351290.1146 | 680036.9638 | 7161.5241 | 13863.4733 | 47.5062 | 0 | 102.4161 | 175888.6305 | 4276.1463 | 380048.7932 | 460171.2727 | 0 | 21322.1004 | 0 | 406265.7078 | 1057020.0352 | 721437.8936 | 3226430.5798 | 961560.8286 | 3357904.6176 | 3357904.6176 | 1478867.319 | 2224882.9169 | 0 | 7545896.0261 | 14607550.8796 | 7498942.0933 | 0.021481 | 351290.1146 | 680036.9638 | 7161.5241 | 13863.4733
1 | 1100 | 707 | 0.03 | 15 | 15 | 7 | 1e-08 | 5spot_SharedNeighbor | Water | Porous | Wet | R245fa | MinimizeLCOE_Brownfield | IgnoreSilica | 2019 | 31.0808 | 1.0941 | 0.0055999 | 4 | 340273.8326 | 655534.419 | 6936.9423 | 13363.9558 | 47.51 | 0 | 98.131 | 179415.9119 | 4362.9397 | 388812.2096 | 472747.6355 | 0 | 20919.3782 | 0 | 415840.6492 | 1081932.0687 | 738440.8683 | 3302471.6612 | 961560.8286 | 3357904.6176 | 3357904.6176 | 1478867.319 | 2224882.9169 | 0 | 7621937.1074 | 14683591.961 | 10000000 | 0.022399 | 340273.8326 | 655534.419 | 6936.9423 | 13363.9558
1 | 1200 | 707 | 0.03 | 15 | 15 | 7 | 1e-13 | 5spot_SharedNeighbor | Water | Porous | Wet | R245fa | MinimizeLCOE_Brownfield | IgnoreSilica | 2019 | 0 | 0 | 0 | 0 |  |  |  |  | 15 |  | 15.1588 | [19 empty] | 100 | 0
1 | 1200 | 707 | 0.03 | 15 | 15 | 7 | 1.3335e-13 | 5spot_SharedNeighbor | Water | Porous | Wet | R245fa | MinimizeLCOE_Brownfield | IgnoreSilica | 2019 | 0 | 0 | 0 | 0 |  |  |  |  | 15 |  | 18.2451 | [19 empty] | 133.3521 | 0
1 | 1200 | 707 | 0.03 | 15 | 15 | 7 | 1.7783e-13 | 5spot_SharedNeighbor | Water | Porous | Wet | R245fa | MinimizeLCOE_Brownfield | IgnoreSilica | 2019 | 0 | 0 | 0 | 0 |  |  |  |  | 15 |  | 21.2134 | [19 empty] | 177.8279 | 0
1 | 1200 | 707 | 0.03 | 15 | 15 | 7 | 2.3714e-13 | 5spot_SharedNeighbor | Water | Porous | Wet | R245fa | MinimizeLCOE_Brownfield | IgnoreSilica | 2019 | 0 | 0 | 0 | 0 |  |  |  |  | 15 |  | 23.7459 | [19 empty] | 237.1374 | 0
1 | 1200 | 707 | 0.03 | 15 | 15 | 7 | 3.1623e-13 | 5spot_SharedNeighbor | Water | Porous | Wet | R245fa | MinimizeLCOE_Brownfield | IgnoreSilica | 2019 | 0 | 0 | 0 | 0 |  |  |  |  | 15 |  | 22.7725 | [19 empty] | 316.2278 | 0
1 | 1200 | 707 | 0.03 | 15 | 15 | 7 | 4.217e-13 | 5spot_SharedNeighbor | Water | Porous | Wet | R245fa | MinimizeLCOE_Brownfield | IgnoreSilica | 2019 | 0 | 0 | 0 | 0 |  |  |  |  | 15 |  | 22.6473 | [19 empty] | 421.6965 | 0
1 | 1200 | 707 | 0.03 | 15 | 15 | 7 | 5.6234e-13 | 5spot_SharedNeighbor | Water | Porous | Wet | R245fa | MinimizeLCOE_Brownfield | IgnoreSilica | 2019 | 0 | 0 | 0 | 0 |  |  |  |  | 15 |  | 23.454 | [19 empty] | 562.3413 | 0
1 | 1200 | 707 | 0.03 | 15 | 15 | 7 | 7.4989e-13 | 5spot_SharedNeighbor | Water | Porous | Wet | R245fa | MinimizeLCOE_Brownfield | IgnoreSilica | 2019 | 0 | 0 | 0 | 0 |  |  |  |  | 15 |  | 91.2321 | [19 empty] | 749.8942 | 0
1 | 1200 | 707 | 0.03 | 15 | 15 | 7 | 1e-12 | 5spot_SharedNeighbor | Water | Porous | Wet | R245fa | MinimizeLCOE_Brownfield | IgnoreSilica | 2019 | 0 | 0 | 0 | 0 |  |  |  |  | 15 |  | 26.7493 | [19 empty] | 1000 | 0
1 | 1200 | 707 | 0.03 | 15 | 15 | 7 | 1.3335e-12 | 5spot_SharedNeighbor | Water | Porous | Wet | R245fa | MinimizeLCOE_Brownfield | IgnoreSilica | 2019 | 0 | 0 | 0 | 0 |  |  |  |  | 15 |  | 26.7758 | [19 empty] | 1333.5214 | 0
1 | 1200 | 707 | 0.03 | 15 | 15 | 7 | 1.7783e-12 | 5spot_SharedNeighbor | Water | Porous | Wet | R245fa | MinimizeLCOE_Brownfield | IgnoreSilica | 2019 | 0 | 0 | 0 | 0 |  |  |  |  | 15 |  | 28.6805 | [19 empty] | 1778.2794 | 0
1 | 1200 | 707 | 0.03 | 15 | 15 | 7 | 2.3714e-12 | 5spot_SharedNeighbor | Water | Porous | Wet | R245fa | MinimizeLCOE_Brownfield | IgnoreSilica | 2019 | 0 | 0 | 0 | 0 |  |  |  |  | 15 |  | 31.5257 | [19 empty] | 2371.3737 | 0
1 | 1200 | 707 | 0.03 | 15 | 15 | 7 | 3.1623e-12 | 5spot_SharedNeighbor | Water | Porous | Wet | R245fa | MinimizeLCOE_Brownfield | IgnoreSilica | 2019 | 0 | 0 | 0 | 0 |  |  |  |  | 15 |  | 36.7591 | [19 empty] | 3162.2777 | 0
1 | 1200 | 707 | 0.03 | 15 | 15 | 7 | 4.217e-12 | 5spot_SharedNeighbor | Water | Porous | Wet | R245fa | MinimizeLCOE_Brownfield | IgnoreSilica | 2019 | 0 | 0 | 0 | 0 |  |  |  |  | 15 |  | 39.2462 | [19 empty] | 4216.965 | 0
1 | 1200 | 707 | 0.03 | 15 | 15 | 7 | 5.6234e-12 | 5spot_SharedNeighbor | Water | Porous | Wet | R245fa | MinimizeLCOE_Brownfield | IgnoreSilica | 2019 | 0 | 0 | 0 | 0 |  |  |  |  | 15 |  | 38.5768 | [19 empty] | 5623.4133 | 0
1 | 1200 | 707 | 0.03 | 15 | 15 | 7 | 7.4989e-12 | 5spot_SharedNeighbor | Water | Porous | Wet | R245fa | MinimizeLCOE_Brownfield | IgnoreSilica | 2019 | 0 | 0 | 0 | 0 |  |  |  |  | 15 |  | 37.6645 | [19 empty] | 7498.9421 | 0
1 | 1200 | 707 | 0.03 | 15 | 15 | 7 | 1e-11 | 5spot_SharedNeighbor | Water | Porous | Wet | R245fa | MinimizeLCOE_Brownfield | IgnoreSilica | 2019 | 0 | 0 | 0 | 0 |  |  |  |  | 15 |  | 103.9918 | [19 empty] | 10000 | 0
1 | 1200 | 707 | 0.03 | 15 | 15 | 7 | 1.3335e-11 | 5spot_SharedNeighbor | Water | Porous | Wet | R245fa | MinimizeLCOE_Brownfield | IgnoreSilica | 2019 | 0 | 0 | 0 | 0 |  |  |  |  | 15 |  | 35.6741 | [19 empty] | 13335.2143 | 0
1 | 1200 | 707 | 0.03 | 15 | 15 | 7 | 1.7783e-11 | 5spot_SharedNeighbor | Water | Porous | Wet | R245fa | MinimizeLCOE_Brownfield | IgnoreSilica | 2019 | 0 | 0 | 0 | 0 |  |  |  |  | 15 |  | 34.9805 | [19 empty] | 17782.7941 | 0
1 | 1200 | 707 | 0.03 | 15 | 15 | 7 | 2.3714e-11 | 5spot_SharedNeighbor | Water | Porous | Wet | R245fa | MinimizeLCOE_Brownfield | IgnoreSilica | 2019 | 0 | 0 | 0 | 0 |  |  |  |  | 15 |  | 34.5408 | [19 empty] | 23713.7371 | 0
1 | 1200 | 707 | 0.03 | 15 | 15 | 7 | 3.1623e-11 | 5spot_SharedNeighbor | Water | Porous | Wet | R245fa | MinimizeLCOE_Brownfield | IgnoreSilica | 2019 | 1.6 | 0.05727 | 2.24e-05 | 4 | 55492871.8828 | 138534133.9623 | 1131297.253 | 2824205.7021 | 47.8137 | 0 | 37.6152 | 23871.9228 | 559.6802 | 36702.3264 | 47430.4892 | 0 | 14801.4302 | 0 | 48112.681 | 125179.3266 | 85437.4626 | 382095.3188 | 961560.8286 | 3628490.1274 | 3628490.1274 | 1478867.319 | 2333117.1208 | 0 | 4972146.2749 | 12412620.8421 | 31622.7766 | 8.96e-05 | 55492871.8828 | 138534133.9623 | 1131297.253 | 2824205.7021
1 | 1200 | 707 | 0.03 | 15 | 15 | 7 | 4.217e-11 | 5spot_SharedNeighbor | Water | Porous | Wet | R245fa | MinimizeLCOE_Brownfield | IgnoreSilica | 2019 | 1.6 | 0.05727 | 0.00013028 | 4 | 9530430.9856 | 23807872.7945 | 194290.7265 | 485355.6894 | 47.8138 | 0 | 37.0465 | 23872.0176 | 559.6827 | 36702.42 | 47430.5396 | 0 | 13023.7528 | 0 | 47419.481 | 123375.7624 | 84206.4929 | 376590.149 | 961560.8286 | 3628490.1274 | 3628490.1274 | 1478867.319 | 2333117.1208 | 0 | 4966641.105 | 12407115.6723 | 42169.6503 | 0.00052113 | 9530430.9856 | 23807872.7945 | 194290.7265 | 485355.6894
1 | 1200 | 707 | 0.03 | 15 | 15 | 7 | 5.6234e-11 | 5spot_SharedNeighbor | Water | Porous | Wet | R245fa | MinimizeLCOE_Brownfield | IgnoreSilica | 2019 | 1.6 | 0.05727 | 0.00021119 | 4 | 5873347.4949 | 14681202.9158 | 119736.133 | 299296.1792 | 47.8138 | 0 | 37.1289 | 23872.0888 | 559.6846 | 36702.4902 | 47430.5775 | 0 | 11375.3366 | 0 | 46776.6693 | 121703.2982 | 83065.0018 | 371485.1469 | 961560.8286 | 3628490.1274 | 3628490.1274 | 1478867.319 | 2333117.1208 | 0 | 4961536.1029 | 12402010.6702 | 56234.1325 | 0.00084475 | 5873347.4949 | 14681202.9158 | 119736.133 | 299296.1792
1 | 1200 | 707 | 0.03 | 15 | 15 | 7 | 7.4989e-11 | 5spot_SharedNeighbor | Water | Porous | Wet | R245fa | MinimizeLCOE_Brownfield | IgnoreSilica | 2019 | 3.2151 | 0.12332 | 0.00046735 | 4 | 2789071.9572 | 6769172.5237 | 56859.0043 | 137998.7379 | 49.1643 | 0 | 77.7991 | 41900.8944 | 1006.7856 | 67699.0597 | 73186.5527 | 0 | 17640.7829 | 0 | 78559.2894 | 204395.1562 | 139503.894 | 623892.4148 | 961560.8286 | 3628490.1274 | 3628490.1274 | 1478867.319 | 2333117.1208 | 0 | 5213943.3709 | 12654417.9381 | 74989.4209 | 0.0018694 | 2789071.9572 | 6769172.5237 | 56859.0043 | 137998.7379
1 | 1200 | 707 | 0.03 | 15 | 15 | 7 | 1e-10 | 5spot_SharedNeighbor | Water | Porous | Wet | R245fa | MinimizeLCOE_Brownfield | IgnoreSilica | 2019 | 4.2675 | 0.16657 | 0.00072532 | 4 | 1847819.3455 | 4412351.5519 | 37670.2967 | 89951.7545 | 49.5056 | 0 | 95.3096 | 51959.7335 | 1257.5643 | 86079.3559 | 90010.5706 | 0 | 19631.1735 | 0 | 97085.9752 | 252597.7923 | 172403.1836 | 771025.3489 | 961560.8286 | 3628490.1274 | 3628490.1274 | 1478867.319 | 2333117.1208 | 0 | 5361076.3049 | 12801550.8722 | 100000 | 0.0029013 | 1847819.3455 | 4412351.5519 | 37670.2967 | 89951.7545
1 | 1200 | 707 | 0.03 | 15 | 15 | 7 | 1.3335e-10 | 5spot_SharedNeighbor | Water | Porous | Wet | R245fa | MinimizeLCOE_Brownfield | IgnoreSilica | 2019 | 5.5728 | 0.22025 | 0.0010668 | 4 | 1297101.7632 | 3040822.3403 | 26443.1739 | 61991.2764 | 49.7511 | 0 | 145.7822 | 63349.8891 | 1542.1792 | 107605.8101 | 110877.9662 | 0 | 21635.1175 | 0 | 118954.2753 | 309494.6233 | 211236.4399 | 944696.3007 | 961560.8286 | 3628490.1274 | 3628490.1274 | 1478867.319 | 2333117.1208 | 0 | 5534747.2567 | 12975221.824 | 133352.1432 | 0.004267 | 1297101.7632 | 3040822.3403 | 26443.1739 | 61991.2764
1 | 1200 | 707 | 0.03 | 15 | 15 | 7 | 1.7783e-10 | 5spot_SharedNeighbor | Water | Porous | Wet | R245fa | MinimizeLCOE_Brownfield | IgnoreSilica | 2019 | 7.1392 | 0.28455 | 0.0015057 | 4 | 951953.684 | 2187303.9069 | 19406.8635 | 44591.1487 | 49.9195 | 0 | 95.3419 | 75881.5665 | 1855.7518 | 132056.703 | 135888.1404 | 0 | 23527.3191 | 0 | 143991.6975 | 374636.8602 | 255697.3551 | 1143535.3936 | 961560.8286 | 3628490.1274 | 3628490.1274 | 1478867.319 | 2333117.1208 | 0 | 5733586.3497 | 13174060.9169 | 177827.941 | 0.006023 | 951953.684 | 2187303.9069 | 19406.8635 | 44591.1487
1 | 1200 | 707 | 0.03 | 15 | 15 | 7 | 2.3714e-10 | 5spot_SharedNeighbor | Water | Porous | Wet | R245fa | MinimizeLCOE_Brownfield | IgnoreSilica | 2019 | 9.4755 | 0.38076 | 0.0021049 | 4 | 715117.5047 | 1598817.1611 | 14578.6376 | 32594.0504 | 50.0889 | 0 | 101.4768 | 93153.5639 | 2288.9882 | 166680.5333 | 173265.6623 | 0 | 26638.2072 | 0 | 180190.5124 | 468818.7511 | 319978.4309 | 1431014.6493 | 961560.8286 | 3628490.1274 | 3628490.1274 | 1478867.319 | 2333117.1208 | 0 | 6021065.6053 | 13461540.1726 | 237137.3706 | 0.0084197 | 715117.5047 | 1598817.1611 | 14578.6376 | 32594.0504
1 | 1200 | 707 | 0.03 | 15 | 15 | 7 | 3.1623e-10 | 5spot_SharedNeighbor | Water | Porous | Wet | R245fa | MinimizeLCOE_Brownfield | IgnoreSilica | 2019 | 11.9117 | 0.48088 | 0.00284 | 4 | 555174.3681 | 1210150.9837 | 11317.9804 | 24670.5647 | 50.1888 | 0 | 96.1361 | 109721.0614 | 2704.9438 | 200885.4708 | 212185.69 | 0 | 28761.3518 | 0 | 216160.8219 | 562406.1179 | 383853.7318 | 1716679.1894 | 961560.8286 | 3628490.1274 | 3628490.1274 | 1478867.319 | 2333117.1208 | 0 | 6306730.1454 | 13747204.7127 | 316227.766 | 0.01136 | 555174.3681 | 1210150.9837 | 11317.9804 | 24670.5647
1 | 1200 | 707 | 0.03 | 15 | 15 | 7 | 4.217e-10 | 5spot_SharedNeighbor | Water | Porous | Wet | R245fa | MinimizeLCOE_Brownfield | IgnoreSilica | 2019 | 14.854 | 0.6018 | 0.0037465 | 4 | 443126.1792 | 939615.0878 | 9033.7265 | 19155.3245 | 50.2657 | 0 | 112.1009 | 128367.965 | 3173.4691 | 240351.1606 | 259189.9601 | 0 | 31026.5738 | 0 | 258222.5602 | 671842.1329 | 458546.0607 | 2050719.8824 | 961560.8286 | 3628490.1274 | 3628490.1274 | 1478867.319 | 2333117.1208 | 0 | 6640770.8385 | 14081245.4057 | 421696.5034 | 0.014986 | 443126.1792 | 939615.0878 | 9033.7265 | 19155.3245
1 | 1200 | 707 | 0.03 | 15 | 15 | 7 | 5.6234e-10 | 5spot_SharedNeighbor | Water | Porous | Wet | R245fa | MinimizeLCOE_Brownfield | IgnoreSilica | 2019 | 18.1649 | 0.73788 | 0.0048192 | 4 | 363399.5553 | 749377.0636 | 7408.3915 | 15277.065 | 50.3228 | 0 | 117.7641 | 148024.1381 | 3667.6429 | 282910.613 | 312086.2794 | 0 | 33095.4632 | 0 | 304115.8133 | 791246.9634 | 540042.311 | 2415189.2244 | 961560.8286 | 3628490.1274 | 3628490.1274 | 1478867.319 | 2333117.1208 | 0 | 7005240.1804 | 14445714.7477 | 562341.3252 | 0.019277 | 363399.5553 | 749377.0636 | 7408.3915 | 15277.065
1 | 1200 | 707 | 0.03 | 15 | 15 | 7 | 7.4989e-10 | 5spot_SharedNeighbor | Water | Porous | Wet | R245fa | MinimizeLCOE_Brownfield | IgnoreSilica | 2019 | 21.6681 | 0.88188 | 0.0060257 | 4 | 306202.104 | 614899.4673 | 6242.3441 | 12535.5574 | 50.3645 | 0 | 96.4211 | 167649.8942 | 4161.247 | 326264.0017 | 368057.2622 | 0 | 34756.3187 | 0 | 351346.6023 | 914131.7882 | 623913.729 | 2790280.8434 | 961560.8286 | 3628490.1274 | 3628490.1274 | 1478867.319 | 2333117.1208 | 0 | 7380331.7994 | 14820806.3667 | 749894.2093 | 0.024103 | 306202.104 | 614899.4673 | 6242.3441 | 12535.5574
1 | 1200 | 707 | 0.03 | 15 | 15 | 7 | 1e-09 | 5spot_SharedNeighbor | Water | Porous | Wet | R245fa | MinimizeLCOE_Brownfield | IgnoreSilica | 2019 | 25.1512 | 1.0251 | 0.0073067 | 4 | 264975.7313 | 519553.4791 | 5401.8887 | 10591.8004 | 50.3948 | 0 | 108.8173 | 186217.5426 | 4628.3534 | 367984.5411 | 423710.1169 | 0 | 35885.1401 | 0 | 397186.0207 | 1033396.5518 | 705314.3808 | 3154322.6475 | 961560.8286 | 3628490.1274 | 3628490.1274 | 1478867.319 | 2333117.1208 | 0 | 7744373.6035 | 15184848.1708 | 1000000 | 0.029227 | 264975.7313 | 519553.4791 | 5401.8887 | 10591.8004
1 | 1200 | 707 | 0.03 | 15 | 15 | 7 | 1.3335e-09 | 5spot_SharedNeighbor | Water | Porous | Wet | R245fa | MinimizeLCOE_Brownfield | IgnoreSilica | 2019 | 28.4085 | 1.159 | 0.0085873 | 4 | 235167.7273 | 451779.6065 | 4794.2122 | 9210.1384 | 50.4166 | 0 | 125.9378 | 202881.3409 | 5047.6228 | 405955.8666 | 475756.7869 | 0 | 36454.3228 | 0 | 439177.4166 | 1142649.5504 | 779881.7972 | 3487804.7043 | 961560.8286 | 3628490.1274 | 3628490.1274 | 1478867.319 | 2333117.1208 | 0 | 8077855.6604 | 15518330.2276 | 1333521.4322 | 0.034349 | 235167.7273 | 451779.6065 | 4794.2122 | 9210.1384
1 | 1200 | 707 | 0.03 | 15 | 15 | 7 | 1.7783e-09 | 5spot_SharedNeighbor | Water | Porous | Wet | R245fa | MinimizeLCOE_Brownfield | IgnoreSilica | 2019 | 31.3197 | 1.2787 | 0.0097997 | 4 | 213550.0796 | 403363.6783 | 4353.5072 | 8223.1142 | 50.4324 | 0 | 132.3407 | 217288.9767 | 5410.151 | 439157.8598 | 522278.0206 | 0 | 36580.769 | 0 | 476079.1531 | 1238660.299 | 845411.106 | 3780866.3352 | 961560.8286 | 3628490.1274 | 3628490.1274 | 1478867.319 | 2333117.1208 | 0 | 8370917.2912 | 15811391.8585 | 1778279.41 | 0.039199 | 213550.0796 | 403363.6783 | 4353.5072 | 8223.1142
1 | 1200 | 707 | 0.03 | 15 | 15 | 7 | 2.3714e-09 | 5spot_SharedNeighbor | Water | Porous | Wet | R245fa | MinimizeLCOE_Brownfield | IgnoreSilica | 2019 | 33.8166 | 1.3814 | 0.010892 | 4 | 197816.4502 | 368588.1395 | 4032.7559 | 7514.1678 | 50.4439 | 0 | 113.5139 | 229324.7255 | 5713.0052 | 467141.5753 | 562178.4705 | 0 | 36393.3961 | 0 | 507292.9574 | 1319872.2149 | 900839.9074 | 4028756.2523 | 961560.8286 | 3628490.1274 | 3628490.1274 | 1478867.319 | 2333117.1208 | 0 | 8618807.2084 | 16059281.7756 | 2371373.7057 | 0.04357 | 197816.4502 | 368588.1395 | 4032.7559 | 7514.1678
1 | 1200 | 707 | 0.03 | 15 | 15 | 7 | 3.1623e-09 | 5spot_SharedNeighbor | Water | Porous | Wet | R245fa | MinimizeLCOE_Brownfield | IgnoreSilica | 2019 | 35.8675 | 1.4657 | 0.011835 | 4 | 186318.9788 | 343495.0455 | 3798.3644 | 7002.6111 | 50.4523 | 0 | 124.4536 | 239011.0275 | 5956.7411 | 489818.3727 | 594954.4628 | 0 | 35986.9208 | 0 | 532633.7347 | 1385803.7196 | 945839.514 | 4230004.4933 | 961560.8286 | 3628490.1274 | 3628490.1274 | 1478867.319 | 2333117.1208 | 0 | 8820055.4494 | 16260530.0166 | 3162277.6602 | 0.047338 | 186318.9788 | 343495.0455 | 3798.3644 | 7002.6111
1 | 1200 | 707 | 0.03 | 15 | 15 | 7 | 4.217e-09 | 5spot_SharedNeighbor | Water | Porous | Wet | R245fa | MinimizeLCOE_Brownfield | IgnoreSilica | 2019 | 37.507 | 1.5331 | 0.01262 | 4 | 177881.896 | 325277.6236 | 3626.3631 | 6631.2243 | 50.4583 | 0 | 113.9135 | 246634.565 | 6148.5699 | 507759.9407 | 621157.0829 | 0 | 35475.5683 | 0 | 552698.5335 | 1438008.21 | 981470.1514 | 4389352.6217 | 961560.8286 | 3628490.1274 | 3628490.1274 | 1478867.319 | 2333117.1208 | 0 | 8979403.5777 | 16419878.145 | 4216965.0343 | 0.05048 | 177881.896 | 325277.6236 | 3626.3631 | 6631.2243
1 | 1200 | 707 | 0.03 | 15 | 15 | 7 | 5.6234e-09 | 5spot_SharedNeighbor | Water | Porous | Wet | R245fa | MinimizeLCOE_Brownfield | IgnoreSilica | 2019 | 38.7982 | 1.5862 | 0.013258 | 4 | 171665.8984 | 311964.9173 | 3499.6415 | 6359.8268 | 50.4628 | 0 | 97.5374 | 252567.5108 | 6297.8566 | 521778.4419 | 641792.2334 | 0 | 34952.723 | 0 | 568381.6186 | 1478812.3806 | 1009319.8363 | 4513902.6012 | 961560.8286 | 3628490.1274 | 3628490.1274 | 1478867.319 | 2333117.1208 | 0 | 9103953.5572 | 16544428.1245 | 5623413.2519 | 0.053033 | 171665.8984 | 311964.9173 | 3499.6415 | 6359.8268
1 | 1200 | 707 | 0.03 | 15 | 15 | 7 | 7.4989e-09 | 5spot_SharedNeighbor | Water | Porous | Wet | R245fa | MinimizeLCOE_Brownfield | IgnoreSilica | 2019 | 38.8178 | 1.587 | 0.013836 | 4 | 164333.1879 | 298769.9133 | 3350.1543 | 6090.8288 | 50.4628 | 0 | 115.1579 | 252657.2277 | 6300.1141 | 521990.7777 | 642105.8563 | 0 | 31479.7374 | 0 | 567268.1481 | 1475915.3587 | 1007342.5594 | 4505059.7794 | 961560.8286 | 3628490.1274 | 3628490.1274 | 1478867.319 | 2333117.1208 | 0 | 9095110.7354 | 16535585.3027 | 7498942.0933 | 0.055346 | 164333.1879 | 298769.9133 | 3350.1543 | 6090.8288
1 | 1200 | 707 | 0.03 | 15 | 15 | 7 | 1e-08 | 5spot_SharedNeighbor | Water | Porous | Wet | R245fa | MinimizeLCOE_Brownfield | IgnoreSilica | 2019 | 40.7861 | 1.668 | 0.014438 | 4 | 160877.4887 | 289711.4714 | 3279.7052 | 5906.1602 | 50.4691 | 0 | 94.3233 | 261587.0336 | 6524.8031 | 543180.8816 | 673563.6066 | 0 | 32944.3825 | 0 | 591942.2759 | 1540112.3777 | 1051158.344 | 4701013.7049 | 961560.8286 | 3628490.1274 | 3628490.1274 | 1478867.319 | 2333117.1208 | 0 | 9291064.661 | 16731539.2282 | 10000000 | 0.057752 | 160877.4887 | 289711.4714 | 3279.7052 | 5906.1602
1 | 1300 | 707 | 0.03 | 15 | 15 | 7 | 1e-13 | 5spot_SharedNeighbor | Water | Porous | Wet | R245fa | MinimizeLCOE_Brownfield | IgnoreSilica | 2019 | 0 | 0 | 0 | 0 |  |  |  |  | 15 |  | 15.1023 | [19 empty] | 100 | 0
1 | 1300 | 707 | 0.03 | 15 | 15 | 7 | 1.3335e-13 | 5spot_SharedNeighbor | Water | Porous | Wet | R245fa | MinimizeLCOE_Brownfield | IgnoreSilica | 2019 | 0 | 0 | 0 | 0 |  |  |  |  | 15 |  | 19.6956 | [19 empty] | 133.3521 | 0
1 | 1300 | 707 | 0.03 | 15 | 15 | 7 | 1.7783e-13 | 5spot_SharedNeighbor | Water | Porous | Wet | R245fa | MinimizeLCOE_Brownfield | IgnoreSilica | 2019 | 0 | 0 | 0 | 0 |  |  |  |  | 15 |  | 88.9119 | [19 empty] | 177.8279 | 0
1 | 1300 | 707 | 0.03 | 15 | 15 | 7 | 2.3714e-13 | 5spot_SharedNeighbor | Water | Porous | Wet | R245fa | MinimizeLCOE_Brownfield | IgnoreSilica | 2019 | 0 | 0 | 0 | 0 |  |  |  |  | 15 |  | 23.5213 | [19 empty] | 237.1374 | 0
1 | 1300 | 707 | 0.03 | 15 | 15 | 7 | 3.1623e-13 | 5spot_SharedNeighbor | Water | Porous | Wet | R245fa | MinimizeLCOE_Brownfield | IgnoreSilica | 2019 | 0 | 0 | 0 | 0 |  |  |  |  | 15 |  | 23.0034 | [19 empty] | 316.2278 | 0
1 | 1300 | 707 | 0.03 | 15 | 15 | 7 | 4.217e-13 | 5spot_SharedNeighbor | Water | Porous | Wet | R245fa | MinimizeLCOE_Brownfield | IgnoreSilica | 2019 | 0 | 0 | 0 | 0 |  |  |  |  | 15 |  | 22.8065 | [19 empty] | 421.6965 | 0
1 | 1300 | 707 | 0.03 | 15 | 15 | 7 | 5.6234e-13 | 5spot_SharedNeighbor | Water | Porous | Wet | R245fa | MinimizeLCOE_Brownfield | IgnoreSilica | 2019 | 0 | 0 | 0 | 0 |  |  |  |  | 15 |  | 24.1193 | [19 empty] | 562.3413 | 0
1 | 1300 | 707 | 0.03 | 15 | 15 | 7 | 7.4989e-13 | 5spot_SharedNeighbor | Water | Porous | Wet | R245fa | MinimizeLCOE_Brownfield | IgnoreSilica | 2019 | 0 | 0 | 0 | 0 |  |  |  |  | 15 |  | 25.5698 | [19 empty] | 749.8942 | 0
1 | 1300 | 707 | 0.03 | 15 | 15 | 7 | 1e-12 | 5spot_SharedNeighbor | Water | Porous | Wet | R245fa | MinimizeLCOE_Brownfield | IgnoreSilica | 2019 | 0 | 0 | 0 | 0 |  |  |  |  | 15 |  | 24.4682 | [19 empty] | 1000 | 0
1 | 1300 | 707 | 0.03 | 15 | 15 | 7 | 1.3335e-12 | 5spot_SharedNeighbor | Water | Porous | Wet | R245fa | MinimizeLCOE_Brownfield | IgnoreSilica | 2019 | 0 | 0 | 0 | 0 |  |  |  |  | 15 |  | 26.5004 | [19 empty] | 1333.5214 | 0
1 | 1300 | 707 | 0.03 | 15 | 15 | 7 | 1.7783e-12 | 5spot_SharedNeighbor | Water | Porous | Wet | R245fa | MinimizeLCOE_Brownfield | IgnoreSilica | 2019 | 0 | 0 | 0 | 0 |  |  |  |  | 15 |  | 30.2028 | [19 empty] | 1778.2794 | 0
1 | 1300 | 707 | 0.03 | 15 | 15 | 7 | 2.3714e-12 | 5spot_SharedNeighbor | Water | Porous | Wet | R245fa | MinimizeLCOE_Brownfield | IgnoreSilica | 2019 | 0 | 0 | 0 | 0 |  |  |  |  | 15 |  | 32.3137 | [19 empty] | 2371.3737 | 0
1 | 1300 | 707 | 0.03 | 15 | 15 | 7 | 3.1623e-12 | 5spot_SharedNeighbor | Water | Porous | Wet | R245fa | MinimizeLCOE_Brownfield | IgnoreSilica | 2019 | 0 | 0 | 0 | 0 |  |  |  |  | 15 |  | 36.417 | [19 empty] | 3162.2777 | 0
1 | 1300 | 707 | 0.03 | 15 | 15 | 7 | 4.217e-12 | 5spot_SharedNeighbor | Water | Porous | Wet | R245fa | MinimizeLCOE_Brownfield | IgnoreSilica | 2019 | 0 | 0 | 0 | 0 |  |  |  |  | 15 |  | 37.9617 | [19 empty] | 4216.965 | 0
1 | 1300 | 707 | 0.03 | 15 | 15 | 7 | 5.6234e-12 | 5spot_SharedNeighbor | Water | Porous | Wet | R245fa | MinimizeLCOE_Brownfield | IgnoreSilica | 2019 | 0 | 0 | 0 | 0 |  |  |  |  | 15 |  | 37.4095 | [19 empty] | 5623.4133 | 0
1 | 1300 | 707 | 0.03 | 15 | 15 | 7 | 7.4989e-12 | 5spot_SharedNeighbor | Water | Porous | Wet | R245fa | MinimizeLCOE_Brownfield | IgnoreSilica | 2019 | 0 | 0 | 0 | 0 |  |  |  |  | 15 |  | 37.7106 | [19 empty] | 7498.9421 | 0
1 | 1300 | 707 | 0.03 | 15 | 15 | 7 | 1e-11 | 5spot_SharedNeighbor | Water | Porous | Wet | R245fa | MinimizeLCOE_Brownfield | IgnoreSilica | 2019 | 0 | 0 | 0 | 0 |  |  |  |  | 15 |  | 35.974 | [19 empty] | 10000 | 0
1 | 1300 | 707 | 0.03 | 15 | 15 | 7 | 1.3335e-11 | 5spot_SharedNeighbor | Water | Porous | Wet | R245fa | MinimizeLCOE_Brownfield | IgnoreSilica | 2019 | 0 | 0 | 0 | 0 |  |  |  |  | 15 |  | 35.3256 | [19 empty] | 13335.2143 | 0
1 | 1300 | 707 | 0.03 | 15 | 15 | 7 | 1.7783e-11 | 5spot_SharedNeighbor | Water | Porous | Wet | R245fa | MinimizeLCOE_Brownfield | IgnoreSilica | 2019 | 1.6 | 0.064901 | 2.3214e-05 | 4 | 56970770.2788 | 141266989.232 | 1161426.2108 | 2879918.6532 | 50.2919 | 0 | 36.4533 | 27860.697 | 668.1891 | 40464.758 | 49422.105 | 0 | 18363.8921 | 0 | 53344.0601 | 138790.3019 | 94727.2329 | 423641.2361 | 961560.8286 | 3904935.7281 | 3904935.7281 | 1478867.319 | 2443695.3611 | 0 | 5290137.7928 | 13117636.2009 | 17782.7941 | 9.2857e-05 | 56970770.2788 | 141266989.232 | 1161426.2108 | 2879918.6532
1 | 1300 | 707 | 0.03 | 15 | 15 | 7 | 2.3714e-11 | 5spot_SharedNeighbor | Water | Porous | Wet | R245fa | MinimizeLCOE_Brownfield | IgnoreSilica | 2019 | 1.6 | 0.064902 | 0.00020707 | 4 | 6378566.4261 | 15828922.8183 | 130035.7042 | 322694.0019 | 50.292 | 0 | 35.4912 | 27860.8724 | 668.194 | 40464.9143 | 49422.1862 | 0 | 16126.7602 | 0 | 52471.7416 | 136520.7081 | 93178.1885 | 416713.5652 | 961560.8286 | 3904935.7281 | 3904935.7281 | 1478867.319 | 2443695.3611 | 0 | 5283210.1219 | 13110708.5301 | 23713.7371 | 0.00082828 | 6378566.4261 | 15828922.8183 | 130035.7042 | 322694.0019
1 | 1300 | 707 | 0.03 | 15 | 15 | 7 | 3.1623e-11 | 5spot_SharedNeighbor | Water | Porous | Wet | R245fa | MinimizeLCOE_Brownfield | IgnoreSilica | 2019 | 1.6 | 0.064902 | 0.00034495 | 4 | 3824473.7287 | 9497412.8862 | 77967.0699 | 193617.6079 | 50.2921 | 0 | 35.6107 | 27861.0039 | 668.1976 | 40465.0315 | 49422.2472 | 0 | 14119.2477 | 0 | 51688.9339 | 134484.0032 | 91788.0956 | 410496.7607 | 961560.8286 | 3904935.7281 | 3904935.7281 | 1478867.319 | 2443695.3611 | 0 | 5276993.3174 | 13104491.7256 | 31622.7766 | 0.0013798 | 3824473.7287 | 9497412.8862 | 77967.0699 | 193617.6079
1 | 1300 | 707 | 0.03 | 15 | 15 | 7 | 4.217e-11 | 5spot_SharedNeighbor | Water | Porous | Wet | R245fa | MinimizeLCOE_Brownfield | IgnoreSilica | 2019 | 2.9593 | 0.12831 | 0.00068531 | 4 | 2013230.9931 | 4868672.6192 | 41042.4369 | 99254.4767 | 51.7269 | 0 | 63.4639 | 46049.0362 | 1130.0999 | 69706.0122 | 73006.0798 | 0 | 20710.2981 | 0 | 82134.5952 | 213697.3686 | 145852.8451 | 652286.3349 | 961560.8286 | 3904935.7281 | 3904935.7281 | 1478867.319 | 2443695.3611 | 0 | 5518782.8916 | 13346281.2998 | 42169.6503 | 0.0027413 | 2013230.9931 | 4868672.6192 | 41042.4369 | 99254.4767
1 | 1300 | 707 | 0.03 | 15 | 15 | 7 | 5.6234e-11 | 5spot_SharedNeighbor | Water | Porous | Wet | R245fa | MinimizeLCOE_Brownfield | IgnoreSilica | 2019 | 3.9339 | 0.17402 | 0.0010589 | 4 | 1339657.3981 | 3187644.5235 | 27310.7281 | 64984.4452 | 52.1601 | 0 | 67.7835 | 57339.7855 | 1418.2361 | 88909.147 | 89956.3594 | 0 | 23212.494 | 0 | 101726.0486 | 264670.3115 | 180642.9261 | 807875.3082 | 961560.8286 | 3904935.7281 | 3904935.7281 | 1478867.319 | 2443695.3611 | 0 | 5674371.8649 | 13501870.273 | 56234.1325 | 0.0042357 | 1339657.3981 | 3187644.5235 | 27310.7281 | 64984.4452
1 | 1300 | 707 | 0.03 | 15 | 15 | 7 | 7.4989e-11 | 5spot_SharedNeighbor | Water | Porous | Wet | R245fa | MinimizeLCOE_Brownfield | IgnoreSilica | 2019 | 5.1707 | 0.23206 | 0.0015574 | 4 | 941004.486 | 2197537.662 | 19183.6492 | 44799.7776 | 52.4783 | 0 | 97.3701 | 70401.4565 | 1752.3139 | 111894.2026 | 111467.5232 | 0 | 25877.2091 | 0 | 125343.1551 | 326117.1781 | 222581.6751 | 995434.7136 | 961560.8286 | 3904935.7281 | 3904935.7281 | 1478867.319 | 2443695.3611 | 0 | 5861931.2702 | 13689429.6784 | 74989.4209 | 0.0062294 | 941004.486 | 2197537.662 | 19183.6492 | 44799.7776
1 | 1300 | 707 | 0.03 | 15 | 15 | 7 | 1e-10 | 5spot_SharedNeighbor | Water | Porous | Wet | R245fa | MinimizeLCOE_Brownfield | IgnoreSilica | 2019 | 6.6936 | 0.30346 | 0.0022086 | 4 | 688412.593 | 1574417.9765 | 14034.2219 | 32096.64 | 52.704 | 0 | 87.1323 | 85120.7962 | 2129.3079 | 138650.0975 | 137936.0747 | 0 | 28559.6339 | 0 | 153034.4049 | 398164.13 | 271755.2002 | 1215349.6453 | 961560.8286 | 3904935.7281 | 3904935.7281 | 1478867.319 | 2443695.3611 | 0 | 6081846.2019 | 13909344.6101 | 100000 | 0.0088346 | 688412.593 | 1574417.9765 | 14034.2219 | 32096.64
1 | 1300 | 707 | 0.03 | 15 | 15 | 7 | 1.3335e-10 | 5spot_SharedNeighbor | Water | Porous | Wet | R245fa | MinimizeLCOE_Brownfield | IgnoreSilica | 2019 | 9.2586 | 0.42398 | 0.0031012 | 4 | 519167.6891 | 1150169.0664 | 10583.9356 | 23447.7521 | 52.9287 | 0 | 91.1097 | 107746.412 | 2709.8061 | 181140.176 | 182571.0989 | 0 | 33933.6219 | 0 | 198159.4348 | 515570.2013 | 351887.2563 | 1573718.0073 | 961560.8286 | 3904935.7281 | 3904935.7281 | 1478867.319 | 2443695.3611 | 0 | 6440214.564 | 14267712.9722 | 133352.1432 | 0.012405 | 519167.6891 | 1150169.0664 | 10583.9356 | 23447.7521
1 | 1300 | 707 | 0.03 | 15 | 15 | 7 | 1.7783e-10 | 5spot_SharedNeighbor | Water | Porous | Wet | R245fa | MinimizeLCOE_Brownfield | IgnoreSilica | 2019 | 11.242 | 0.51722 | 0.0041941 | 4 | 399351.1382 | 865930.7113 | 8141.3131 | 17653.1688 | 53.0363 | 0 | 84.3373 | 123905.9223 | 3124.8943 | 212343.0118 | 217095.7748 | 0 | 35394.9593 | 0 | 230827.1794 | 600564.9716 | 409897.9335 | 1833154.6471 | 961560.8286 | 3904935.7281 | 3904935.7281 | 1478867.319 | 2443695.3611 | 0 | 6699651.2037 | 14527149.6119 | 177827.941 | 0.016776 | 399351.1382 | 865930.7113 | 8141.3131 | 17653.1688
1 | 1300 | 707 | 0.03 | 15 | 15 | 7 | 2.3714e-10 | 5spot_SharedNeighbor | Water | Porous | Wet | R245fa | MinimizeLCOE_Brownfield | IgnoreSilica | 2019 | 14.224 | 0.65722 | 0.0055981 | 4 | 316247.5491 | 665806.3613 | 6447.134 | 13573.3632 | 53.1372 | 0 | 91.1708 | 146566.93 | 3707.2429 | 257169.6271 | 268954.3012 | 0 | 38777.1548 | 0 | 278918.3498 | 725688.3322 | 495297.1981 | 2215079.136 | 961560.8286 | 3904935.7281 | 3904935.7281 | 1478867.319 | 2443695.3611 | 0 | 7081575.6926 | 14909074.1008 | 237137.3706 | 0.022393 | 316247.5491 | 665806.3613 | 6447.134 | 13573.3632
1 | 1300 | 707 | 0.03 | 15 | 15 | 7 | 3.1623e-10 | 5spot_SharedNeighbor | Water | Porous | Wet | R245fa | MinimizeLCOE_Brownfield | IgnoreSilica | 2019 | 17.7117 | 0.82098 | 0.0073201 | 4 | 256594.3775 | 523923.2565 | 5231.0235 | 10680.8842 | 53.2126 | 0 | 102.825 | 171269.5721 | 4342.3303 | 307243.7523 | 329610.9842 | 0 | 42061.7981 | 0 | 333266.0905 | 867090.0051 | 591806.7454 | 2646691.278 | 961560.8286 | 3904935.7281 | 3904935.7281 | 1478867.319 | 2443695.3611 | 0 | 7513187.8347 | 15340686.2428 | 316227.766 | 0.02928 | 256594.3775 | 523923.2565 | 5231.0235 | 10680.8842
1 | 1300 | 707 | 0.03 | 15 | 15 | 7 | 4.217e-10 | 5spot_SharedNeighbor | Water | Porous | Wet | R245fa | MinimizeLCOE_Brownfield | IgnoreSilica | 2019 | 21.5903 | 1.0031 | 0.0093482 | 4 | 213365.5604 | 422697.006 | 4349.7455 | 8617.2502 | 53.2682 | 0 | 98.502 | 197036.2371 | 5004.9334 | 360638.0962 | 397069.4852 | 0 | 44963.5794 | 0 | 391837.8092 | 1019481.6025 | 695817.142 | 3111848.8849 | 961560.8286 | 3904935.7281 | 3904935.7281 | 1478867.319 | 2443695.3611 | 0 | 7978345.4416 | 15805843.8498 | 421696.5034 | 0.037393 | 213365.5604 | 422697.006 | 4349.7455 | 8617.2502
1 | 1300 | 707 | 0.03 | 15 | 15 | 7 | 5.6234e-10 | 5spot_SharedNeighbor | Water | Porous | Wet | R245fa | MinimizeLCOE_Brownfield | IgnoreSilica | 2019 | 25.6971 | 1.196 | 0.011625 | 4 | 181880.6117 | 350214.8529 | 3707.8823 | 7139.6035 | 53.3092 | 0 | 108.8595 | 222814.0529 | 5667.8881 | 415098.873 | 468499.4084 | 0 | 47303.2233 | 0 | 452159.5438 | 1176426.3823 | 802935.179 | 3590904.5507 | 961560.8286 | 3904935.7281 | 3904935.7281 | 1478867.319 | 2443695.3611 | 0 | 8457401.1074 | 16284899.5156 | 562341.3252 | 0.0465 | 181880.6117 | 350214.8529 | 3707.8823 | 7139.6035
1 | 1300 | 707 | 0.03 | 15 | 15 | 7 | 7.4989e-10 | 5spot_SharedNeighbor | Water | Porous | Wet | R245fa | MinimizeLCOE_Brownfield | IgnoreSilica | 2019 | 29.7728 | 1.3874 | 0.014036 | 4 | 158898.1105 | 298313.5223 | 3239.3529 | 6081.5247 | 53.339 | 0 | 94.338 | 247182.1107 | 6294.5848 | 467436.9129 | 539394.9034 | 0 | 48870.944 | 0 | 510579.9877 | 1328424.3938 | 906676.9451 | 4054860.7824 | 961560.8286 | 3904935.7281 | 3904935.7281 | 1478867.319 | 2443695.3611 | 0 | 8921357.3391 | 16748855.7473 | 749894.2093 | 0.056145 | 158898.1105 | 298313.5223 | 3239.3529 | 6081.5247
1 | 1300 | 707 | 0.03 | 15 | 15 | 7 | 1e-09 | 5spot_SharedNeighbor | Water | Porous | Wet | R245fa | MinimizeLCOE_Brownfield | IgnoreSilica | 2019 | 33.6313 | 1.5686 | 0.016452 | 4 | 142104.5041 | 261047.7306 | 2896.9925 | 5321.8111 | 53.361 | 0 | 123.3172 | 269334.5479 | 6864.2634 | 515670.731 | 606517.2356 | 0 | 49739.8083 | 0 | 564769.3686 | 1469414.047 | 1002905.2805 | 4485215.2822 | 961560.8286 | 3904935.7281 | 3904935.7281 | 1478867.319 | 2443695.3611 | 0 | 9351711.8389 | 17179210.2471 | 1000000 | 0.065809 | 142104.5041 | 261047.7306 | 2896.9925 | 5321.8111
1 | 1300 | 707 | 0.03 | 15 | 15 | 7 | 1.3335e-09 | 5spot_SharedNeighbor | Water | Porous | Wet | R245fa | MinimizeLCOE_Brownfield | IgnoreSilica | 2019 | 37.064 | 1.7299 | 0.018733 | 4 | 129819.3793 | 234278.2696 | 2646.5436 | 4776.0794 | 53.3768 | 0 | 108.4872 | 288403.6524 | 7354.6023 | 557651.989 | 666234.5543 | 0 | 49926.0273 | 0 | 612132.6219 | 1592643.5164 | 1087011.9255 | 4861358.889 | 961560.8286 | 3904935.7281 | 3904935.7281 | 1478867.319 | 2443695.3611 | 0 | 9727855.4457 | 17555353.8539 | 1333521.4322 | 0.074934 | 129819.3793 | 234278.2696 | 2646.5436 | 4776.0794
1 | 1300 | 707 | 0.03 | 15 | 15 | 7 | 1.7783e-09 | 5spot_SharedNeighbor | Water | Porous | Wet | R245fa | MinimizeLCOE_Brownfield | IgnoreSilica | 2019 | 39.9897 | 1.8674 | 0.020783 | 4 | 120815.9846 | 214972.4352 | 2462.9973 | 4382.5039 | 53.3883 | 0 | 101.7729 | 304239.0905 | 7761.7466 | 592818.7377 | 717133.9255 | 0 | 49619.7001 | 0 | 651913.5481 | 1696145.3264 | 1157654.0376 | 5177286.1125 | 961560.8286 | 3904935.7281 | 3904935.7281 | 1478867.319 | 2443695.3611 | 0 | 10043782.6692 | 17871281.0774 | 1778279.41 | 0.083133 | 120815.9846 | 214972.4352 | 2462.9973 | 4382.5039
1 | 1300 | 707 | 0.03 | 15 | 15 | 7 | 2.3714e-09 | 5spot_SharedNeighbor | Water | Porous | Wet | R245fa | MinimizeLCOE_Brownfield | IgnoreSilica | 2019 | 42.4009 | 1.9806 | 0.02255 | 4 | 114200.9236 | 200979.1936 | 2328.1403 | 4097.2327 | 53.3966 | 0 | 112.1586 | 317028.776 | 8090.5454 | 621414.0657 | 759084.1463 | 0 | 49019.6462 | 0 | 684308.5 | 1780430.3461 | 1215180.2954 | 5434556.3212 | 961560.8286 | 3904935.7281 | 3904935.7281 | 1478867.319 | 2443695.3611 | 0 | 10301052.8779 | 18128551.2861 | 2371373.7057 | 0.090201 | 114200.9236 | 200979.1936 | 2328.1403 | 4097.2327
1 | 1300 | 707 | 0.03 | 15 | 15 | 7 | 3.1623e-09 | 5spot_SharedNeighbor | Water | Porous | Wet | R245fa | MinimizeLCOE_Brownfield | IgnoreSilica | 2019 | 44.3398 | 2.0717 | 0.024024 | 4 | 109326.2949 | 190780.4874 | 2228.7644 | 3889.3183 | 53.4026 | 0 | 119.3305 | 327153.8406 | 8350.8151 | 644169.6837 | 792815.2413 | 0 | 48293.04 | 0 | 710105.2221 | 1847548.1253 | 1260989.5588 | 5639425.527 | 961560.8286 | 3904935.7281 | 3904935.7281 | 1478867.319 | 2443695.3611 | 0 | 10505922.0837 | 18333420.4919 | 3162277.6602 | 0.096097 | 109326.2949 | 190780.4874 | 2228.7644 | 3889.3183
1 | 1300 | 707 | 0.03 | 15 | 15 | 7 | 4.217e-09 | 5spot_SharedNeighbor | Water | Porous | Wet | R245fa | MinimizeLCOE_Brownfield | IgnoreSilica | 2019 | 45.8675 | 2.1435 | 0.025222 | 4 | 105723.3872 | 183310.4855 | 2155.3142 | 3737.0322 | 53.407 | 0 | 126.3844 | 335037.3117 | 8553.4453 | 661957.8045 | 819392.0489 | 0 | 47549.3678 | 0 | 730271.0915 | 1900015.5809 | 1296799.6753 | 5799576.3259 | 961560.8286 | 3904935.7281 | 3904935.7281 | 1478867.319 | 2443695.3611 | 0 | 10666072.8826 | 18493571.2907 | 4216965.0343 | 0.10089 | 105723.3872 | 183310.4855 | 2155.3142 | 3737.0322
1 | 1300 | 707 | 0.03 | 15 | 15 | 7 | 5.6234e-09 | 5spot_SharedNeighbor | Water | Porous | Wet | R245fa | MinimizeLCOE_Brownfield | IgnoreSilica | 2019 | 47.064 | 2.1997 | 0.026178 | 4 | 103052.9878 | 177806.2925 | 2100.8745 | 3624.8218 | 53.4101 | 0 | 111.253 | 341156.2989 | 8710.7106 | 675806.3101 | 840207.3166 | 0 | 46875.8481 | 0 | 745975.0289 | 1940874.0046 | 1324686.3891 | 5924291.907 | 961560.8286 | 3904935.7281 | 3904935.7281 | 1478867.319 | 2443695.3611 | 0 | 10790788.4637 | 18618286.8719 | 5623413.2519 | 0.10471 | 103052.9878 | 177806.2925 | 2100.8745 | 3624.8218
1 | 1300 | 707 | 0.03 | 15 | 15 | 7 | 7.4989e-09 | 5spot_SharedNeighbor | Water | Porous | Wet | R245fa | MinimizeLCOE_Brownfield | IgnoreSilica | 2019 | 47.9823 | 2.2428 | 0.026927 | 4 | 101068.9216 | 173741.7379 | 2060.4267 | 3541.9603 | 53.4124 | 0 | 104.6354 | 345820.3222 | 8830.5741 | 686386.1269 | 856181.9006 | 0 | 46280.609 | 0 | 757964.8178 | 1972068.9759 | 1345977.598 | 6019510.9243 | 961560.8286 | 3904935.7281 | 3904935.7281 | 1478867.319 | 2443695.3611 | 0 | 10886007.481 | 18713505.8892 | 7498942.0933 | 0.10771 | 101068.9216 | 173741.7379 | 2060.4267 | 3541.9603
1 | 1300 | 707 | 0.03 | 15 | 15 | 7 | 1e-08 | 5spot_SharedNeighbor | Water | Porous | Wet | R245fa | MinimizeLCOE_Brownfield | IgnoreSilica | 2019 | 48.6667 | 2.275 | 0.027504 | 4 | 99591.7922 | 170741.3802 | 2030.3134 | 3480.794 | 53.4141 | 0 | 96.1694 | 349278.6297 | 8919.4467 | 694244.3 | 868087.1755 | 0 | 45748.4278 | 0 | 766848.4121 | 1995182.2661 | 1361752.8935 | 6090061.5515 | 961560.8286 | 3904935.7281 | 3904935.7281 | 1478867.319 | 2443695.3611 | 0 | 10956558.1082 | 18784056.5164 | 10000000 | 0.11001 | 99591.7922 | 170741.3802 | 2030.3134 | 3480.794
1 | 1400 | 707 | 0.03 | 15 | 15 | 7 | 1e-13 | 5spot_SharedNeighbor | Water | Porous | Wet | R245fa | MinimizeLCOE_Brownfield | IgnoreSilica | 2019 | 0 | 0 | 0 | 0 |  |  |  |  | 15 |  | 15.9458 | [19 empty] | 100 | 0
1 | 1400 | 707 | 0.03 | 15 | 15 | 7 | 1.3335e-13 | 5spot_SharedNeighbor | Water | Porous | Wet | R245fa | MinimizeLCOE_Brownfield | IgnoreSilica | 2019 | 0 | 0 | 0 | 0 |  |  |  |  | 15 |  | 18.8347 | [19 empty] | 133.3521 | 0
1 | 1400 | 707 | 0.03 | 15 | 15 | 7 | 1.7783e-13 | 5spot_SharedNeighbor | Water | Porous | Wet | R245fa | MinimizeLCOE_Brownfield | IgnoreSilica | 2019 | 0 | 0 | 0 | 0 |  |  |  |  | 15 |  | 23.4876 | [19 empty] | 177.8279 | 0
1 | 1400 | 707 | 0.03 | 15 | 15 | 7 | 2.3714e-13 | 5spot_SharedNeighbor | Water | Porous | Wet | R245fa | MinimizeLCOE_Brownfield | IgnoreSilica | 2019 | 0 | 0 | 0 | 0 |  |  |  |  | 15 |  | 24.2 | [19 empty] | 237.1374 | 0
1 | 1400 | 707 | 0.03 | 15 | 15 | 7 | 3.1623e-13 | 5spot_SharedNeighbor | Water | Porous | Wet | R245fa | MinimizeLCOE_Brownfield | IgnoreSilica | 2019 | 0 | 0 | 0 | 0 |  |  |  |  | 15 |  | 22.7999 | [19 empty] | 316.2278 | 0
1 | 1400 | 707 | 0.03 | 15 | 15 | 7 | 4.217e-13 | 5spot_SharedNeighbor | Water | Porous | Wet | R245fa | MinimizeLCOE_Brownfield | IgnoreSilica | 2019 | 0 | 0 | 0 | 0 |  |  |  |  | 15 |  | 24.1321 | [19 empty] | 421.6965 | 0
1 | 1400 | 707 | 0.03 | 15 | 15 | 7 | 5.6234e-13 | 5spot_SharedNeighbor | Water | Porous | Wet | R245fa | MinimizeLCOE_Brownfield | IgnoreSilica | 2019 | 0 | 0 | 0 | 0 |  |  |  |  | 15 |  | 23.3084 | [19 empty] | 562.3413 | 0
1 | 1400 | 707 | 0.03 | 15 | 15 | 7 | 7.4989e-13 | 5spot_SharedNeighbor | Water | Porous | Wet | R245fa | MinimizeLCOE_Brownfield | IgnoreSilica | 2019 | 0 | 0 | 0 | 0 |  |  |  |  | 15 |  | 24.7374 | [19 empty] | 749.8942 | 0
1 | 1400 | 707 | 0.03 | 15 | 15 | 7 | 1e-12 | 5spot_SharedNeighbor | Water | Porous | Wet | R245fa | MinimizeLCOE_Brownfield | IgnoreSilica | 2019 | 0 | 0 | 0 | 0 |  |  |  |  | 15 |  | 26.3563 | [19 empty] | 1000 | 0
1 | 1400 | 707 | 0.03 | 15 | 15 | 7 | 1.3335e-12 | 5spot_SharedNeighbor | Water | Porous | Wet | R245fa | MinimizeLCOE_Brownfield | IgnoreSilica | 2019 | 0 | 0 | 0 | 0 |  |  |  |  | 15 |  | 26.1497 | [19 empty] | 1333.5214 | 0
1 | 1400 | 707 | 0.03 | 15 | 15 | 7 | 1.7783e-12 | 5spot_SharedNeighbor | Water | Porous | Wet | R245fa | MinimizeLCOE_Brownfield | IgnoreSilica | 2019 | 0 | 0 | 0 | 0 |  |  |  |  | 15 |  | 29.6337 | [19 empty] | 1778.2794 | 0
1 | 1400 | 707 | 0.03 | 15 | 15 | 7 | 2.3714e-12 | 5spot_SharedNeighbor | Water | Porous | Wet | R245fa | MinimizeLCOE_Brownfield | IgnoreSilica | 2019 | 0 | 0 | 0 | 0 |  |  |  |  | 15 |  | 32.9194 | [19 empty] | 2371.3737 | 0
1 | 1400 | 707 | 0.03 | 15 | 15 | 7 | 3.1623e-12 | 5spot_SharedNeighbor | Water | Porous | Wet | R245fa | MinimizeLCOE_Brownfield | IgnoreSilica | 2019 | 0 | 0 | 0 | 0 |  |  |  |  | 15 |  | 35.2355 | [19 empty] | 3162.2777 | 0
1 | 1400 | 707 | 0.03 | 15 | 15 | 7 | 4.217e-12 | 5spot_SharedNeighbor | Water | Porous | Wet | R245fa | MinimizeLCOE_Brownfield | IgnoreSilica | 2019 | 0 | 0 | 0 | 0 |  |  |  |  | 15 |  | 37.4884 | [19 empty] | 4216.965 | 0
1 | 1400 | 707 | 0.03 | 15 | 15 | 7 | 5.6234e-12 | 5spot_SharedNeighbor | Water | Porous | Wet | R245fa | MinimizeLCOE_Brownfield | IgnoreSilica | 2019 | 0 | 0 | 0 | 0 |  |  |  |  | 15 |  | 37.107 | [19 empty] | 5623.4133 | 0
1 | 1400 | 707 | 0.03 | 15 | 15 | 7 | 7.4989e-12 | 5spot_SharedNeighbor | Water | Porous | Wet | R245fa | MinimizeLCOE_Brownfield | IgnoreSilica | 2019 | 0 | 0 | 0 | 0 |  |  |  |  | 15 |  | 36.2671 | [19 empty] | 7498.9421 | 0
1 | 1400 | 707 | 0.03 | 15 | 15 | 7 | 1e-11 | 5spot_SharedNeighbor | Water | Porous | Wet | R245fa | MinimizeLCOE_Brownfield | IgnoreSilica | 2019 | 0 | 0 | 0 | 0 |  |  |  |  | 15 |  | 35.5412 | [19 empty] | 10000 | 0
1 | 1400 | 707 | 0.03 | 15 | 15 | 7 | 1.3335e-11 | 5spot_SharedNeighbor | Water | Porous | Wet | R245fa | MinimizeLCOE_Brownfield | IgnoreSilica | 2019 | 1.6 | 0.072635 | 0.00017113 | 4 | 8193575.0805 | 20206054.7318 | 167037.1106 | 411927.7564 | 52.7337 | 0 | 37.1877 | 31965.0665 | 783.373 | 44171.213 | 51316.363 | 0 | 20226.2984 | 0 | 57900.3024 | 150644.7099 | 102818.11 | 459825.4363 | 961560.8286 | 4187241.4196 | 4187241.4196 | 1478867.319 | 2556617.6377 | 0 | 5608627.6845 | 13831354.0608 | 13335.2143 | 0.00068452 | 8193575.0805 | 20206054.7318 | 167037.1106 | 411927.7564
1 | 1400 | 707 | 0.03 | 15 | 15 | 7 | 1.7783e-11 | 5spot_SharedNeighbor | Water | Porous | Wet | R245fa | MinimizeLCOE_Brownfield | IgnoreSilica | 2019 | 1.6 | 0.072635 | 0.00040647 | 4 | 3444725.6239 | 8502087.419 | 70225.3912 | 173326.552 | 52.7338 | 0 | 35.7207 | 31965.3152 | 783.3801 | 44171.4351 | 51316.4746 | 0 | 17683.3635 | 0 | 56908.7877 | 148064.9919 | 101057.3994 | 451951.1474 | 961560.8286 | 4187241.4196 | 4187241.4196 | 1478867.319 | 2556617.6377 | 0 | 5600753.3956 | 13823479.7719 | 17782.7941 | 0.0016259 | 3444725.6239 | 8502087.419 | 70225.3912 | 173326.552
1 | 1400 | 707 | 0.03 | 15 | 15 | 7 | 2.3714e-11 | 5spot_SharedNeighbor | Water | Porous | Wet | R245fa | MinimizeLCOE_Brownfield | IgnoreSilica | 2019 | 1.6 | 0.072636 | 0.00058297 | 4 | 2398813.5001 | 5925044.2547 | 48903.0578 | 120790.0413 | 52.734 | 0 | 35.3473 | 31965.5017 | 783.3854 | 44171.6017 | 51316.5583 | 0 | 15415.6928 | 0 | 56024.5685 | 145764.4351 | 99487.2221 | 444928.9657 | 961560.8286 | 4187241.4196 | 4187241.4196 | 1478867.319 | 2556617.6377 | 0 | 5593731.2139 | 13816457.5902 | 23713.7371 | 0.0023319 | 2398813.5001 | 5925044.2547 | 48903.0578 | 120790.0413
1 | 1400 | 707 | 0.03 | 15 | 15 | 7 | 3.1623e-11 | 5spot_SharedNeighbor | Water | Porous | Wet | R245fa | MinimizeLCOE_Brownfield | IgnoreSilica | 2019 | 3.3077 | 0.16244 | 0.0011932 | 4 | 1242275.9239 | 2965138.3 | 25325.475 | 60448.3549 | 54.5968 | 0 | 70.1444 | 57865.6333 | 1457.512 | 83941.1006 | 83245.0836 | 0 | 25398.7732 | 0 | 98244.1601 | 255611.1518 | 174459.8634 | 780223.278 | 961560.8286 | 4187241.4196 | 4187241.4196 | 1478867.319 | 2556617.6377 | 0 | 5929025.5262 | 14151751.9025 | 31622.7766 | 0.0047727 | 1242275.9239 | 2965138.3 | 25325.475 | 60448.3549
1 | 1400 | 707 | 0.03 | 15 | 15 | 7 | 4.217e-11 | 5spot_SharedNeighbor | Water | Porous | Wet | R245fa | MinimizeLCOE_Brownfield | IgnoreSilica | 2019 | 4.3601 | 0.21804 | 0.00179 | 4 | 853625.6452 | 2002077.48 | 17402.3134 | 40815.0574 | 55.0352 | 0 | 87.6519 | 71504.5968 | 1814.2256 | 106184.5337 | 102958.3533 | 0 | 28464.4186 | 0 | 121261.1899 | 315496.7421 | 215333.0093 | 963017.0692 | 961560.8286 | 4187241.4196 | 4187241.4196 | 1478867.319 | 2556617.6377 | 0 | 6111819.3174 | 14334545.6937 | 42169.6503 | 0.0071598 | 853625.6452 | 2002077.48 | 17402.3134 | 40815.0574
1 | 1400 | 707 | 0.03 | 15 | 15 | 7 | 5.6234e-11 | 5spot_SharedNeighbor | Water | Porous | Wet | R245fa | MinimizeLCOE_Brownfield | IgnoreSilica | 2019 | 5.7165 | 0.28983 | 0.0025829 | 4 | 613294.1636 | 1409186.9579 | 12502.8311 | 28728.1822 | 55.3641 | 0 | 101.2591 | 87572.2097 | 2235.0514 | 133294.5094 | 128389.5035 | 0 | 31885.6503 | 0 | 149517.0005 | 389012.5651 | 265509.0691 | 1187415.5589 | 961560.8286 | 4187241.4196 | 4187241.4196 | 1478867.319 | 2556617.6377 | 0 | 6336217.8071 | 14558944.1834 | 56234.1325 | 0.010331 | 613294.1636 | 1409186.9579 | 12502.8311 | 28728.1822
1 | 1400 | 707 | 0.03 | 15 | 15 | 7 | 7.4989e-11 | 5spot_SharedNeighbor | Water | Porous | Wet | R245fa | MinimizeLCOE_Brownfield | IgnoreSilica | 2019 | 7.3413 | 0.37564 | 0.0036075 | 4 | 456790.5472 | 1026620.0416 | 9312.2932 | 20929.0382 | 55.5862 | 0 | 110.5851 | 105192.624 | 2696.8525 | 163993.7645 | 158806.3676 | 0 | 35127.8848 | 0 | 181668.8224 | 472665.0106 | 322603.582 | 1442754.9084 | 961560.8286 | 4187241.4196 | 4187241.4196 | 1478867.319 | 2556617.6377 | 0 | 6591557.1566 | 14814283.5329 | 74989.4209 | 0.01443 | 456790.5472 | 1026620.0416 | 9312.2932 | 20929.0382
1 | 1400 | 707 | 0.03 | 15 | 15 | 7 | 1e-10 | 5spot_SharedNeighbor | Water | Porous | Wet | R245fa | MinimizeLCOE_Brownfield | IgnoreSilica | 2019 | 9.6607 | 0.49884 | 0.0050073 | 4 | 346729.4734 | 757268.974 | 7068.5493 | 15437.9523 | 55.8073 | 0 | 86.8353 | 128526.7796 | 3309.6856 | 205725.0205 | 202379.4598 | 0 | 39885.1039 | 0 | 226132.1593 | 588349.4923 | 401560.6179 | 1795868.3189 | 961560.8286 | 4187241.4196 | 4187241.4196 | 1478867.319 | 2556617.6377 | 0 | 6944670.5671 | 15167396.9434 | 100000 | 0.020029 | 346729.4734 | 757268.974 | 7068.5493 | 15437.9523
1 | 1400 | 707 | 0.03 | 15 | 15 | 7 | 1.3335e-10 | 5spot_SharedNeighbor | Water | Porous | Wet | R245fa | MinimizeLCOE_Brownfield | IgnoreSilica | 2019 | 12.3649 | 0.64217 | 0.0067739 | 4 | 270784.0025 | 574253.4018 | 5520.2982 | 11706.9323 | 55.9486 | 0 | 99.9768 | 153490.9552 | 3965.3767 | 251756.2656 | 253108.7942 | 0 | 44204.3135 | 0 | 275545.025 | 716911.633 | 489306.9206 | 2188289.2838 | 961560.8286 | 4187241.4196 | 4187241.4196 | 1478867.319 | 2556617.6377 | 0 | 7337091.532 | 15559817.9083 | 133352.1432 | 0.027096 | 270784.0025 | 574253.4018 | 5520.2982 | 11706.9323
1 | 1400 | 707 | 0.03 | 15 | 15 | 7 | 1.7783e-10 | 5spot_SharedNeighbor | Water | Porous | Wet | R245fa | MinimizeLCOE_Brownfield | IgnoreSilica | 2019 | 15.6628 | 0.81694 | 0.0090107 | 4 | 216350.213 | 444487.3947 | 4410.5917 | 9061.4768 | 56.0555 | 0 | 118.4932 | 181725.9749 | 4707.2827 | 305186.9966 | 314965.9526 | 0 | 48715.9077 | 0 | 333567.8247 | 867875.0556 | 592342.5585 | 2649087.5533 | 961560.8286 | 4187241.4196 | 4187241.4196 | 1478867.319 | 2556617.6377 | 0 | 7797889.8015 | 16020616.1778 | 177827.941 | 0.036043 | 216350.213 | 444487.3947 | 4410.5917 | 9061.4768
1 | 1400 | 707 | 0.03 | 15 | 15 | 7 | 2.3714e-10 | 5spot_SharedNeighbor | Water | Porous | Wet | R245fa | MinimizeLCOE_Brownfield | IgnoreSilica | 2019 | 19.5 | 1.0203 | 0.011757 | 4 | 176814.0292 | 351660.1807 | 3604.5931 | 7169.0684 | 56.1349 | 0 | 101.8265 | 212348.954 | 5512.0932 | 364543.6224 | 386931.1164 | 0 | 53011.94 | 0 | 398715.6132 | 1037376.2376 | 708030.5981 | 3166470.175 | 961560.8286 | 4187241.4196 | 4187241.4196 | 1478867.319 | 2556617.6377 | 0 | 8315272.4232 | 16537998.7995 | 237137.3706 | 0.047028 | 176814.0292 | 351660.1807 | 3604.5931 | 7169.0684
1 | 1400 | 707 | 0.03 | 15 | 15 | 7 | 3.1623e-10 | 5spot_SharedNeighbor | Water | Porous | Wet | R245fa | MinimizeLCOE_Brownfield | IgnoreSilica | 2019 | 23.8166 | 1.249 | 0.015012 | 4 | 147868.4502 | 284806.2584 | 3014.4984 | 5806.1608 | 56.1941 | 0 | 112.2516 | 244661.3082 | 6361.2934 | 428556.3605 | 467891.5786 | 0 | 56911.9884 | 0 | 469709.1864 | 1222086.9523 | 834099.4563 | 3730278.1242 | 961560.8286 | 4187241.4196 | 4187241.4196 | 1478867.319 | 2556617.6377 | 0 | 8879080.3724 | 17101806.7487 | 316227.766 | 0.060047 | 147868.4502 | 284806.2584 | 3014.4984 | 5806.1608
1 | 1400 | 707 | 0.03 | 15 | 15 | 7 | 4.217e-10 | 5spot_SharedNeighbor | Water | Porous | Wet | R245fa | MinimizeLCOE_Brownfield | IgnoreSilica | 2019 | 28.4233 | 1.4932 | 0.01869 | 4 | 126587.8344 | 236574.6099 | 2580.6642 | 4822.8934 | 56.238 | 0 | 102.6654 | 277230.9806 | 7217.1495 | 494337.1928 | 554300.6974 | 0 | 60095.556 | 0 | 543340.8147 | 1413661.3454 | 964852.9161 | 4315036.6525 | 961560.8286 | 4187241.4196 | 4187241.4196 | 1478867.319 | 2556617.6377 | 0 | 9463838.9007 | 17686565.277 | 421696.5034 | 0.074761 | 126587.8344 | 236574.6099 | 2580.6642 | 4822.8934
1 | 1400 | 707 | 0.03 | 15 | 15 | 7 | 5.6234e-10 | 5spot_SharedNeighbor | Water | Porous | Wet | R245fa | MinimizeLCOE_Brownfield | IgnoreSilica | 2019 | 33.0707 | 1.7395 | 0.022627 | 4 | 110921.5394 | 201773.6903 | 2261.2856 | 4113.4296 | 56.2703 | 0 | 111.7958 | 308502.3915 | 8038.7289 | 558553.7212 | 641479.5868 | 0 | 62352.7221 | 0 | 615781.5887 | 1602137.3797 | 1093491.6823 | 4890337.8012 | 961560.8286 | 4187241.4196 | 4187241.4196 | 1478867.319 | 2556617.6377 | 0 | 10039140.0494 | 18261866.4257 | 562341.3252 | 0.090507 | 110921.5394 | 201773.6903 | 2261.2856 | 4113.4296
1 | 1400 | 707 | 0.03 | 15 | 15 | 7 | 7.4989e-10 | 5spot_SharedNeighbor | Water | Porous | Wet | R245fa | MinimizeLCOE_Brownfield | IgnoreSilica | 2019 | 37.4681 | 1.9726 | 0.026592 | 4 | 99389.2183 | 176694.9423 | 2026.1836 | 3602.1654 | 56.2939 | 0 | 105.6672 | 336890.2406 | 8784.3769 | 617661.4209 | 723975.3252 | 0 | 63550.8972 | 0 | 682836.2817 | 1776599.936 | 1212565.9618 | 5422864.4403 | 961560.8286 | 4187241.4196 | 4187241.4196 | 1478867.319 | 2556617.6377 | 0 | 10571666.6885 | 18794393.0648 | 749894.2093 | 0.10637 | 99389.2183 | 176694.9423 | 2026.1836 | 3602.1654
1 | 1400 | 707 | 0.03 | 15 | 15 | 7 | 1e-09 | 5spot_SharedNeighbor | Water | Porous | Wet | R245fa | MinimizeLCOE_Brownfield | IgnoreSilica | 2019 | 41.4387 | 2.1831 | 0.030373 | 4 | 90901.7014 | 158583.2811 | 1853.1541 | 3232.9347 | 56.3111 | 0 | 133.4335 | 361670.3539 | 9435.1031 | 669840.9488 | 798466.4378 | 0 | 63875.9331 | 0 | 742282.6229 | 1931267.1217 | 1318129.4942 | 5894968.0155 | 961560.8286 | 4187241.4196 | 4187241.4196 | 1478867.319 | 2556617.6377 | 0 | 11043770.2637 | 19266496.64 | 1000000 | 0.12149 | 90901.7014 | 158583.2811 | 1853.1541 | 3232.9347
1 | 1400 | 707 | 0.03 | 15 | 15 | 7 | 1.3335e-09 | 5spot_SharedNeighbor | Water | Porous | Wet | R245fa | MinimizeLCOE_Brownfield | IgnoreSilica | 2019 | 44.8345 | 2.3632 | 0.033789 | 4 | 84652.0601 | 145491.2363 | 1725.7467 | 2966.0356 | 56.3233 | 0 | 112.1895 | 382299.2559 | 9976.6873 | 713669.9352 | 862173.1195 | 0 | 63473.5648 | 0 | 792321.0995 | 2061456.9734 | 1406986.743 | 6292357.3786 | 961560.8286 | 4187241.4196 | 4187241.4196 | 1478867.319 | 2556617.6377 | 0 | 11441159.6268 | 19663886.0031 | 1333521.4322 | 0.13516 | 84652.0601 | 145491.2363 | 1725.7467 | 2966.0356
1 | 1400 | 707 | 0.03 | 15 | 15 | 7 | 1.7783e-09 | 5spot_SharedNeighbor | Water | Porous | Wet | R245fa | MinimizeLCOE_Brownfield | IgnoreSilica | 2019 | 47.6534 | 2.5126 | 0.036751 | 4 | 80043.9384 | 135979.1579 | 1631.804 | 2772.1191 | 56.332 | 0 | 102.0457 | 399065.5586 | 10416.7641 | 749542.6492 | 915052.6948 | 0 | 62658.3023 | 0 | 833327.0279 | 2168145.9878 | 1479804.1876 | 6618013.1723 | 961560.8286 | 4187241.4196 | 4187241.4196 | 1478867.319 | 2556617.6377 | 0 | 11766815.4205 | 19989541.7968 | 1778279.41 | 0.147 | 80043.9384 | 135979.1579 | 1631.804 | 2772.1191
1 | 1400 | 707 | 0.03 | 15 | 15 | 7 | 2.3714e-09 | 5spot_SharedNeighbor | Water | Porous | Wet | R245fa | MinimizeLCOE_Brownfield | IgnoreSilica | 2019 | 49.9307 | 2.6333 | 0.039233 | 4 | 76639.2888 | 129036.05 | 1562.3956 | 2630.5744 | 56.3381 | 0 | 128.4109 | 412391.1341 | 10766.4583 | 778209.0215 | 957770.3429 | 0 | 61653.58 | 0 | 866108.3094 | 2253436.1577 | 1538016.4811 | 6878351.4851 | 961560.8286 | 4187241.4196 | 4187241.4196 | 1478867.319 | 2556617.6377 | 0 | 12027153.7333 | 20249880.1096 | 2371373.7057 | 0.15693 | 76639.2888 | 129036.05 | 1562.3956 | 2630.5744
1 | 1400 | 707 | 0.03 | 15 | 15 | 7 | 3.1623e-09 | 5spot_SharedNeighbor | Water | Porous | Wet | R245fa | MinimizeLCOE_Brownfield | IgnoreSilica | 2019 | 51.7406 | 2.7292 | 0.04126 | 4 | 74117.994 | 123940.93 | 1510.9956 | 2526.7035 | 56.3425 | 0 | 129.0431 | 422849.3175 | 11040.8569 | 800801.3403 | 991717.6174 | 0 | 60634.9886 | 0 | 891947.207 | 2320663.6692 | 1583900.6391 | 7083555.6359 | 961560.8286 | 4187241.4196 | 4187241.4196 | 1478867.319 | 2556617.6377 | 0 | 12232357.8841 | 20455084.2604 | 3162277.6602 | 0.16504 | 74117.994 | 123940.93 | 1510.9956 | 2526.7035
1 | 1400 | 707 | 0.03 | 15 | 15 | 7 | 4.217e-09 | 5spot_SharedNeighbor | Water | Porous | Wet | R245fa | MinimizeLCOE_Brownfield | IgnoreSilica | 2019 | 53.1218 | 2.8024 | 0.042866 | 4 | 72246.5949 | 120202.8902 | 1472.8446 | 2450.4985 | 56.3455 | 0 | 134.5658 | 430754.1295 | 11248.2306 | 817932.0166 | 1017620.1089 | 0 | 59616.0357 | 0 | 911496.5033 | 2371526.9279 | 1618615.8583 | 7238809.8108 | 961560.8286 | 4187241.4196 | 4187241.4196 | 1478867.319 | 2556617.6377 | 0 | 12387612.059 | 20610338.4353 | 4216965.0343 | 0.17146 | 72246.5949 | 120202.8902 | 1472.8446 | 2450.4985
1 | 1400 | 707 | 0.03 | 15 | 15 | 7 | 5.6234e-09 | 5spot_SharedNeighbor | Water | Porous | Wet | R245fa | MinimizeLCOE_Brownfield | IgnoreSilica | 2019 | 54.2085 | 2.86 | 0.044137 | 4 | 70854.7036 | 117429.6081 | 1444.469 | 2393.9614 | 56.3477 | 0 | 137.5136 | 436928.7058 | 11410.1943 | 831345.2528 | 1037997.6883 | 0 | 58773.4066 | 0 | 926817.5466 | 2411389.1399 | 1645822.6371 | 7360484.5715 | 961560.8286 | 4187241.4196 | 4187241.4196 | 1478867.319 | 2556617.6377 | 0 | 12509286.8197 | 20732013.196 | 5623413.2519 | 0.17655 | 70854.7036 | 117429.6081 | 1444.469 | 2393.9614
1 | 1400 | 707 | 0.03 | 15 | 15 | 7 | 7.4989e-09 | 5spot_SharedNeighbor | Water | Porous | Wet | R245fa | MinimizeLCOE_Brownfield | IgnoreSilica | 2019 | 55.0346 | 2.9037 | 0.045122 | 4 | 69817.6344 | 115375.6213 | 1423.3269 | 2352.0881 | 56.3492 | 0 | 112.2076 | 441596.8504 | 11532.6317 | 841504.6289 | 1053487.4985 | 0 | 58051.8587 | 0 | 938407.6526 | 2441544.2181 | 1666404.0976 | 7452529.4364 | 961560.8286 | 4187241.4196 | 4187241.4196 | 1478867.319 | 2556617.6377 | 0 | 12601331.6846 | 20824058.0609 | 7498942.0933 | 0.18049 | 69817.6344 | 115375.6213 | 1423.3269 | 2352.0881
1 | 1400 | 707 | 0.03 | 15 | 15 | 7 | 1e-08 | 5spot_SharedNeighbor | Water | Porous | Wet | R245fa | MinimizeLCOE_Brownfield | IgnoreSilica | 2019 | 55.6628 | 2.937 | 0.045881 | 4 | 69043.8175 | 113848.8311 | 1407.5516 | 2320.9624 | 56.3503 | 0 | 132.6406 | 445132.4005 | 11625.3561 | 849209.729 | 1065266.9846 | 0 | 57462.067 | 0 | 947191.6495 | 2464398.3762 | 1682002.5301 | 7522289.0929 | 961560.8286 | 4187241.4196 | 4187241.4196 | 1478867.319 | 2556617.6377 | 0 | 12671091.3411 | 20893817.7174 | 10000000 | 0.18352 | 69043.8175 | 113848.8311 | 1407.5516 | 2320.9624
1 | 1500 | 707 | 0.03 | 15 | 15 | 7 | 1e-13 | 5spot_SharedNeighbor | Water | Porous | Wet | R245fa | MinimizeLCOE_Brownfield | IgnoreSilica | 2019 | 0 | 0 | 0 | 0 |  |  |  |  | 15 |  | 16.4956 | [19 empty] | 100 | 0
1 | 1500 | 707 | 0.03 | 15 | 15 | 7 | 1.3335e-13 | 5spot_SharedNeighbor | Water | Porous | Wet | R245fa | MinimizeLCOE_Brownfield | IgnoreSilica | 2019 | 0 | 0 | 0 | 0 |  |  |  |  | 15 |  | 19.9138 | [19 empty] | 133.3521 | 0
1 | 1500 | 707 | 0.03 | 15 | 15 | 7 | 1.7783e-13 | 5spot_SharedNeighbor | Water | Porous | Wet | R245fa | MinimizeLCOE_Brownfield | IgnoreSilica | 2019 | 0 | 0 | 0 | 0 |  |  |  |  | 15 |  | 24.929 | [19 empty] | 177.8279 | 0
1 | 1500 | 707 | 0.03 | 15 | 15 | 7 | 2.3714e-13 | 5spot_SharedNeighbor | Water | Porous | Wet | R245fa | MinimizeLCOE_Brownfield | IgnoreSilica | 2019 | 0 | 0 | 0 | 0 |  |  |  |  | 15 |  | 24.7168 | [19 empty] | 237.1374 | 0
1 | 1500 | 707 | 0.03 | 15 | 15 | 7 | 3.1623e-13 | 5spot_SharedNeighbor | Water | Porous | Wet | R245fa | MinimizeLCOE_Brownfield | IgnoreSilica | 2019 | 0 | 0 | 0 | 0 |  |  |  |  | 15 |  | 23.6681 | [19 empty] | 316.2278 | 0
1 | 1500 | 707 | 0.03 | 15 | 15 | 7 | 4.217e-13 | 5spot_SharedNeighbor | Water | Porous | Wet | R245fa | MinimizeLCOE_Brownfield | IgnoreSilica | 2019 | 0 | 0 | 0 | 0 |  |  |  |  | 15 |  | 24.7259 | [19 empty] | 421.6965 | 0
1 | 1500 | 707 | 0.03 | 15 | 15 | 7 | 5.6234e-13 | 5spot_SharedNeighbor | Water | Porous | Wet | R245fa | MinimizeLCOE_Brownfield | IgnoreSilica | 2019 | 0 | 0 | 0 | 0 |  |  |  |  | 15 |  | 23.9366 | [19 empty] | 562.3413 | 0
1 | 1500 | 707 | 0.03 | 15 | 15 | 7 | 7.4989e-13 | 5spot_SharedNeighbor | Water | Porous | Wet | R245fa | MinimizeLCOE_Brownfield | IgnoreSilica | 2019 | 0 | 0 | 0 | 0 |  |  |  |  | 15 |  | 25.6402 | [19 empty] | 749.8942 | 0
1 | 1500 | 707 | 0.03 | 15 | 15 | 7 | 1e-12 | 5spot_SharedNeighbor | Water | Porous | Wet | R245fa | MinimizeLCOE_Brownfield | IgnoreSilica | 2019 | 0 | 0 | 0 | 0 |  |  |  |  | 15 |  | 26.2763 | [19 empty] | 1000 | 0
1 | 1500 | 707 | 0.03 | 15 | 15 | 7 | 1.3335e-12 | 5spot_SharedNeighbor | Water | Porous | Wet | R245fa | MinimizeLCOE_Brownfield | IgnoreSilica | 2019 | 0 | 0 | 0 | 0 |  |  |  |  | 15 |  | 25.2971 | [19 empty] | 1333.5214 | 0
1 | 1500 | 707 | 0.03 | 15 | 15 | 7 | 1.7783e-12 | 5spot_SharedNeighbor | Water | Porous | Wet | R245fa | MinimizeLCOE_Brownfield | IgnoreSilica | 2019 | 0 | 0 | 0 | 0 |  |  |  |  | 15 |  | 29.7063 | [19 empty] | 1778.2794 | 0
1 | 1500 | 707 | 0.03 | 15 | 15 | 7 | 2.3714e-12 | 5spot_SharedNeighbor | Water | Porous | Wet | R245fa | MinimizeLCOE_Brownfield | IgnoreSilica | 2019 | 0 | 0 | 0 | 0 |  |  |  |  | 15 |  | 35.4239 | [19 empty] | 2371.3737 | 0
1 | 1500 | 707 | 0.03 | 15 | 15 | 7 | 3.1623e-12 | 5spot_SharedNeighbor | Water | Porous | Wet | R245fa | MinimizeLCOE_Brownfield | IgnoreSilica | 2019 | 0 | 0 | 0 | 0 |  |  |  |  | 15 |  | 36.5355 | [19 empty] | 3162.2777 | 0
1 | 1500 | 707 | 0.03 | 15 | 15 | 7 | 4.217e-12 | 5spot_SharedNeighbor | Water | Porous | Wet | R245fa | MinimizeLCOE_Brownfield | IgnoreSilica | 2019 | 0 | 0 | 0 | 0 |  |  |  |  | 15 |  | 38.2456 | [19 empty] | 4216.965 | 0
1 | 1500 | 707 | 0.03 | 15 | 15 | 7 | 5.6234e-12 | 5spot_SharedNeighbor | Water | Porous | Wet | R245fa | MinimizeLCOE_Brownfield | IgnoreSilica | 2019 | 0 | 0 | 0 | 0 |  |  |  |  | 15 |  | 38.0811 | [19 empty] | 5623.4133 | 0
1 | 1500 | 707 | 0.03 | 15 | 15 | 7 | 7.4989e-12 | 5spot_SharedNeighbor | Water | Porous | Wet | R245fa | MinimizeLCOE_Brownfield | IgnoreSilica | 2019 | 0 | 0 | 0 | 0 |  |  |  |  | 15 |  | 36.9506 | [19 empty] | 7498.9421 | 0
1 | 1500 | 707 | 0.03 | 15 | 15 | 7 | 1e-11 | 5spot_SharedNeighbor | Water | Porous | Wet | R245fa | MinimizeLCOE_Brownfield | IgnoreSilica | 2019 | 1.6 | 0.080363 | 0.00030819 | 4 | 4813253.0769 | 11810643.8758 | 98124.6744 | 240775.9505 | 55.1396 | 0 | 39.6856 | 36158.2344 | 904.808 | 47779.3238 | 53103.0107 | 0 | 22408.1887 | 0 | 62537.8906 | 162710.7631 | 111053.4392 | 496655.6584 | 961560.8286 | 4475407.202 | 4475407.202 | 1478867.319 | 2671883.9507 | 0 | 5933623.689 | 14559782.1607 | 10000 | 0.0012328 | 4813253.0769 | 11810643.8758 | 98124.6744 | 240775.9505
1 | 1500 | 707 | 0.03 | 15 | 15 | 7 | 1.3335e-11 | 5spot_SharedNeighbor | Water | Porous | Wet | R245fa | MinimizeLCOE_Brownfield | IgnoreSilica | 2019 | 1.9237 | 0.099364 | 0.00065066 | 4 | 2306304.4828 | 5620690.8773 | 47017.1364 | 114585.3861 | 55.8153 | 0 | 303.1345 | 42391.8046 | 1069.9691 | 56584.4622 | 59588.6096 | 0 | 22951.094 | 0 | 71208.5164 | 185269.9529 | 126450.5498 | 565514.9587 | 961560.8286 | 4475407.202 | 4475407.202 | 1478867.319 | 2671883.9507 | 0 | 6002482.9892 | 14628641.4609 | 13335.2143 | 0.0026026 | 2306304.4828 | 5620690.8773 | 47017.1364 | 114585.3861
1 | 1500 | 707 | 0.03 | 15 | 15 | 7 | 1.7783e-11 | 5spot_SharedNeighbor | Water | Porous | Wet | R245fa | MinimizeLCOE_Brownfield | IgnoreSilica | 2019 | 2.5849 | 0.13821 | 0.0011108 | 4 | 1382583.0263 | 3324014.0944 | 28185.8251 | 67764.5234 | 56.692 | 0 | 416.3606 | 54105.6579 | 1381.7582 | 73618.5156 | 72826.7047 | 0 | 26049.7085 | 0 | 88913.1145 | 231333.6854 | 157889.9937 | 706119.1386 | 961560.8286 | 4475407.202 | 4475407.202 | 1478867.319 | 2671883.9507 | 0 | 6143087.1692 | 14769245.6408 | 17782.7941 | 0.0044432 | 1382583.0263 | 3324014.0944 | 28185.8251 | 67764.5234
1 | 1500 | 707 | 0.03 | 15 | 15 | 7 | 2.3714e-11 | 5spot_SharedNeighbor | Water | Porous | Wet | R245fa | MinimizeLCOE_Brownfield | IgnoreSilica | 2019 | 3.4586 | 0.18972 | 0.0017388 | 4 | 908466.5709 | 2148711.4082 | 18520.3198 | 43804.3884 | 57.3527 | 0 | 78.9968 | 68132.3352 | 1756.348 | 94787.8425 | 90338.9964 | 0 | 29625.1075 | 0 | 111009.8455 | 288824.8468 | 197128.8927 | 881604.2147 | 961560.8286 | 4475407.202 | 4475407.202 | 1478867.319 | 2671883.9507 | 0 | 6318572.2453 | 14944730.7169 | 23713.7371 | 0.0069552 | 908466.5709 | 2148711.4082 | 18520.3198 | 43804.3884
1 | 1500 | 707 | 0.03 | 15 | 15 | 7 | 3.1623e-11 | 5spot_SharedNeighbor | Water | Porous | Wet | R245fa | MinimizeLCOE_Brownfield | IgnoreSilica | 2019 | 4.5575 | 0.25464 | 0.0025813 | 4 | 632162.9005 | 1467598.4439 | 12887.4958 | 29918.9794 | 57.8324 | 0 | 92.0927 | 84194.0006 | 2186.1641 | 119896.609 | 112384.5243 | 0 | 33370.1588 | 0 | 137292.2682 | 357206.3192 | 243800.6527 | 1090330.6969 | 961560.8286 | 4475407.202 | 4475407.202 | 1478867.319 | 2671883.9507 | 0 | 6527298.7275 | 15153457.1991 | 31622.7766 | 0.010325 | 632162.9005 | 1467598.4439 | 12887.4958 | 29918.9794
1 | 1500 | 707 | 0.03 | 15 | 15 | 7 | 4.217e-11 | 5spot_SharedNeighbor | Water | Porous | Wet | R245fa | MinimizeLCOE_Brownfield | IgnoreSilica | 2019 | 5.9601 | 0.33751 | 0.0036995 | 4 | 458199.9952 | 1041124.7373 | 9341.0267 | 21224.736 | 58.1888 | 0 | 111.9527 | 102931.1067 | 2688.2474 | 150161.0782 | 140517.8366 | 0 | 37474.8897 | 0 | 169171.5318 | 440149.624 | 300411.1625 | 1343505.4769 | 961560.8286 | 4475407.202 | 4475407.202 | 1478867.319 | 2671883.9507 | 0 | 6780473.5074 | 15406631.9791 | 42169.6503 | 0.014798 | 458199.9952 | 1041124.7373 | 9341.0267 | 21224.736
1 | 1500 | 707 | 0.03 | 15 | 15 | 7 | 5.6234e-11 | 5spot_SharedNeighbor | Water | Porous | Wet | R245fa | MinimizeLCOE_Brownfield | IgnoreSilica | 2019 | 7.6339 | 0.43614 | 0.0051387 | 4 | 343816.8778 | 763483.6496 | 7009.1721 | 15564.6469 | 58.4253 | 0 | 87.5129 | 123401.6189 | 3236.8586 | 184299.8631 | 174027.18 | 0 | 41343.4977 | 0 | 205260.5172 | 534045.7609 | 364497.2054 | 1630112.5018 | 961560.8286 | 4475407.202 | 4475407.202 | 1478867.319 | 2671883.9507 | 0 | 7067080.5323 | 15693239.004 | 56234.1325 | 0.020555 | 343816.8778 | 763483.6496 | 7009.1721 | 15564.6469
1 | 1500 | 707 | 0.03 | 15 | 15 | 7 | 7.4989e-11 | 5spot_SharedNeighbor | Water | Porous | Wet | R245fa | MinimizeLCOE_Brownfield | IgnoreSilica | 2019 | 10.0823 | 0.58145 | 0.0071289 | 4 | 262111.7486 | 564619.4809 | 5343.5025 | 11510.5318 | 58.6781 | 0 | 94.5776 | 151254.1728 | 3985.0661 | 231915.3075 | 223258.0919 | 0 | 47356.8344 | 0 | 256530.0944 | 667438.684 | 455540.6163 | 2037278.8676 | 961560.8286 | 4475407.202 | 4475407.202 | 1478867.319 | 2671883.9507 | 0 | 7474246.8981 | 16100405.3698 | 74989.4209 | 0.028515 | 262111.7486 | 564619.4809 | 5343.5025 | 11510.5318
1 | 1500 | 707 | 0.03 | 15 | 15 | 7 | 1e-10 | 5spot_SharedNeighbor | Water | Porous | Wet | R245fa | MinimizeLCOE_Brownfield | IgnoreSilica | 2019 | 12.923 | 0.74957 | 0.0096346 | 4 | 205597.3958 | 429429.3458 | 4191.381 | 8754.4981 | 58.8341 | 0 | 90.5306 | 180856.7234 | 4779.9266 | 284123.1534 | 280275.4298 | 0 | 52758.9548 | 0 | 313089.7333 | 814595.2626 | 555978.005 | 2486457.1891 | 961560.8286 | 4475407.202 | 4475407.202 | 1478867.319 | 2671883.9507 | 0 | 7923425.2197 | 16549583.6913 | 100000 | 0.038539 | 205597.3958 | 429429.3458 | 4191.381 | 8754.4981
1 | 1500 | 707 | 0.03 | 15 | 15 | 7 | 1.3335e-10 | 5spot_SharedNeighbor | Water | Porous | Wet | R245fa | MinimizeLCOE_Brownfield | IgnoreSilica | 2019 | 16.3692 | 0.95356 | 0.012812 | 4 | 164837.8971 | 333161.3811 | 3360.4435 | 6791.9454 | 58.9513 | 0 | 93.9885 | 214168.7762 | 5674.4813 | 344419.2035 | 349450.959 | 0 | 58297.013 | 0 | 379084.0689 | 986298.9865 | 673169.3247 | 3010562.8133 | 961560.8286 | 4475407.202 | 4475407.202 | 1478867.319 | 2671883.9507 | 0 | 8447530.8439 | 17073689.3155 | 133352.1432 | 0.051248 | 164837.8971 | 333161.3811 | 3360.4435 | 6791.9454
1 | 1500 | 707 | 0.03 | 15 | 15 | 7 | 1.7783e-10 | 5spot_SharedNeighbor | Water | Porous | Wet | R245fa | MinimizeLCOE_Brownfield | IgnoreSilica | 2019 | 20.4501 | 1.1951 | 0.016746 | 4 | 135049.9401 | 263827.9854 | 2753.1757 | 5378.4903 | 59.0397 | 0 | 109.7754 | 250928.6559 | 6661.5597 | 412576.7542 | 431366.5813 | 0 | 63792.8588 | 0 | 454477.2999 | 1182456.7082 | 807051.0004 | 3609311.4185 | 961560.8286 | 4475407.202 | 4475407.202 | 1478867.319 | 2671883.9507 | 0 | 9046279.4491 | 17672437.9207 | 177827.941 | 0.066985 | 135049.9401 | 263827.9854 | 2753.1757 | 5378.4903
1 | 1500 | 707 | 0.03 | 15 | 15 | 7 | 2.3714e-10 | 5spot_SharedNeighbor | Water | Porous | Wet | R245fa | MinimizeLCOE_Brownfield | IgnoreSilica | 2019 | 25.0781 | 1.4691 | 0.021449 | 4 | 113097.1743 | 213641.1169 | 2305.6389 | 4355.3631 | 59.1057 | 0 | 117.203 | 289993.4335 | 7710.3156 | 486616.3714 | 524265.7725 | 0 | 68825.9571 | 0 | 537190.6215 | 1397659.8042 | 953931.5354 | 4266193.8112 | 961560.8286 | 4475407.202 | 4475407.202 | 1478867.319 | 2671883.9507 | 0 | 9703161.8418 | 18329320.3134 | 237137.3706 | 0.085795 | 113097.1743 | 213641.1169 | 2305.6389 | 4355.3631
1 | 1500 | 707 | 0.03 | 15 | 15 | 7 | 3.1623e-10 | 5spot_SharedNeighbor | Water | Porous | Wet | R245fa | MinimizeLCOE_Brownfield | IgnoreSilica | 2019 | 30.0823 | 1.7654 | 0.026827 | 4 | 96849.0604 | 177236.6747 | 1974.3991 | 3613.2093 | 59.1549 | 0 | 101.9055 | 329840.8294 | 8779.7473 | 563633.8451 | 624725.5019 | 0 | 73024.6176 | 0 | 624001.7711 | 1623524.608 | 1108088.9051 | 4955619.8254 | 961560.8286 | 4475407.202 | 4475407.202 | 1478867.319 | 2671883.9507 | 0 | 10392587.856 | 19018746.3276 | 316227.766 | 0.10731 | 96849.0604 | 177236.6747 | 1974.3991 | 3613.2093
1 | 1500 | 707 | 0.03 | 15 | 15 | 7 | 4.217e-10 | 5spot_SharedNeighbor | Water | Porous | Wet | R245fa | MinimizeLCOE_Brownfield | IgnoreSilica | 2019 | 35.2218 | 2.0697 | 0.032669 | 4 | 84808.2041 | 150820.5949 | 1728.93 | 3074.6818 | 59.1914 | 0 | 133.1975 | 368729.9105 | 9823.0771 | 640089.5049 | 727910.1642 | 0 | 76136.4127 | 0 | 710848.7371 | 1849482.5987 | 1262309.8767 | 5645330.2819 | 961560.8286 | 4475407.202 | 4475407.202 | 1478867.319 | 2671883.9507 | 0 | 11082298.3125 | 19708456.7841 | 421696.5034 | 0.13067 | 84808.2041 | 150820.5949 | 1728.93 | 3074.6818
1 | 1500 | 707 | 0.03 | 15 | 15 | 7 | 5.6234e-10 | 5spot_SharedNeighbor | Water | Porous | Wet | R245fa | MinimizeLCOE_Brownfield | IgnoreSilica | 2019 | 40.1749 | 2.3631 | 0.038647 | 4 | 75890.9629 | 131692.4391 | 1547.1399 | 2684.7285 | 59.2181 | 0 | 102.0798 | 404620.1394 | 10785.578 | 711670.6391 | 827358.2916 | 0 | 77932.0756 | 0 | 792623.0223 | 2062242.5146 | 1407522.891 | 6294755.1516 | 961560.8286 | 4475407.202 | 4475407.202 | 1478867.319 | 2671883.9507 | 0 | 11731723.1822 | 20357881.6538 | 562341.3252 | 0.15459 | 75890.9629 | 131692.4391 | 1547.1399 | 2684.7285
1 | 1500 | 707 | 0.03 | 15 | 15 | 7 | 7.4989e-10 | 5spot_SharedNeighbor | Water | Porous | Wet | R245fa | MinimizeLCOE_Brownfield | IgnoreSilica | 2019 | 44.6908 | 2.6305 | 0.044419 | 4 | 69294.9382 | 117844.6869 | 1412.671 | 2402.4233 | 59.2373 | 0 | 108.7363 | 436195.5902 | 11632.0322 | 775393.6756 | 918028.3661 | 0 | 78499.7884 | 0 | 865702.2865 | 2252379.7696 | 1537295.4745 | 6875126.9832 | 961560.8286 | 4475407.202 | 4475407.202 | 1478867.319 | 2671883.9507 | 0 | 12312095.0137 | 20938253.4854 | 749894.2093 | 0.17768 | 69294.9382 | 117844.6869 | 1412.671 | 2402.4233
1 | 1500 | 707 | 0.03 | 15 | 15 | 7 | 1e-09 | 5spot_SharedNeighbor | Water | Porous | Wet | R245fa | MinimizeLCOE_Brownfield | IgnoreSilica | 2019 | 48.6324 | 2.8639 | 0.049714 | 4 | 64419.1987 | 107797.7805 | 1313.2725 | 2197.6036 | 59.2508 | 0 | 117.6635 | 462973.2754 | 12349.5935 | 829950.9141 | 997161.6022 | 0 | 78149.7662 | 0 | 928428.209 | 2415579.7531 | 1648682.8167 | 7373275.9303 | 961560.8286 | 4475407.202 | 4475407.202 | 1478867.319 | 2671883.9507 | 0 | 12810243.9609 | 21436402.4325 | 1000000 | 0.19886 | 64419.1987 | 107797.7805 | 1313.2725 | 2197.6036
1 | 1500 | 707 | 0.03 | 15 | 15 | 7 | 1.3335e-09 | 5spot_SharedNeighbor | Water | Porous | Wet | R245fa | MinimizeLCOE_Brownfield | IgnoreSilica | 2019 | 51.9038 | 3.0576 | 0.054336 | 4 | 60813.9424 | 100502.7452 | 1239.7745 | 2048.8844 | 59.2601 | 0 | 156.4605 | 484697.4479 | 12931.5244 | 874546.498 | 1062829.0731 | 0 | 77102.1738 | 0 | 979721.6197 | 2549034.6859 | 1739768.5505 | 7780631.5732 | 961560.8286 | 4475407.202 | 4475407.202 | 1478867.319 | 2671883.9507 | 0 | 13217599.6038 | 21843758.0755 | 1333521.4322 | 0.21734 | 60813.9424 | 100502.7452 | 1239.7745 | 2048.8844
1 | 1500 | 707 | 0.03 | 15 | 15 | 7 | 1.7783e-09 | 5spot_SharedNeighbor | Water | Porous | Wet | R245fa | MinimizeLCOE_Brownfield | IgnoreSilica | 2019 | 54.5593 | 3.2147 | 0.058235 | 4 | 58144.9217 | 95176.383 | 1185.3629 | 1940.2993 | 59.2663 | 0 | 109.4065 | 502022.3722 | 13395.4602 | 910320.2609 | 1116123.0515 | 0 | 75744.4395 | 0 | 1020866.1778 | 2656084.3863 | 1812832.1707 | 8107388.3191 | 961560.8286 | 4475407.202 | 4475407.202 | 1478867.319 | 2671883.9507 | 0 | 13544356.3497 | 22170514.8213 | 1778279.41 | 0.23294 | 58144.9217 | 95176.383 | 1185.3629 | 1940.2993
1 | 1500 | 707 | 0.03 | 15 | 15 | 7 | 2.3714e-09 | 5spot_SharedNeighbor | Water | Porous | Wet | R245fa | MinimizeLCOE_Brownfield | IgnoreSilica | 2019 | 56.6787 | 3.3401 | 0.061438 | 4 | 56165.6194 | 91266.9241 | 1145.0121 | 1860.5997 | 59.2706 | 0 | 109.0532 | 515662.1348 | 13760.61 | 938612.8225 | 1158650.4292 | 0 | 74337.1048 | 0 | 1053399.0095 | 2740728.1409 | 1870603.2725 | 8365753.5241 | 961560.8286 | 4475407.202 | 4475407.202 | 1478867.319 | 2671883.9507 | 0 | 13802721.5547 | 22428880.0263 | 2371373.7057 | 0.24575 | 56165.6194 | 91266.9241 | 1145.0121 | 1860.5997
1 | 1500 | 707 | 0.03 | 15 | 15 | 7 | 3.1623e-09 | 5spot_SharedNeighbor | Water | Porous | Wet | R245fa | MinimizeLCOE_Brownfield | IgnoreSilica | 2019 | 58.3176 | 3.437 | 0.063995 | 4 | 54695.0588 | 88393.826 | 1115.0328 | 1802.0277 | 59.2734 | 0 | 136.4917 | 526099.5801 | 14039.9652 | 960338.3063 | 1191529.0873 | 0 | 72955.1444 | 0 | 1078335.2125 | 2805607.0259 | 1914884.4446 | 8563788.7662 | 961560.8286 | 4475407.202 | 4475407.202 | 1478867.319 | 2671883.9507 | 0 | 14000756.7968 | 22626915.2684 | 3162277.6602 | 0.25598 | 54695.0588 | 88393.826 | 1115.0328 | 1802.0277
1 | 1500 | 707 | 0.03 | 15 | 15 | 7 | 4.217e-09 | 5spot_SharedNeighbor | Water | Porous | Wet | R245fa | MinimizeLCOE_Brownfield | IgnoreSilica | 2019 | 59.6017 | 3.513 | 0.066021 | 4 | 53600.5315 | 86264.7946 | 1092.7193 | 1758.6245 | 59.2753 | 0 | 139.082 | 534212.6876 | 14257.0688 | 977270.4997 | 1217285.7501 | 0 | 71775.9542 | 0 | 1097772.7646 | 2856179.5492 | 1949401.231 | 8718155.5052 | 961560.8286 | 4475407.202 | 4475407.202 | 1478867.319 | 2671883.9507 | 0 | 14155123.5358 | 22781282.0074 | 4216965.0343 | 0.26409 | 53600.5315 | 86264.7946 | 1092.7193 | 1758.6245
1 | 1500 | 707 | 0.03 | 15 | 15 | 7 | 5.6234e-09 | 5spot_SharedNeighbor | Water | Porous | Wet | R245fa | MinimizeLCOE_Brownfield | IgnoreSilica | 2019 | 60.5808 | 3.5708 | 0.067596 | 4 | 52784.6099 | 84687.8292 | 1076.0857 | 1726.4759 | 59.2766 | 0 | 147.1621 | 540361.1423 | 14421.5742 | 990128.3997 | 1236921.1489 | 0 | 70762.5442 | 0 | 1112511.9756 | 2894527.953 | 1975574.8045 | 8835209.5424 | 961560.8286 | 4475407.202 | 4475407.202 | 1478867.319 | 2671883.9507 | 0 | 14272177.5729 | 22898336.0446 | 5623413.2519 | 0.27039 | 52784.6099 | 84687.8292 | 1076.0857 | 1726.4759
1 | 1500 | 707 | 0.03 | 15 | 15 | 7 | 7.4989e-09 | 5spot_SharedNeighbor | Water | Porous | Wet | R245fa | MinimizeLCOE_Brownfield | IgnoreSilica | 2019 | 61.3339 | 3.6154 | 0.068815 | 4 | 52175.581 | 83513.6084 | 1063.6698 | 1702.5379 | 59.2775 | 0 | 124.6582 | 545068.8838 | 14547.5174 | 999988.5033 | 1252022.9069 | 0 | 69947.894 | 0 | 1123814.5251 | 2923934.8683 | 1995645.6284 | 8924970.7272 | 961560.8286 | 4475407.202 | 4475407.202 | 1478867.319 | 2671883.9507 | 0 | 14361938.7578 | 22988097.2294 | 7498942.0933 | 0.27526 | 52175.581 | 83513.6084 | 1063.6698 | 1702.5379
1 | 1500 | 707 | 0.03 | 15 | 15 | 7 | 1e-08 | 5spot_SharedNeighbor | Water | Porous | Wet | R245fa | MinimizeLCOE_Brownfield | IgnoreSilica | 2019 | 61.8844 | 3.6479 | 0.069736 | 4 | 51720.5 | 82644.8478 | 1054.3923 | 1684.827 | 59.2781 | 0 | 154.6762 | 548498.1359 | 14639.2497 | 1007179.0967 | 1263060.1465 | 0 | 69243.4304 | 0 | 1132021.8231 | 2945288.5741 | 2010219.9714 | 8990150.4279 | 961560.8286 | 4475407.202 | 4475407.202 | 1478867.319 | 2671883.9507 | 0 | 14427118.4584 | 23053276.9301 | 10000000 | 0.27894 | 51720.5 | 82644.8478 | 1054.3923 | 1684.827
1 | 1600 | 707 | 0.03 | 15 | 15 | 7 | 1e-13 | 5spot_SharedNeighbor | Water | Porous | Wet | R245fa | MinimizeLCOE_Brownfield | IgnoreSilica | 2019 | 0 | 0 | 0 | 0 |  |  |  |  | 15 |  | 18.5113 | [19 empty] | 100 | 0
1 | 1600 | 707 | 0.03 | 15 | 15 | 7 | 1.3335e-13 | 5spot_SharedNeighbor | Water | Porous | Wet | R245fa | MinimizeLCOE_Brownfield | IgnoreSilica | 2019 | 0 | 0 | 0 | 0 |  |  |  |  | 15 |  | 19.6797 | [19 empty] | 133.3521 | 0
1 | 1600 | 707 | 0.03 | 15 | 15 | 7 | 1.7783e-13 | 5spot_SharedNeighbor | Water | Porous | Wet | R245fa | MinimizeLCOE_Brownfield | IgnoreSilica | 2019 | 0 | 0 | 0 | 0 |  |  |  |  | 15 |  | 24.0493 | [19 empty] | 177.8279 | 0
1 | 1600 | 707 | 0.03 | 15 | 15 | 7 | 2.3714e-13 | 5spot_SharedNeighbor | Water | Porous | Wet | R245fa | MinimizeLCOE_Brownfield | IgnoreSilica | 2019 | 0 | 0 | 0 | 0 |  |  |  |  | 15 |  | 24.2138 | [19 empty] | 237.1374 | 0
1 | 1600 | 707 | 0.03 | 15 | 15 | 7 | 3.1623e-13 | 5spot_SharedNeighbor | Water | Porous | Wet | R245fa | MinimizeLCOE_Brownfield | IgnoreSilica | 2019 | 0 | 0 | 0 | 0 |  |  |  |  | 15 |  | 23.4352 | [19 empty] | 316.2278 | 0
1 | 1600 | 707 | 0.03 | 15 | 15 | 7 | 4.217e-13 | 5spot_SharedNeighbor | Water | Porous | Wet | R245fa | MinimizeLCOE_Brownfield | IgnoreSilica | 2019 | 0 | 0 | 0 | 0 |  |  |  |  | 15 |  | 24.4233 | [19 empty] | 421.6965 | 0
1 | 1600 | 707 | 0.03 | 15 | 15 | 7 | 5.6234e-13 | 5spot_SharedNeighbor | Water | Porous | Wet | R245fa | MinimizeLCOE_Brownfield | IgnoreSilica | 2019 | 0 | 0 | 0 | 0 |  |  |  |  | 15 |  | 24.0426 | [19 empty] | 562.3413 | 0
1 | 1600 | 707 | 0.03 | 15 | 15 | 7 | 7.4989e-13 | 5spot_SharedNeighbor | Water | Porous | Wet | R245fa | MinimizeLCOE_Brownfield | IgnoreSilica | 2019 | 0 | 0 | 0 | 0 |  |  |  |  | 15 |  | 26.2937 | [19 empty] | 749.8942 | 0
1 | 1600 | 707 | 0.03 | 15 | 15 | 7 | 1e-12 | 5spot_SharedNeighbor | Water | Porous | Wet | R245fa | MinimizeLCOE_Brownfield | IgnoreSilica | 2019 | 0 | 0 | 0 | 0 |  |  |  |  | 15 |  | 26.6412 | [19 empty] | 1000 | 0
1 | 1600 | 707 | 0.03 | 15 | 15 | 7 | 1.3335e-12 | 5spot_SharedNeighbor | Water | Porous | Wet | R245fa | MinimizeLCOE_Brownfield | IgnoreSilica | 2019 | 0 | 0 | 0 | 0 |  |  |  |  | 15 |  | 30.6728 | [19 empty] | 1333.5214 | 0
1 | 1600 | 707 | 0.03 | 15 | 15 | 7 | 1.7783e-12 | 5spot_SharedNeighbor | Water | Porous | Wet | R245fa | MinimizeLCOE_Brownfield | IgnoreSilica | 2019 | 0 | 0 | 0 | 0 |  |  |  |  | 15 |  | 33.0637 | [19 empty] | 1778.2794 | 0
1 | 1600 | 707 | 0.03 | 15 | 15 | 7 | 2.3714e-12 | 5spot_SharedNeighbor | Water | Porous | Wet | R245fa | MinimizeLCOE_Brownfield | IgnoreSilica | 2019 | 0 | 0 | 0 | 0 |  |  |  |  | 15 |  | 36.7992 | [19 empty] | 2371.3737 | 0
1 | 1600 | 707 | 0.03 | 15 | 15 | 7 | 3.1623e-12 | 5spot_SharedNeighbor | Water | Porous | Wet | R245fa | MinimizeLCOE_Brownfield | IgnoreSilica | 2019 | 0 | 0 | 0 | 0 |  |  |  |  | 15 |  | 39.076 | [19 empty] | 3162.2777 | 0
1 | 1600 | 707 | 0.03 | 15 | 15 | 7 | 4.217e-12 | 5spot_SharedNeighbor | Water | Porous | Wet | R245fa | MinimizeLCOE_Brownfield | IgnoreSilica | 2019 | 0 | 0 | 0 | 0 |  |  |  |  | 15 |  | 40.5777 | [19 empty] | 4216.965 | 0
1 | 1600 | 707 | 0.03 | 15 | 15 | 7 | 5.6234e-12 | 5spot_SharedNeighbor | Water | Porous | Wet | R245fa | MinimizeLCOE_Brownfield | IgnoreSilica | 2019 | 0 | 0 | 0 | 0 |  |  |  |  | 15 |  | 40.0803 | [19 empty] | 5623.4133 | 0
1 | 1600 | 707 | 0.03 | 15 | 15 | 7 | 7.4989e-12 | 5spot_SharedNeighbor | Water | Porous | Wet | R245fa | MinimizeLCOE_Brownfield | IgnoreSilica | 2019 | 1.6 | 0.088299 | 0.00041342 | 4 | 3789080.8055 | 9254373.7043 | 77245.5373 | 188662.9254 | 57.5101 | 0 | 43.2654 | 40455.6528 | 1032.6491 | 51400.6122 | 54845.0952 | 0 | 24966.7268 | 0 | 67353.2871 | 175239.437 | 119604.5166 | 534897.9768 | 961560.8286 | 4769433.0752 | 4769433.0752 | 1478867.319 | 2789494.2999 | 0 | 6265891.8806 | 15303686.5748 | 7498.9421 | 0.0016537 | 3789080.8055 | 9254373.7043 | 77245.5373 | 188662.9254
1 | 1600 | 707 | 0.03 | 15 | 15 | 7 | 1e-11 | 5spot_SharedNeighbor | Water | Porous | Wet | R245fa | MinimizeLCOE_Brownfield | IgnoreSilica | 2019 | 1.9237 | 0.10928 | 0.00085595 | 4 | 1852041.5688 | 4491726.8976 | 37756.3725 | 91569.9283 | 58.2722 | 0 | 324.6942 | 47495.7828 | 1223.4815 | 60913.4348 | 61731.5296 | 0 | 25601.9255 | 0 | 76816.8001 | 199861.5566 | 136409.6191 | 610054.1299 | 961560.8286 | 4769433.0752 | 4769433.0752 | 1478867.319 | 2789494.2999 | 0 | 6341048.0337 | 15378842.7279 | 10000 | 0.0034238 | 1852041.5688 | 4491726.8976 | 37756.3725 | 91569.9283
1 | 1600 | 707 | 0.03 | 15 | 15 | 7 | 1.3335e-11 | 5spot_SharedNeighbor | Water | Porous | Wet | R245fa | MinimizeLCOE_Brownfield | IgnoreSilica | 2019 | 2.6044 | 0.15355 | 0.0014534 | 4 | 1118025.4481 | 2672612.4673 | 22792.461 | 54484.8201 | 59.2843 | 0 | 459.5277 | 61112.8733 | 1594.1952 | 79887.4934 | 76226.0314 | 0 | 29397.0774 | 0 | 96804.8916 | 251866.4705 | 171904.0414 | 768793.0743 | 961560.8286 | 4769433.0752 | 4769433.0752 | 1478867.319 | 2789494.2999 | 0 | 6499786.9781 | 15537581.6722 | 13335.2143 | 0.0058136 | 1118025.4481 | 2672612.4673 | 22792.461 | 54484.8201
1 | 1600 | 707 | 0.03 | 15 | 15 | 7 | 1.7783e-11 | 5spot_SharedNeighbor | Water | Porous | Wet | R245fa | MinimizeLCOE_Brownfield | IgnoreSilica | 2019 | 3.4586 | 0.20927 | 0.0022671 | 4 | 737377.0101 | 1733984.3806 | 15032.4277 | 35349.617 | 60.0099 | 0 | 91.8824 | 76601.8927 | 2017.3404 | 102265.6406 | 94428.2709 | 0 | 33332.7033 | 0 | 120371.8807 | 313182.9419 | 213753.7931 | 955954.4638 | 961560.8286 | 4769433.0752 | 4769433.0752 | 1478867.319 | 2789494.2999 | 0 | 6686948.3676 | 15724743.0617 | 17782.7941 | 0.0090686 | 737377.0101 | 1733984.3806 | 15032.4277 | 35349.617
1 | 1600 | 707 | 0.03 | 15 | 15 | 7 | 2.3714e-11 | 5spot_SharedNeighbor | Water | Porous | Wet | R245fa | MinimizeLCOE_Brownfield | IgnoreSilica | 2019 | 4.577 | 0.28238 | 0.0033628 | 4 | 514393.4075 | 1186288.4536 | 10486.6054 | 24184.0947 | 60.5606 | 0 | 108.4361 | 95073.0714 | 2522.9044 | 129899.7394 | 118280.4843 | 0 | 37858.7529 | 0 | 149617.6314 | 389274.3862 | 265687.7674 | 1188214.7373 | 961560.8286 | 4769433.0752 | 4769433.0752 | 1478867.319 | 2789494.2999 | 0 | 6919208.6412 | 15957003.3353 | 23713.7371 | 0.013451 | 514393.4075 | 1186288.4536 | 10486.6054 | 24184.0947
1 | 1600 | 707 | 0.03 | 15 | 15 | 7 | 3.1623e-11 | 5spot_SharedNeighbor | Water | Porous | Wet | R245fa | MinimizeLCOE_Brownfield | IgnoreSilica | 2019 | 5.9944 | 0.37508 | 0.0048173 | 4 | 373566.5978 | 842590.7754 | 7615.6604 | 17177.3526 | 60.9649 | 0 | 110.0711 | 116453.3957 | 3108.7403 | 162959.2081 | 148510.1048 | 0 | 42741.3574 | 0 | 184771.3945 | 480737.2666 | 328113.0626 | 1467394.53 | 961560.8286 | 4769433.0752 | 4769433.0752 | 1478867.319 | 2789494.2999 | 0 | 7198388.4338 | 16236183.128 | 31622.7766 | 0.019269 | 373566.5978 | 842590.7754 | 7615.6604 | 17177.3526
1 | 1600 | 707 | 0.03 | 15 | 15 | 7 | 4.217e-11 | 5spot_SharedNeighbor | Water | Porous | Wet | R245fa | MinimizeLCOE_Brownfield | IgnoreSilica | 2019 | 7.6728 | 0.48441 | 0.0066897 | 4 | 280696.7337 | 618446.1333 | 5722.3826 | 12607.8609 | 61.2309 | 0 | 105.271 | 139616.0215 | 3743.4689 | 199913.0407 | 184211.5696 | 0 | 47262.3495 | 0 | 224151.1156 | 583195.223 | 398042.7231 | 1780135.5118 | 961560.8286 | 4769433.0752 | 4769433.0752 | 1478867.319 | 2789494.2999 | 0 | 7511129.4156 | 16548924.1098 | 42169.6503 | 0.026759 | 280696.7337 | 618446.1333 | 5722.3826 | 12607.8609
1 | 1600 | 707 | 0.03 | 15 | 15 | 7 | 5.6234e-11 | 5spot_SharedNeighbor | Water | Porous | Wet | R245fa | MinimizeLCOE_Brownfield | IgnoreSilica | 2019 | 10.1406 | 0.64633 | 0.009286 | 4 | 214239.3797 | 457556.1338 | 4367.5595 | 9327.9007 | 61.5172 | 0 | 113.4117 | 171308.1554 | 4614.0405 | 251717.3605 | 236930.1845 | 0 | 54372.4692 | 0 | 280387.4619 | 729510.6605 | 497906.0157 | 2226746.3481 | 961560.8286 | 4769433.0752 | 4769433.0752 | 1478867.319 | 2789494.2999 | 0 | 7957740.2519 | 16995534.9461 | 56234.1325 | 0.037144 | 214239.3797 | 457556.1338 | 4367.5595 | 9327.9007
1 | 1600 | 707 | 0.03 | 15 | 15 | 7 | 7.4989e-11 | 5spot_SharedNeighbor | Water | Porous | Wet | R245fa | MinimizeLCOE_Brownfield | IgnoreSilica | 2019 | 13.0176 | 0.83457 | 0.012565 | 4 | 168169.9031 | 347992.5396 | 3428.3709 | 7094.2986 | 61.6943 | 0 | 94.6033 | 205139.3102 | 5542.6206 | 308775.7373 | 298280.1806 | 0 | 60827.6993 | 0 | 342640.5637 | 891480.4615 | 608453.7331 | 2721140.3064 | 961560.8286 | 4769433.0752 | 4769433.0752 | 1478867.319 | 2789494.2999 | 0 | 8452134.2102 | 17489928.9043 | 74989.4209 | 0.050259 | 168169.9031 | 347992.5396 | 3428.3709 | 7094.2986
1 | 1600 | 707 | 0.03 | 15 | 15 | 7 | 1e-10 | 5spot_SharedNeighbor | Water | Porous | Wet | R245fa | MinimizeLCOE_Brownfield | IgnoreSilica | 2019 | 16.5324 | 1.0646 | 0.016744 | 4 | 134858.4658 | 269797.1137 | 2749.2722 | 5500.1791 | 61.8278 | 0 | 118.4089 | 243456.7022 | 6594.2195 | 375108.0117 | 373235.0577 | 0 | 67527.9068 | 0 | 415709.5402 | 1081590.9498 | 738208.0477 | 3301430.4356 | 961560.8286 | 4769433.0752 | 4769433.0752 | 1478867.319 | 2789494.2999 | 0 | 9032424.3394 | 18070219.0335 | 100000 | 0.066977 | 134858.4658 | 269797.1137 | 2749.2722 | 5500.1791
1 | 1600 | 707 | 0.03 | 15 | 15 | 7 | 1.3335e-10 | 5spot_SharedNeighbor | Water | Porous | Wet | R245fa | MinimizeLCOE_Brownfield | IgnoreSilica | 2019 | 20.713 | 1.3382 | 0.021953 | 4 | 110435.4363 | 213359.2037 | 2251.3757 | 4349.616 | 61.9283 | 0 | 104.8611 | 285898.7555 | 7758.6954 | 450385.5887 | 462393.2176 | 0 | 74183.6804 | 0 | 499441.7757 | 1299445.0508 | 886897.9481 | 3966404.7122 | 961560.8286 | 4769433.0752 | 4769433.0752 | 1478867.319 | 2789494.2999 | 0 | 9697398.616 | 18735193.3102 | 133352.1432 | 0.087811 | 110435.4363 | 213359.2037 | 2251.3757 | 4349.616
1 | 1600 | 707 | 0.03 | 15 | 15 | 7 | 1.7783e-10 | 5spot_SharedNeighbor | Water | Porous | Wet | R245fa | MinimizeLCOE_Brownfield | IgnoreSilica | 2019 | 25.5339 | 1.6537 | 0.028254 | 4 | 92363.2533 | 172332.4258 | 1882.9498 | 3513.2296 | 62.004 | 0 | 110.1809 | 331712.5407 | 9015.1696 | 533476.9784 | 565217.1451 | 0 | 80482.7755 | 0 | 592762.7976 | 1542247.207 | 1052615.4088 | 4707530.0226 | 961560.8286 | 4769433.0752 | 4769433.0752 | 1478867.319 | 2789494.2999 | 0 | 10438523.9265 | 19476318.6206 | 177827.941 | 0.11302 | 92363.2533 | 172332.4258 | 1882.9498 | 3513.2296
1 | 1600 | 707 | 0.03 | 15 | 15 | 7 | 2.3714e-10 | 5spot_SharedNeighbor | Water | Porous | Wet | R245fa | MinimizeLCOE_Brownfield | IgnoreSilica | 2019 | 30.8593 | 2.0025 | 0.03558 | 4 | 78923.6911 | 142427.27 | 1608.9662 | 2903.5725 | 62.0609 | 0 | 91.7511 | 379372.8616 | 10321.5419 | 621693.186 | 678835.0046 | 0 | 85990.6084 | 0 | 692723.149 | 1802323.5367 | 1230122.8478 | 5501382.7362 | 961560.8286 | 4769433.0752 | 4769433.0752 | 1478867.319 | 2789494.2999 | 0 | 11232376.64 | 20270171.3341 | 237137.3706 | 0.14232 | 78923.6911 | 142427.27 | 1608.9662 | 2903.5725
1 | 1600 | 707 | 0.03 | 15 | 15 | 7 | 3.1623e-10 | 5spot_SharedNeighbor | Water | Porous | Wet | R245fa | MinimizeLCOE_Brownfield | IgnoreSilica | 2019 | 36.4009 | 2.3655 | 0.043664 | 4 | 68909.3564 | 120655.3425 | 1404.8104 | 2459.7224 | 62.1031 | 0 | 120.3546 | 426401.0893 | 11609.9137 | 710289.1767 | 797076.2857 | 0 | 90137.2677 | 0 | 793850.3559 | 2065435.785 | 1409702.3637 | 6304502.2377 | 961560.8286 | 4769433.0752 | 4769433.0752 | 1478867.319 | 2789494.2999 | 0 | 12035496.1415 | 21073290.8357 | 316227.766 | 0.17466 | 68909.3564 | 120655.3425 | 1404.8104 | 2459.7224
1 | 1600 | 707 | 0.03 | 15 | 15 | 7 | 4.217e-10 | 5spot_SharedNeighbor | Water | Porous | Wet | R245fa | MinimizeLCOE_Brownfield | IgnoreSilica | 2019 | 41.8844 | 2.7246 | 0.052117 | 4 | 61452.9004 | 104806.2612 | 1252.8005 | 2136.6174 | 62.1342 | 0 | 154.1733 | 470858.5638 | 12827.1992 | 795314.5423 | 914082.3215 | 0 | 92806.4652 | 0 | 891496.7459 | 2319491.6617 | 1583100.7199 | 7079978.2195 | 961560.8286 | 4769433.0752 | 4769433.0752 | 1478867.319 | 2789494.2999 | 0 | 12810972.1233 | 21848766.8174 | 421696.5034 | 0.20847 | 61452.9004 | 104806.2612 | 1252.8005 | 2136.6174
1 | 1600 | 707 | 0.03 | 15 | 15 | 7 | 5.6234e-10 | 5spot_SharedNeighbor | Water | Porous | Wet | R245fa | MinimizeLCOE_Brownfield | IgnoreSilica | 2019 | 46.9734 | 3.058 | 0.060431 | 4 | 55911.5213 | 93300.3709 | 1139.832 | 1902.0543 | 62.1564 | 0 | 132.0403 | 510571.2754 | 13913.9729 | 872227.2856 | 1022668.3016 | 0 | 93871.9474 | 0 | 980168.5853 | 2550197.5988 | 1740562.2625 | 7784181.2294 | 961560.8286 | 4769433.0752 | 4769433.0752 | 1478867.319 | 2789494.2999 | 0 | 13515175.1332 | 22552969.8274 | 562341.3252 | 0.24172 | 55911.5213 | 93300.3709 | 1139.832 | 1902.0543
1 | 1600 | 707 | 0.03 | 15 | 15 | 7 | 7.4989e-10 | 5spot_SharedNeighbor | Water | Porous | Wet | R245fa | MinimizeLCOE_Brownfield | IgnoreSilica | 2019 | 51.4628 | 3.352 | 0.06817 | 4 | 51800.3678 | 84944.844 | 1056.0206 | 1731.7155 | 62.1716 | 0 | 157.9469 | 544529.6435 | 14842.7692 | 938673.4198 | 1118443.3718 | 0 | 93610.5414 | 0 | 1056938.9008 | 2749938.2119 | 1876889.3352 | 8393866.1937 | 961560.8286 | 4769433.0752 | 4769433.0752 | 1478867.319 | 2789494.2999 | 0 | 14124860.0975 | 23162654.7917 | 749894.2093 | 0.27268 | 51800.3678 | 84944.844 | 1056.0206 | 1731.7155
1 | 1600 | 707 | 0.03 | 15 | 15 | 7 | 1e-09 | 5spot_SharedNeighbor | Water | Porous | Wet | R245fa | MinimizeLCOE_Brownfield | IgnoreSilica | 2019 | 55.2561 | 3.6002 | 0.075031 | 4 | 48752.458 | 78865.9488 | 993.8848 | 1607.789 | 62.1816 | 0 | 129.9827 | 572516.4683 | 15607.8408 | 993886.6787 | 1199345.9761 | 0 | 92418.1941 | 0 | 1120772.3116 | 2916019.6528 | 1990243.3312 | 8900810.4536 | 961560.8286 | 4769433.0752 | 4769433.0752 | 1478867.319 | 2789494.2999 | 0 | 14631804.3574 | 23669599.0516 | 1000000 | 0.30012 | 48752.458 | 78865.9488 | 993.8848 | 1607.789
1 | 1600 | 707 | 0.03 | 15 | 15 | 7 | 1.3335e-09 | 5spot_SharedNeighbor | Water | Porous | Wet | R245fa | MinimizeLCOE_Brownfield | IgnoreSilica | 2019 | 58.3714 | 3.804 | 0.080889 | 4 | 46491.9719 | 74424.8203 | 947.8017 | 1517.2506 | 62.188 | 0 | 128.8059 | 595054.4497 | 16223.6672 | 1038639.624 | 1265767.0144 | 0 | 90748.4363 | 0 | 1172508.9447 | 3050627.7596 | 2082116.13 | 9311686.026 | 961560.8286 | 4769433.0752 | 4769433.0752 | 1478867.319 | 2789494.2999 | 0 | 15042679.9298 | 24080474.6239 | 1333521.4322 | 0.32355 | 46491.9719 | 74424.8203 | 947.8017 | 1517.2506
1 | 1600 | 707 | 0.03 | 15 | 15 | 7 | 1.7783e-09 | 5spot_SharedNeighbor | Water | Porous | Wet | R245fa | MinimizeLCOE_Brownfield | IgnoreSilica | 2019 | 60.8586 | 3.9667 | 0.085728 | 4 | 44813.605 | 71169.7148 | 913.586 | 1450.8909 | 62.1919 | 0 | 141.9639 | 612776.4926 | 16707.7037 | 1074008.2331 | 1318780.9349 | 0 | 88894.2907 | 0 | 1213355.3855 | 3156901.8196 | 2154650.3597 | 9636075.2197 | 961560.8286 | 4769433.0752 | 4769433.0752 | 1478867.319 | 2789494.2999 | 0 | 15367069.1236 | 24404863.8177 | 1778279.41 | 0.34291 | 44813.605 | 71169.7148 | 913.586 | 1450.8909
1 | 1600 | 707 | 0.03 | 15 | 15 | 7 | 2.3714e-09 | 5spot_SharedNeighbor | Water | Porous | Wet | R245fa | MinimizeLCOE_Brownfield | IgnoreSilica | 2019 | 62.8077 | 4.094 | 0.089629 | 4 | 43565.6201 | 68774.6169 | 888.1441 | 1402.0636 | 62.1943 | 0 | 129.0476 | 626501.6092 | 17082.4443 | 1101506.985 | 1360309.9541 | 0 | 87078.6925 | 0 | 1245067.0772 | 3239409.1364 | 2210963.2988 | 9887919.1975 | 961560.8286 | 4769433.0752 | 4769433.0752 | 1478867.319 | 2789494.2999 | 0 | 15618913.1013 | 24656707.7955 | 2371373.7057 | 0.35851 | 43565.6201 | 68774.6169 | 888.1441 | 1402.0636
1 | 1600 | 707 | 0.03 | 15 | 15 | 7 | 3.1623e-09 | 5spot_SharedNeighbor | Water | Porous | Wet | R245fa | MinimizeLCOE_Brownfield | IgnoreSilica | 2019 | 64.3157 | 4.1925 | 0.092716 | 4 | 42636.247 | 67005.7153 | 869.1976 | 1366.0021 | 62.1958 | 0 | 142.049 | 637026.6855 | 17369.7329 | 1122657.2304 | 1392433.7674 | 0 | 85434.4713 | 0 | 1269419.5361 | 3302769.2392 | 2254207.8709 | 10081318.5337 | 961560.8286 | 4769433.0752 | 4769433.0752 | 1478867.319 | 2789494.2999 | 0 | 15812312.4375 | 24850107.1317 | 3162277.6602 | 0.37087 | 42636.247 | 67005.7153 | 869.1976 | 1366.0021
1 | 1600 | 707 | 0.03 | 15 | 15 | 7 | 4.217e-09 | 5spot_SharedNeighbor | Water | Porous | Wet | R245fa | MinimizeLCOE_Brownfield | IgnoreSilica | 2019 | 65.4749 | 4.2682 | 0.095129 | 4 | 41943.1791 | 65694.5092 | 855.0684 | 1339.2714 | 62.1967 | 0 | 153.3529 | 645062.1569 | 17589.0172 | 1138841.1993 | 1417120.5069 | 0 | 84027.9362 | 0 | 1288029.9184 | 3351189.6365 | 2287255.787 | 10229116.1583 | 961560.8286 | 4769433.0752 | 4769433.0752 | 1478867.319 | 2789494.2999 | 0 | 15960110.0621 | 24997904.7563 | 4216965.0343 | 0.38052 | 41943.1791 | 65694.5092 | 855.0684 | 1339.2714
1 | 1600 | 707 | 0.03 | 15 | 15 | 7 | 5.6234e-09 | 5spot_SharedNeighbor | Water | Porous | Wet | R245fa | MinimizeLCOE_Brownfield | IgnoreSilica | 2019 | 66.3614 | 4.3261 | 0.096997 | 4 | 41425.7146 | 64719.7843 | 844.5192 | 1319.4003 | 62.1972 | 0 | 164.1565 | 651175.5947 | 17755.821 | 1151175.2469 | 1435995.776 | 0 | 82869.2588 | 0 | 1302198.962 | 3388054.5813 | 2312416.8693 | 10341642.1098 | 961560.8286 | 4769433.0752 | 4769433.0752 | 1478867.319 | 2789494.2999 | 0 | 16072636.0136 | 25110430.7078 | 5623413.2519 | 0.38799 | 41425.7146 | 64719.7843 | 844.5192 | 1319.4003
1 | 1600 | 707 | 0.03 | 15 | 15 | 7 | 7.4989e-09 | 5spot_SharedNeighbor | Water | Porous | Wet | R245fa | MinimizeLCOE_Brownfield | IgnoreSilica | 2019 | 67.0413 | 4.3705 | 0.098435 | 4 | 41038.9807 | 63992.6516 | 836.6351 | 1304.5768 | 62.1975 | 0 | 148.8573 | 655846.4773 | 17883.2476 | 1160611.21 | 1450471.4716 | 0 | 81952.1275 | 0 | 1313038.1683 | 3416255.9727 | 2331664.8984 | 10427723.5734 | 961560.8286 | 4769433.0752 | 4769433.0752 | 1478867.319 | 2789494.2999 | 0 | 16158717.4773 | 25196512.1714 | 7498942.0933 | 0.39374 | 41038.9807 | 63992.6516 | 836.6351 | 1304.5768
1 | 1600 | 707 | 0.03 | 15 | 15 | 7 | 1e-08 | 5spot_SharedNeighbor | Water | Porous | Wet | R245fa | MinimizeLCOE_Brownfield | IgnoreSilica | 2019 | 67.5406 | 4.403 | 0.099519 | 4 | 40749.7235 | 63453.3044 | 830.7382 | 1293.5814 | 62.1977 | 0 | 165.5689 | 659266.774 | 17976.5472 | 1167527.5399 | 1461101.2442 | 0 | 81184.0956 | 0 | 1320951.9183 | 3436845.927 | 2345717.9653 | 10490572.0116 | 961560.8286 | 4769433.0752 | 4769433.0752 | 1478867.319 | 2789494.2999 | 0 | 16221565.9154 | 25259360.6095 | 10000000 | 0.39808 | 40749.7235 | 63453.3044 | 830.7382 | 1293.5814
1 | 1700 | 707 | 0.03 | 15 | 15 | 7 | 1e-13 | 5spot_SharedNeighbor | Water | Porous | Wet | R245fa | MinimizeLCOE_Brownfield | IgnoreSilica | 2019 | 0 | 0 | 0 | 0 |  |  |  |  | 15 |  | 21.2756 | [19 empty] | 100 | 0
1 | 1700 | 707 | 0.03 | 15 | 15 | 7 | 1.3335e-13 | 5spot_SharedNeighbor | Water | Porous | Wet | R245fa | MinimizeLCOE_Brownfield | IgnoreSilica | 2019 | 0 | 0 | 0 | 0 |  |  |  |  | 15 |  | 22.5921 | [19 empty] | 133.3521 | 0
1 | 1700 | 707 | 0.03 | 15 | 15 | 7 | 1.7783e-13 | 5spot_SharedNeighbor | Water | Porous | Wet | R245fa | MinimizeLCOE_Brownfield | IgnoreSilica | 2019 | 0 | 0 | 0 | 0 |  |  |  |  | 15 |  | 25.5543 | [19 empty] | 177.8279 | 0
1 | 1700 | 707 | 0.03 | 15 | 15 | 7 | 2.3714e-13 | 5spot_SharedNeighbor | Water | Porous | Wet | R245fa | MinimizeLCOE_Brownfield | IgnoreSilica | 2019 | 0 | 0 | 0 | 0 |  |  |  |  | 15 |  | 25.6371 | [19 empty] | 237.1374 | 0
1 | 1700 | 707 | 0.03 | 15 | 15 | 7 | 3.1623e-13 | 5spot_SharedNeighbor | Water | Porous | Wet | R245fa | MinimizeLCOE_Brownfield | IgnoreSilica | 2019 | 0 | 0 | 0 | 0 |  |  |  |  | 15 |  | 24.7839 | [19 empty] | 316.2278 | 0
1 | 1700 | 707 | 0.03 | 15 | 15 | 7 | 4.217e-13 | 5spot_SharedNeighbor | Water | Porous | Wet | R245fa | MinimizeLCOE_Brownfield | IgnoreSilica | 2019 | 0 | 0 | 0 | 0 |  |  |  |  | 15 |  | 26.1186 | [19 empty] | 421.6965 | 0
1 | 1700 | 707 | 0.03 | 15 | 15 | 7 | 5.6234e-13 | 5spot_SharedNeighbor | Water | Porous | Wet | R245fa | MinimizeLCOE_Brownfield | IgnoreSilica | 2019 | 0 | 0 | 0 | 0 |  |  |  |  | 15 |  | 25.5439 | [19 empty] | 562.3413 | 0
1 | 1700 | 707 | 0.03 | 15 | 15 | 7 | 7.4989e-13 | 5spot_SharedNeighbor | Water | Porous | Wet | R245fa | MinimizeLCOE_Brownfield | IgnoreSilica | 2019 | 0 | 0 | 0 | 0 |  |  |  |  | 15 |  | 28.5801 | [19 empty] | 749.8942 | 0
1 | 1700 | 707 | 0.03 | 15 | 15 | 7 | 1e-12 | 5spot_SharedNeighbor | Water | Porous | Wet | R245fa | MinimizeLCOE_Brownfield | IgnoreSilica | 2019 | 0 | 0 | 0 | 0 |  |  |  |  | 15 |  | 28.6083 | [19 empty] | 1000 | 0
1 | 1700 | 707 | 0.03 | 15 | 15 | 7 | 1.3335e-12 | 5spot_SharedNeighbor | Water | Porous | Wet | R245fa | MinimizeLCOE_Brownfield | IgnoreSilica | 2019 | 0 | 0 | 0 | 0 |  |  |  |  | 15 |  | 30.4729 | [19 empty] | 1333.5214 | 0
1 | 1700 | 707 | 0.03 | 15 | 15 | 7 | 1.7783e-12 | 5spot_SharedNeighbor | Water | Porous | Wet | R245fa | MinimizeLCOE_Brownfield | IgnoreSilica | 2019 | 0 | 0 | 0 | 0 |  |  |  |  | 15 |  | 32.0667 | [19 empty] | 1778.2794 | 0
1 | 1700 | 707 | 0.03 | 15 | 15 | 7 | 2.3714e-12 | 5spot_SharedNeighbor | Water | Porous | Wet | R245fa | MinimizeLCOE_Brownfield | IgnoreSilica | 2019 | 0 | 0 | 0 | 0 |  |  |  |  | 15 |  | 35.6963 | [19 empty] | 2371.3737 | 0
1 | 1700 | 707 | 0.03 | 15 | 15 | 7 | 3.1623e-12 | 5spot_SharedNeighbor | Water | Porous | Wet | R245fa | MinimizeLCOE_Brownfield | IgnoreSilica | 2019 | 0 | 0 | 0 | 0 |  |  |  |  | 15 |  | 36.531 | [19 empty] | 3162.2777 | 0
1 | 1700 | 707 | 0.03 | 15 | 15 | 7 | 4.217e-12 | 5spot_SharedNeighbor | Water | Porous | Wet | R245fa | MinimizeLCOE_Brownfield | IgnoreSilica | 2019 | 0.95256 | 0.050783 | 0.00014556 | 4 | 11013526.7529 | 27256879.8513 | 224525.6398 | 555668.3634 | 56.6159 | 0 | 74.1703 | 27245.4178 | 684.105 | 33048.5633 | 42009.0067 | 0 | 20253.4563 | 0 | 48063.8141 | 125052.1851 | 85350.6859 | 381707.2343 | 961560.8286 | 5069319.0393 | 5069319.0393 | 1478867.319 | 2909448.6856 | 0 | 6412587.1022 | 15870222.1461 | 4216.965 | 0.00058225 | 11013526.7529 | 27256879.8513 | 224525.6398 | 555668.3634
1 | 1700 | 707 | 0.03 | 15 | 15 | 7 | 5.6234e-12 | 5spot_SharedNeighbor | Water | Porous | Wet | R245fa | MinimizeLCOE_Brownfield | IgnoreSilica | 2019 | 1.3597 | 0.079272 | 0.00049565 | 4 | 3294825.3889 | 8065110.2622 | 67169.4721 | 164418.1816 | 58.9739 | 0 | 220.5941 | 38630.599 | 995.4524 | 47086.2808 | 51117.4413 | 0 | 24084.0236 | 0 | 63146.3809 | 164293.93 | 112133.9831 | 501488.0912 | 961560.8286 | 5069319.0393 | 5069319.0393 | 1478867.319 | 2909448.6856 | 0 | 6532367.9591 | 15990003.003 | 5623.4133 | 0.0019826 | 3294825.3889 | 8065110.2622 | 67169.4721 | 164418.1816
1 | 1700 | 707 | 0.03 | 15 | 15 | 7 | 7.4989e-12 | 5spot_SharedNeighbor | Water | Porous | Wet | R245fa | MinimizeLCOE_Brownfield | IgnoreSilica | 2019 | 1.8848 | 0.11649 | 0.0010129 | 4 | 1647613.4131 | 3981839.2206 | 33588.828 | 81175.1783 | 60.6106 | 0 | 321.9225 | 51778.8626 | 1359.1171 | 63965.3838 | 62911.0556 | 0 | 28167.5463 | 0 | 81190.9665 | 211242.2403 | 144177.1696 | 644792.3418 | 961560.8286 | 5069319.0393 | 5069319.0393 | 1478867.319 | 2909448.6856 | 0 | 6675672.2097 | 16133307.2536 | 7498.9421 | 0.0040517 | 1647613.4131 | 3981839.2206 | 33588.828 | 81175.1783
1 | 1700 | 707 | 0.03 | 15 | 15 | 7 | 1e-11 | 5spot_SharedNeighbor | Water | Porous | Wet | R245fa | MinimizeLCOE_Brownfield | IgnoreSilica | 2019 | 2.5266 | 0.16219 | 0.0017377 | 4 | 983834.5214 | 2344460.3356 | 20056.7975 | 47794.9951 | 61.7327 | 0 | 441.7107 | 66265.3298 | 1762.4582 | 83265.951 | 77337.301 | 0 | 32148.2732 | 0 | 101703.9322 | 264612.7692 | 180603.6522 | 807699.6668 | 961560.8286 | 5069319.0393 | 5069319.0393 | 1478867.319 | 2909448.6856 | 0 | 6838579.5347 | 16296214.5786 | 10000 | 0.0069509 | 983834.5214 | 2344460.3356 | 20056.7975 | 47794.9951
1 | 1700 | 707 | 0.03 | 15 | 15 | 7 | 1.3335e-11 | 5spot_SharedNeighbor | Water | Porous | Wet | R245fa | MinimizeLCOE_Brownfield | IgnoreSilica | 2019 | 3.4346 | 0.22717 | 0.0027686 | 4 | 637163.8475 | 1491161.0529 | 12989.4469 | 30399.335 | 62.6299 | 0 | 68.0757 | 84808.7193 | 2280.4559 | 108934.7126 | 97789.9057 | 0 | 37261.2073 | 0 | 129119.2503 | 335941.8033 | 229287.1837 | 1025423.2382 | 961560.8286 | 5069319.0393 | 5069319.0393 | 1478867.319 | 2909448.6856 | 0 | 7056303.1061 | 16513938.15 | 13335.2143 | 0.011075 | 637163.8475 | 1491161.0529 | 12989.4469 | 30399.335
1 | 1700 | 707 | 0.03 | 15 | 15 | 7 | 1.7783e-11 | 5spot_SharedNeighbor | Water | Porous | Wet | R245fa | MinimizeLCOE_Brownfield | IgnoreSilica | 2019 | 4.5944 | 0.3105 | 0.0041101 | 4 | 445199.556 | 1020472.8733 | 9075.9951 | 20803.7198 | 63.2737 | 0 | 54.6173 | 106279.5931 | 2881.2266 | 139791.4668 | 123963.9125 | 0 | 43036.3404 | 0 | 162221.4903 | 422067.0416 | 288069.4285 | 1288310.4998 | 961560.8286 | 5069319.0393 | 5069319.0393 | 1478867.319 | 2909448.6856 | 0 | 7319190.3678 | 16776825.4117 | 17782.7941 | 0.01644 | 445199.556 | 1020472.8733 | 9075.9951 | 20803.7198
1 | 1700 | 707 | 0.03 | 15 | 15 | 7 | 2.3714e-11 | 5spot_SharedNeighbor | Water | Porous | Wet | R245fa | MinimizeLCOE_Brownfield | IgnoreSilica | 2019 | 5.846 | 0.40058 | 0.0058425 | 4 | 324583.9289 | 729272.3846 | 6617.0824 | 14867.204 | 63.6845 | 0 | 71.1823 | 127524.0142 | 3476.0723 | 171323.6112 | 152229.2756 | 0 | 47407.6516 | 0 | 195764.6438 | 509339.4462 | 347634.6379 | 1554699.3529 | 961560.8286 | 5069319.0393 | 5069319.0393 | 1478867.319 | 2909448.6856 | 0 | 7585579.2208 | 17043214.2647 | 23713.7371 | 0.02337 | 324583.9289 | 729272.3846 | 6617.0824 | 14867.204
1 | 1700 | 707 | 0.03 | 15 | 15 | 7 | 3.1623e-11 | 5spot_SharedNeighbor | Water | Porous | Wet | R245fa | MinimizeLCOE_Brownfield | IgnoreSilica | 2019 | 7.507 | 0.51982 | 0.0081419 | 4 | 243290.0926 | 533690.4301 | 4959.7976 | 10880.0013 | 64.0002 | 0 | 101.57 | 153443.5313 | 4201.6229 | 210974.839 | 189678.0516 | 0 | 52723.5055 | 0 | 238298.4046 | 620003.5671 | 423165.1744 | 1892488.6964 | 961560.8286 | 5069319.0393 | 5069319.0393 | 1478867.319 | 2909448.6856 | 0 | 7923368.5644 | 17381003.6083 | 31622.7766 | 0.032568 | 243290.0926 | 533690.4301 | 4959.7976 | 10880.0013
1 | 1700 | 707 | 0.03 | 15 | 15 | 7 | 4.217e-11 | 5spot_SharedNeighbor | Water | Porous | Wet | R245fa | MinimizeLCOE_Brownfield | IgnoreSilica | 2019 | 9.9165 | 0.69381 | 0.011314 | 4 | 185556.3284 | 394530.1325 | 3782.8167 | 8043.0304 | 64.3227 | 0 | 96.8949 | 188352.1594 | 5181.0655 | 265709.8317 | 244183.2568 | 0 | 60779.2463 | 0 | 298040.1683 | 775439.3814 | 529253.3115 | 2366938.4208 | 961560.8286 | 5069319.0393 | 5069319.0393 | 1478867.319 | 2909448.6856 | 0 | 8397818.2887 | 17855453.3326 | 42169.6503 | 0.045258 | 185556.3284 | 394530.1325 | 3782.8167 | 8043.0304
1 | 1700 | 707 | 0.03 | 15 | 15 | 7 | 5.6234e-11 | 5spot_SharedNeighbor | Water | Porous | Wet | R245fa | MinimizeLCOE_Brownfield | IgnoreSilica | 2019 | 12.7398 | 0.89717 | 0.015344 | 4 | 145421.171 | 299517.2443 | 2964.6073 | 6106.0642 | 64.5271 | 0 | 92.0557 | 225827.7152 | 6231.5925 | 326310.6545 | 307947.7859 | 0 | 68166.1754 | 0 | 364448.7302 | 948220.8372 | 647180.2054 | 2894333.6962 | 961560.8286 | 5069319.0393 | 5069319.0393 | 1478867.319 | 2909448.6856 | 0 | 8925213.5641 | 18382848.608 | 56234.1325 | 0.061375 | 145421.171 | 299517.2443 | 2964.6073 | 6106.0642
1 | 1700 | 707 | 0.03 | 15 | 15 | 7 | 7.4989e-11 | 5spot_SharedNeighbor | Water | Porous | Wet | R245fa | MinimizeLCOE_Brownfield | IgnoreSilica | 2019 | 16.2159 | 1.1476 | 0.020508 | 4 | 116399.8667 | 231692.947 | 2372.9687 | 4723.3741 | 64.682 | 0 | 121.1644 | 268582.311 | 7429.7776 | 397281.8761 | 386460.7716 | 0 | 75943.7549 | 0 | 442922.4116 | 1152393.259 | 786532.0786 | 3517546.2404 | 961560.8286 | 5069319.0393 | 5069319.0393 | 1478867.319 | 2909448.6856 | 0 | 9548426.1083 | 19006061.1522 | 74989.4209 | 0.082031 | 116399.8667 | 231692.947 | 2372.9687 | 4723.3741
1 | 1700 | 707 | 0.03 | 15 | 15 | 7 | 1e-10 | 5spot_SharedNeighbor | Water | Porous | Wet | R245fa | MinimizeLCOE_Brownfield | IgnoreSilica | 2019 | 20.4159 | 1.4502 | 0.027007 | 4 | 95097.2856 | 182645.1369 | 1938.6868 | 3723.4682 | 64.7996 | 0 | 116.3091 | 316636.0899 | 8775.8865 | 479034.0703 | 481331.3357 | 0 | 83922.1531 | 0 | 534182.8189 | 1389834.1187 | 948590.3443 | 4242306.8173 | 961560.8286 | 5069319.0393 | 5069319.0393 | 1478867.319 | 2909448.6856 | 0 | 10273186.6853 | 19730821.7292 | 100000 | 0.10803 | 95097.2856 | 182645.1369 | 1938.6868 | 3723.4682
1 | 1700 | 707 | 0.03 | 15 | 15 | 7 | 1.3335e-10 | 5spot_SharedNeighbor | Water | Porous | Wet | R245fa | MinimizeLCOE_Brownfield | IgnoreSilica | 2019 | 25.3144 | 1.8032 | 0.03496 | 4 | 79296.0661 | 146927.8165 | 1616.5576 | 2995.3223 | 64.8882 | 0 | 116.9693 | 369013.9664 | 10242.3099 | 570194.6854 | 591988.6664 | 0 | 91586.1591 | 0 | 636880.057 | 1657031.2663 | 1130957.8878 | 5057894.9984 | 961560.8286 | 5069319.0393 | 5069319.0393 | 1478867.319 | 2909448.6856 | 0 | 11088774.8663 | 20546409.9102 | 133352.1432 | 0.13984 | 79296.0661 | 146927.8165 | 1616.5576 | 2995.3223
1 | 1700 | 707 | 0.03 | 15 | 15 | 7 | 1.7783e-10 | 5spot_SharedNeighbor | Water | Porous | Wet | R245fa | MinimizeLCOE_Brownfield | IgnoreSilica | 2019 | 30.8056 | 2.199 | 0.044346 | 4 | 67500.5222 | 120817.5951 | 1376.0894 | 2463.0301 | 64.9549 | 0 | 90.3953 | 424197.5616 | 11786.3071 | 668244.882 | 716043.2029 | 0 | 98422.2759 | 0 | 748290.7495 | 1946899.0347 | 1328798.596 | 5942682.6097 | 961560.8286 | 5069319.0393 | 5069319.0393 | 1478867.319 | 2909448.6856 | 0 | 11973562.4776 | 21431197.5215 | 177827.941 | 0.17738 | 67500.5222 | 120817.5951 | 1376.0894 | 2463.0301
1 | 1700 | 707 | 0.03 | 15 | 15 | 7 | 2.3714e-10 | 5spot_SharedNeighbor | Water | Porous | Wet | R245fa | MinimizeLCOE_Brownfield | IgnoreSilica | 2019 | 36.6982 | 2.6237 | 0.054948 | 4 | 58671.5228 | 101701.2256 | 1196.0984 | 2073.317 | 65.0051 | 0 | 97.3751 | 480212.6055 | 13352.5013 | 769622.6336 | 849182.4083 | 0 | 104019.3793 | 0 | 864391.9159 | 2248970.4539 | 1534968.5465 | 6864720.4442 | 961560.8286 | 5069319.0393 | 5069319.0393 | 1478867.319 | 2909448.6856 | 0 | 12895600.3122 | 22353235.3561 | 237137.3706 | 0.21979 | 58671.5228 | 101701.2256 | 1196.0984 | 2073.317
1 | 1700 | 707 | 0.03 | 15 | 15 | 7 | 3.1623e-10 | 5spot_SharedNeighbor | Water | Porous | Wet | R245fa | MinimizeLCOE_Brownfield | IgnoreSilica | 2019 | 42.6419 | 3.0523 | 0.066269 | 4 | 52065.7326 | 87744.547 | 1061.4304 | 1788.7913 | 65.0419 | 0 | 118.7122 | 534042.4627 | 14856.4705 | 868627.2841 | 983510.2984 | 0 | 107815.5832 | 0 | 978452.3186 | 2545732.2248 | 1737514.553 | 7770551.1954 | 961560.8286 | 5069319.0393 | 5069319.0393 | 1478867.319 | 2909448.6856 | 0 | 13801431.0634 | 23259066.1073 | 316227.766 | 0.26508 | 52065.7326 | 87744.547 | 1061.4304 | 1788.7913
1 | 1700 | 707 | 0.03 | 15 | 15 | 7 | 4.217e-10 | 5spot_SharedNeighbor | Water | Porous | Wet | R245fa | MinimizeLCOE_Brownfield | IgnoreSilica | 2019 | 48.2964 | 3.46 | 0.077668 | 4 | 47133.7132 | 77576.0986 | 960.8845 | 1581.4937 | 65.0682 | 0 | 124.8534 | 583187.3251 | 16228.5812 | 960243.6321 | 1111292.002 | 0 | 109674.6123 | 0 | 1084444.1996 | 2821501.3572 | 1925732.6523 | 8612304.3619 | 961560.8286 | 5069319.0393 | 5069319.0393 | 1478867.319 | 2909448.6856 | 0 | 14643184.2298 | 24100819.2737 | 421696.5034 | 0.31067 | 47133.7132 | 77576.0986 | 960.8845 | 1581.4937
1 | 1700 | 707 | 0.03 | 15 | 15 | 7 | 5.6234e-10 | 5spot_SharedNeighbor | Water | Porous | Wet | R245fa | MinimizeLCOE_Brownfield | IgnoreSilica | 2019 | 53.3996 | 3.8278 | 0.088514 | 4 | 43460.7603 | 70173.0891 | 886.0064 | 1430.5733 | 65.0858 | 0 | 122.0704 | 626052.091 | 17424.505 | 1041051.7123 | 1226586.6533 | 0 | 109826.5771 | 0 | 1178167.2001 | 3065349.3793 | 2092163.938 | 9356622.056 | 961560.8286 | 5069319.0393 | 5069319.0393 | 1478867.319 | 2909448.6856 | 0 | 15387501.9239 | 24845136.9678 | 562341.3252 | 0.35406 | 43460.7603 | 70173.0891 | 886.0064 | 1430.5733
1 | 1700 | 707 | 0.03 | 15 | 15 | 7 | 7.4989e-10 | 5spot_SharedNeighbor | Water | Porous | Wet | R245fa | MinimizeLCOE_Brownfield | IgnoreSilica | 2019 | 57.7575 | 4.1417 | 0.098278 | 4 | 40730.1526 | 64788.4116 | 830.3393 | 1320.7994 | 65.0969 | 0 | 143.644 | 661658.5808 | 18417.2379 | 1108788.4325 | 1325002.634 | 0 | 108571.0666 | 0 | 1256750.8012 | 3269807.7896 | 2231711.0042 | 9980707.5467 | 961560.8286 | 5069319.0393 | 5069319.0393 | 1478867.319 | 2909448.6856 | 0 | 16011587.4147 | 25469222.4586 | 749894.2093 | 0.39311 | 40730.1526 | 64788.4116 | 830.3393 | 1320.7994
1 | 1700 | 707 | 0.03 | 15 | 15 | 7 | 1e-09 | 5spot_SharedNeighbor | Water | Porous | Wet | R245fa | MinimizeLCOE_Brownfield | IgnoreSilica | 2019 | 61.3728 | 4.4019 | 0.10673 | 4 | 38701.1617 | 60855.3109 | 788.9755 | 1240.6178 | 65.1034 | 0 | 122.6181 | 690556.7137 | 19222.4236 | 1164161.7764 | 1406608.3282 | 0 | 106547.0913 | 0 | 1320967.5699 | 3436886.6493 | 2345745.7591 | 10490696.3115 | 961560.8286 | 5069319.0393 | 5069319.0393 | 1478867.319 | 2909448.6856 | 0 | 16521576.1794 | 25979211.2233 | 1000000 | 0.4269 | 38701.1617 | 60855.3109 | 788.9755 | 1240.6178
1 | 1700 | 707 | 0.03 | 15 | 15 | 7 | 1.3335e-09 | 5spot_SharedNeighbor | Water | Porous | Wet | R245fa | MinimizeLCOE_Brownfield | IgnoreSilica | 2019 | 64.3035 | 4.6126 | 0.1138 | 4 | 37192.8092 | 57969.9552 | 758.2257 | 1181.7959 | 65.1069 | 0 | 91.9252 | 713582.3707 | 19863.6231 | 1208534.4842 | 1472728.4411 | 0 | 104237.3017 | 0 | 1372389.0261 | 3570674.7303 | 2437058.8735 | 10899068.8508 | 961560.8286 | 5069319.0393 | 5069319.0393 | 1478867.319 | 2909448.6856 | 0 | 16929948.7187 | 26387583.7626 | 1333521.4322 | 0.45519 | 37192.8092 | 57969.9552 | 758.2257 | 1181.7959
1 | 1700 | 707 | 0.03 | 15 | 15 | 7 | 1.7783e-09 | 5spot_SharedNeighbor | Water | Porous | Wet | R245fa | MinimizeLCOE_Brownfield | IgnoreSilica | 2019 | 66.6003 | 4.7776 | 0.11953 | 4 | 36070.3468 | 55850.7141 | 735.3428 | 1138.5924 | 65.1087 | 0 | 124.2677 | 731388.1536 | 20359.2273 | 1242999.9572 | 1524522.0022 | 0 | 101849.258 | 0 | 1412236.2533 | 3674349.0417 | 2507818.7213 | 11215522.6147 | 961560.8286 | 5069319.0393 | 5069319.0393 | 1478867.319 | 2909448.6856 | 0 | 17246402.4826 | 26704037.5265 | 1778279.41 | 0.47813 | 36070.3468 | 55850.7141 | 735.3428 | 1138.5924
1 | 1700 | 707 | 0.03 | 15 | 15 | 7 | 2.3714e-09 | 5spot_SharedNeighbor | Water | Porous | Wet | R245fa | MinimizeLCOE_Brownfield | IgnoreSilica | 2019 | 68.3908 | 4.9062 | 0.12411 | 4 | 35234.0184 | 54285.5385 | 718.2931 | 1106.6841 | 65.1094 | 0 | 120.9183 | 745128.1615 | 20741.5163 | 1269685.764 | 1564882.358 | 0 | 99659.114 | 0 | 1443037.7964 | 3754488.3385 | 2562515.438 | 11460138.4867 | 961560.8286 | 5069319.0393 | 5069319.0393 | 1478867.319 | 2909448.6856 | 0 | 17491018.3547 | 26948653.3986 | 2371373.7057 | 0.49642 | 35234.0184 | 54285.5385 | 718.2931 | 1106.6841
1 | 1700 | 707 | 0.03 | 15 | 15 | 7 | 3.1623e-09 | 5spot_SharedNeighbor | Water | Porous | Wet | R245fa | MinimizeLCOE_Brownfield | IgnoreSilica | 2019 | 69.7844 | 5.0062 | 0.12771 | 4 | 34610.1243 | 53123.9703 | 705.5742 | 1083.004 | 65.1096 | 0 | 147.1234 | 755738.8208 | 21036.6449 | 1290347.3746 | 1596284.2714 | 0 | 97795.0686 | 0 | 1466868.8503 | 3816491.8523 | 2604834.1103 | 11649396.9932 | 961560.8286 | 5069319.0393 | 5069319.0393 | 1478867.319 | 2909448.6856 | 0 | 17680276.8611 | 27137911.905 | 3162277.6602 | 0.51084 | 34610.1243 | 53123.9703 | 705.5742 | 1083.004
1 | 1700 | 707 | 0.03 | 15 | 15 | 7 | 4.217e-09 | 5spot_SharedNeighbor | Water | Porous | Wet | R245fa | MinimizeLCOE_Brownfield | IgnoreSilica | 2019 | 70.8392 | 5.0819 | 0.1305 | 4 | 34144.1998 | 52262.9587 | 696.0757 | 1065.4511 | 65.1095 | 0 | 123.2902 | 763722.8227 | 21258.66 | 1305924.9869 | 1620046.7791 | 0 | 96200.1248 | 0 | 1484789.8156 | 3863118.528 | 2636657.7745 | 11791719.4917 | 961560.8286 | 5069319.0393 | 5069319.0393 | 1478867.319 | 2909448.6856 | 0 | 17822599.3596 | 27280234.4035 | 4216965.0343 | 0.52198 | 34144.1998 | 52262.9587 | 696.0757 | 1065.4511
1 | 1700 | 707 | 0.03 | 15 | 15 | 7 | 5.6234e-09 | 5spot_SharedNeighbor | Water | Porous | Wet | R245fa | MinimizeLCOE_Brownfield | IgnoreSilica | 2019 | 71.648 | 5.1398 | 0.13264 | 4 | 33795.9294 | 51621.1101 | 688.9757 | 1052.3662 | 65.1093 | 0 | 137.6518 | 769817.5582 | 21428.1069 | 1317834.2075 | 1638263.7434 | 0 | 94921.9678 | 0 | 1498483.5777 | 3898746.888 | 2660974.8623 | 11900470.9118 | 961560.8286 | 5069319.0393 | 5069319.0393 | 1478867.319 | 2909448.6856 | 0 | 17931350.7797 | 27388985.8236 | 5623413.2519 | 0.53058 | 33795.9294 | 51621.1101 | 688.9757 | 1052.3662
1 | 1700 | 707 | 0.03 | 15 | 15 | 7 | 7.4989e-09 | 5spot_SharedNeighbor | Water | Porous | Wet | R245fa | MinimizeLCOE_Brownfield | IgnoreSilica | 2019 | 72.2546 | 5.1833 | 0.13428 | 4 | 33535.4114 | 51143.4537 | 683.6647 | 1042.6285 | 65.1091 | 0 | 112.9145 | 774372.9587 | 21554.7384 | 1326745.5787 | 1651923.4245 | 0 | 93884.3019 | 0 | 1508707.5908 | 3925347.6729 | 2679130.4446 | 11981666.7104 | 961560.8286 | 5069319.0393 | 5069319.0393 | 1478867.319 | 2909448.6856 | 0 | 18012546.5783 | 27470181.6222 | 7498942.0933 | 0.53712 | 33535.4114 | 51143.4537 | 683.6647 | 1042.6285
1 | 1700 | 707 | 0.03 | 15 | 15 | 7 | 1e-08 | 5spot_SharedNeighbor | Water | Porous | Wet | R245fa | MinimizeLCOE_Brownfield | IgnoreSilica | 2019 | 72.7345 | 5.2177 | 0.13555 | 4 | 33340.4209 | 50783.7346 | 679.6896 | 1035.2951 | 65.1089 | 0 | 123.6064 | 777967.5775 | 21654.6507 | 1333783.5058 | 1662728.5275 | 0 | 93133.4499 | 0 | 1516814.4074 | 3946439.9467 | 2693526.3548 | 12046048.4203 | 961560.8286 | 5069319.0393 | 5069319.0393 | 1478867.319 | 2909448.6856 | 0 | 18076928.2882 | 27534563.3321 | 10000000 | 0.54219 | 33340.4209 | 50783.7346 | 679.6896 | 1035.2951
1 | 1800 | 707 | 0.03 | 15 | 15 | 7 | 1e-13 | 5spot_SharedNeighbor | Water | Porous | Wet | R245fa | MinimizeLCOE_Brownfield | IgnoreSilica | 2019 | 0 | 0 | 0 | 0 |  |  |  |  | 15 |  | 19.8592 | [19 empty] | 100 | 0
1 | 1800 | 707 | 0.03 | 15 | 15 | 7 | 1.3335e-13 | 5spot_SharedNeighbor | Water | Porous | Wet | R245fa | MinimizeLCOE_Brownfield | IgnoreSilica | 2019 | 0 | 0 | 0 | 0 |  |  |  |  | 15 |  | 21.6405 | [19 empty] | 133.3521 | 0
1 | 1800 | 707 | 0.03 | 15 | 15 | 7 | 1.7783e-13 | 5spot_SharedNeighbor | Water | Porous | Wet | R245fa | MinimizeLCOE_Brownfield | IgnoreSilica | 2019 | 0 | 0 | 0 | 0 |  |  |  |  | 15 |  | 23.7885 | [19 empty] | 177.8279 | 0
1 | 1800 | 707 | 0.03 | 15 | 15 | 7 | 2.3714e-13 | 5spot_SharedNeighbor | Water | Porous | Wet | R245fa | MinimizeLCOE_Brownfield | IgnoreSilica | 2019 | 0 | 0 | 0 | 0 |  |  |  |  | 15 |  | 24.204 | [19 empty] | 237.1374 | 0
1 | 1800 | 707 | 0.03 | 15 | 15 | 7 | 3.1623e-13 | 5spot_SharedNeighbor | Water | Porous | Wet | R245fa | MinimizeLCOE_Brownfield | IgnoreSilica | 2019 | 0 | 0 | 0 | 0 |  |  |  |  | 15 |  | 24.4047 | [19 empty] | 316.2278 | 0
1 | 1800 | 707 | 0.03 | 15 | 15 | 7 | 4.217e-13 | 5spot_SharedNeighbor | Water | Porous | Wet | R245fa | MinimizeLCOE_Brownfield | IgnoreSilica | 2019 | 0 | 0 | 0 | 0 |  |  |  |  | 15 |  | 24.3518 | [19 empty] | 421.6965 | 0
1 | 1800 | 707 | 0.03 | 15 | 15 | 7 | 5.6234e-13 | 5spot_SharedNeighbor | Water | Porous | Wet | R245fa | MinimizeLCOE_Brownfield | IgnoreSilica | 2019 | 0 | 0 | 0 | 0 |  |  |  |  | 15 |  | 26.4651 | [19 empty] | 562.3413 | 0
1 | 1800 | 707 | 0.03 | 15 | 15 | 7 | 7.4989e-13 | 5spot_SharedNeighbor | Water | Porous | Wet | R245fa | MinimizeLCOE_Brownfield | IgnoreSilica | 2019 | 0 | 0 | 0 | 0 |  |  |  |  | 15 |  | 27.0772 | [19 empty] | 749.8942 | 0
1 | 1800 | 707 | 0.03 | 15 | 15 | 7 | 1e-12 | 5spot_SharedNeighbor | Water | Porous | Wet | R245fa | MinimizeLCOE_Brownfield | IgnoreSilica | 2019 | 0 | 0 | 0 | 0 |  |  |  |  | 15 |  | 27.1606 | [19 empty] | 1000 | 0
1 | 1800 | 707 | 0.03 | 15 | 15 | 7 | 1.3335e-12 | 5spot_SharedNeighbor | Water | Porous | Wet | R245fa | MinimizeLCOE_Brownfield | IgnoreSilica | 2019 | 0 | 0 | 0 | 0 |  |  |  |  | 15 |  | 29.4314 | [19 empty] | 1333.5214 | 0
1 | 1800 | 707 | 0.03 | 15 | 15 | 7 | 1.7783e-12 | 5spot_SharedNeighbor | Water | Porous | Wet | R245fa | MinimizeLCOE_Brownfield | IgnoreSilica | 2019 | 0 | 0 | 0 | 0 |  |  |  |  | 15 |  | 30.7638 | [19 empty] | 1778.2794 | 0
1 | 1800 | 707 | 0.03 | 15 | 15 | 7 | 2.3714e-12 | 5spot_SharedNeighbor | Water | Porous | Wet | R245fa | MinimizeLCOE_Brownfield | IgnoreSilica | 2019 | 0 | 0 | 0 | 0 |  |  |  |  | 15 |  | 34.8918 | [19 empty] | 2371.3737 | 0
1 | 1800 | 707 | 0.03 | 15 | 15 | 7 | 3.1623e-12 | 5spot_SharedNeighbor | Water | Porous | Wet | R245fa | MinimizeLCOE_Brownfield | IgnoreSilica | 2019 | 0 | 0 | 0 | 0 |  |  |  |  | 15 |  | 35.5184 | [19 empty] | 3162.2777 | 0
1 | 1800 | 707 | 0.03 | 15 | 15 | 7 | 4.217e-12 | 5spot_SharedNeighbor | Water | Porous | Wet | R245fa | MinimizeLCOE_Brownfield | IgnoreSilica | 2019 | 1.1069 | 0.066381 | 0.00048131 | 4 | 3525128.5653 | 8659946.5885 | 71864.5139 | 176544.7247 | 59.7602 | 0 | 169.9961 | 34713.5316 | 897.3079 | 40823.5421 | 46470.9999 | 0 | 22397.3378 | 0 | 56668.0605 | 147438.6693 | 100629.9214 | 450039.3705 | 961560.8286 | 5375065.0943 | 5375065.0943 | 1478867.319 | 3031747.1076 | 0 | 6786665.2934 | 16672344.8142 | 4216.965 | 0.0019252 | 3525128.5653 | 8659946.5885 | 71864.5139 | 176544.7247
1 | 1800 | 707 | 0.03 | 15 | 15 | 7 | 5.6234e-12 | 5spot_SharedNeighbor | Water | Porous | Wet | R245fa | MinimizeLCOE_Brownfield | IgnoreSilica | 2019 | 1.7681 | 0.11714 | 0.0010979 | 4 | 1591911.1538 | 3842926.1491 | 32453.2621 | 78343.2475 | 62.6798 | 0 | 292.0435 | 53848.6881 | 1436.1123 | 64125.6737 | 62062.0138 | 0 | 29842.9259 | 0 | 82413.0114 | 214421.7504 | 146347.2506 | 654497.4261 | 961560.8286 | 5375065.0943 | 5375065.0943 | 1478867.319 | 3031747.1076 | 0 | 6991123.349 | 16876802.8699 | 5623.4133 | 0.0043917 | 1591911.1538 | 3842926.1491 | 32453.2621 | 78343.2475
1 | 1800 | 707 | 0.03 | 15 | 15 | 7 | 7.4989e-12 | 5spot_SharedNeighbor | Water | Porous | Wet | R245fa | MinimizeLCOE_Brownfield | IgnoreSilica | 2019 | 1.982 | 0.13378 | 0.00182 | 4 | 967453.5886 | 2325385.88 | 19722.85 | 47406.1365 | 63.2351 | 0 | 327.5136 | 59511.3868 | 1596.6656 | 71276.9043 | 67134.821 | 0 | 28549.396 | 0 | 88946.9777 | 231421.7905 | 157950.1273 | 706388.0693 | 961560.8286 | 5375065.0943 | 5375065.0943 | 1478867.319 | 3031747.1076 | 0 | 7043013.9921 | 16928693.513 | 7498.9421 | 0.00728 | 967453.5886 | 2325385.88 | 19722.85 | 47406.1365
1 | 1800 | 707 | 0.03 | 15 | 15 | 7 | 1e-11 | 5spot_SharedNeighbor | Water | Porous | Wet | R245fa | MinimizeLCOE_Brownfield | IgnoreSilica | 2019 | 3.2151 | 0.23023 | 0.0030798 | 4 | 599181.8192 | 1401630.3525 | 12215.1318 | 28574.1306 | 65.0539 | 0 | 75.7407 | 88901.1174 | 2433.8651 | 109861.9189 | 96432.3901 | 0 | 39744.0805 | 0 | 131575.6151 | 342332.7605 | 233649.1433 | 1044930.8908 | 961560.8286 | 5375065.0943 | 5375065.0943 | 1478867.319 | 3031747.1076 | 0 | 7381556.8137 | 17267236.3346 | 10000 | 0.012319 | 599181.8192 | 1401630.3525 | 12215.1318 | 28574.1306
1 | 1800 | 707 | 0.03 | 15 | 15 | 7 | 1.3335e-11 | 5spot_SharedNeighbor | Water | Porous | Wet | R245fa | MinimizeLCOE_Brownfield | IgnoreSilica | 2019 | 4.248 | 0.31149 | 0.0046301 | 4 | 412366.9691 | 946136.382 | 8406.6584 | 19288.2699 | 65.79 | 0 | 87.553 | 110690.1989 | 3056.3837 | 139826.006 | 121050.3918 | 0 | 45303.5414 | 0 | 163771.3435 | 426099.4416 | 290821.6244 | 1300618.9313 | 961560.8286 | 5375065.0943 | 5375065.0943 | 1478867.319 | 3031747.1076 | 0 | 7637244.8542 | 17522924.375 | 13335.2143 | 0.018521 | 412366.9691 | 946136.382 | 8406.6584 | 19288.2699
1 | 1800 | 707 | 0.03 | 15 | 15 | 7 | 1.7783e-11 | 5spot_SharedNeighbor | Water | Porous | Wet | R245fa | MinimizeLCOE_Brownfield | IgnoreSilica | 2019 | 5.5728 | 0.41567 | 0.0066997 | 4 | 296562.0421 | 665449.241 | 6045.8184 | 13566.0829 | 66.3414 | 0 | 94.8285 | 136194.8733 | 3786.08 | 176041.4215 | 152583.5927 | 0 | 51479.6084 | 0 | 202833.3746 | 527730.8339 | 360187.138 | 1610836.9225 | 961560.8286 | 5375065.0943 | 5375065.0943 | 1478867.319 | 3031747.1076 | 0 | 7947462.8454 | 17833142.3662 | 17782.7941 | 0.026799 | 296562.0421 | 665449.241 | 6045.8184 | 13566.0829
1 | 1800 | 707 | 0.03 | 15 | 15 | 7 | 2.3714e-11 | 5spot_SharedNeighbor | Water | Porous | Wet | R245fa | MinimizeLCOE_Brownfield | IgnoreSilica | 2019 | 7.1929 | 0.54279 | 0.0093991 | 4 | 220933.1757 | 483875.4112 | 4504.0216 | 9864.4547 | 66.7266 | 0 | 80.633 | 164729.8148 | 4602.4551 | 217856.4106 | 191075.3469 | 0 | 57675.017 | 0 | 248016.2273 | 645287.3483 | 440421.8746 | 1969664.4946 | 961560.8286 | 5375065.0943 | 5375065.0943 | 1478867.319 | 3031747.1076 | 0 | 8306290.4175 | 18191969.9383 | 23713.7371 | 0.037596 | 220933.1757 | 483875.4112 | 4504.0216 | 9864.4547
1 | 1800 | 707 | 0.03 | 15 | 15 | 7 | 3.1623e-11 | 5spot_SharedNeighbor | Water | Porous | Wet | R245fa | MinimizeLCOE_Brownfield | IgnoreSilica | 2019 | 9.5144 | 0.72591 | 0.013097 | 4 | 168033.0976 | 356741.4886 | 3425.582 | 7272.6578 | 67.0929 | 0 | 101.4171 | 202560.9005 | 5686.4413 | 274803.7957 | 246400.0319 | 0 | 66724.3489 | 0 | 310508.4521 | 807879.2983 | 551394.2213 | 2465957.4898 | 961560.8286 | 5375065.0943 | 5375065.0943 | 1478867.319 | 3031747.1076 | 0 | 8802583.4127 | 18688262.9335 | 31622.7766 | 0.052386 | 168033.0976 | 356741.4886 | 3425.582 | 7272.6578
1 | 1800 | 707 | 0.03 | 15 | 15 | 7 | 4.217e-11 | 5spot_SharedNeighbor | Water | Porous | Wet | R245fa | MinimizeLCOE_Brownfield | IgnoreSilica | 2019 | 11.064 | 0.84794 | 0.017327 | 4 | 131330.1665 | 273962.4135 | 2677.3431 | 5585.0944 | 67.2438 | 0 | 64.4025 | 226109.8006 | 6360.7155 | 311134.0222 | 283295.5124 | 0 | 66058.5364 | 0 | 348253.849 | 906085.0784 | 618421.6842 | 2765719.1987 | 961560.8286 | 5375065.0943 | 5375065.0943 | 1478867.319 | 3031747.1076 | 0 | 9102345.1216 | 18988024.6425 | 42169.6503 | 0.069309 | 131330.1665 | 273962.4135 | 2677.3431 | 5585.0944
1 | 1800 | 707 | 0.03 | 15 | 15 | 7 | 5.6234e-11 | 5spot_SharedNeighbor | Water | Porous | Wet | R245fa | MinimizeLCOE_Brownfield | IgnoreSilica | 2019 | 14.7056 | 1.1347 | 0.023566 | 4 | 104208.5351 | 209079.6553 | 2124.4319 | 4262.3716 | 67.4735 | 0 | 70.6417 | 277749.7353 | 7838.7664 | 392720.5091 | 370005.886 | 0 | 77390.4685 | 0 | 439025.0924 | 1142253.2341 | 779611.3032 | 3486594.995 | 961560.8286 | 5375065.0943 | 5375065.0943 | 1478867.319 | 3031747.1076 | 0 | 9823220.9179 | 19708900.4387 | 56234.1325 | 0.094265 | 104208.5351 | 209079.6553 | 2124.4319 | 4262.3716
1 | 1800 | 707 | 0.03 | 15 | 15 | 7 | 7.4989e-11 | 5spot_SharedNeighbor | Water | Porous | Wet | R245fa | MinimizeLCOE_Brownfield | IgnoreSilica | 2019 | 19.5 | 1.5124 | 0.031726 | 4 | 84565.7342 | 162464.3775 | 1723.9869 | 3312.0561 | 67.6465 | 0 | 64.0378 | 340052.5121 | 9620.8674 | 494120.159 | 484172.9368 | 0 | 91076.7327 | 0 | 553426.8512 | 1439903.1433 | 982763.4823 | 4395136.6849 | 961560.8286 | 5375065.0943 | 5375065.0943 | 1478867.319 | 3031747.1076 | 0 | 10731762.6077 | 20617442.1286 | 74989.4209 | 0.1269 | 84565.7342 | 162464.3775 | 1723.9869 | 3312.0561
1 | 1800 | 707 | 0.03 | 15 | 15 | 7 | 1e-10 | 5spot_SharedNeighbor | Water | Porous | Wet | R245fa | MinimizeLCOE_Brownfield | IgnoreSilica | 2019 | 24.5593 | 1.911 | 0.041193 | 4 | 70686.7287 | 130683.1348 | 1441.0446 | 2664.1525 | 67.7568 | 0 | 91.2912 | 400886.6214 | 11359.6209 | 595749.2925 | 604657.6335 | 0 | 101933.8573 | 0 | 668688.94 | 1739791.4548 | 1187443.4171 | 5310510.8375 | 961560.8286 | 5375065.0943 | 5375065.0943 | 1478867.319 | 3031747.1076 | 0 | 11647136.7603 | 21532816.2812 | 100000 | 0.16477 | 70686.7287 | 130683.1348 | 1441.0446 | 2664.1525
1 | 1800 | 707 | 0.03 | 15 | 15 | 7 | 1.3335e-10 | 5spot_SharedNeighbor | Water | Porous | Wet | R245fa | MinimizeLCOE_Brownfield | IgnoreSilica | 2019 | 30.1212 | 2.3493 | 0.052671 | 4 | 59873.084 | 106795.3178 | 1220.5938 | 2177.167 | 67.8363 | 0 | 101.2573 | 463525.1384 | 13148.5322 | 702698.5741 | 737122.6496 | 0 | 110322.4254 | 0 | 790458.7547 | 2056611.5344 | 1403679.6313 | 6277567.2402 | 961560.8286 | 5375065.0943 | 5375065.0943 | 1478867.319 | 3031747.1076 | 0 | 12614193.1631 | 22499872.6839 | 133352.1432 | 0.21068 | 59873.084 | 106795.3178 | 1220.5938 | 2177.167
1 | 1800 | 707 | 0.03 | 15 | 15 | 7 | 1.7783e-10 | 5spot_SharedNeighbor | Water | Porous | Wet | R245fa | MinimizeLCOE_Brownfield | IgnoreSilica | 2019 | 36.2307 | 2.8308 | 0.065912 | 4 | 51750.8778 | 89246.7774 | 1055.0116 | 1819.4163 | 67.8964 | 0 | 111.0677 | 528439.2263 | 15000.9215 | 815683.5745 | 882642.5146 | 0 | 117528.8133 | 0 | 920125.0696 | 2393976.6874 | 1633938.2804 | 7307335.0875 | 961560.8286 | 5375065.0943 | 5375065.0943 | 1478867.319 | 3031747.1076 | 0 | 13643961.0104 | 23529640.5313 | 177827.941 | 0.26365 | 51750.8778 | 89246.7774 | 1055.0116 | 1819.4163
1 | 1800 | 707 | 0.03 | 15 | 15 | 7 | 2.3714e-10 | 5spot_SharedNeighbor | Water | Porous | Wet | R245fa | MinimizeLCOE_Brownfield | IgnoreSilica | 2019 | 42.5714 | 3.3305 | 0.080416 | 4 | 45646.5775 | 76379.4685 | 930.5672 | 1557.0988 | 67.9409 | 0 | 101.1137 | 592420.7587 | 16825.176 | 928946.7224 | 1033675.9629 | 0 | 122859.6582 | 0 | 1050944.0285 | 2734340.7839 | 1866243.7701 | 8346256.8606 | 961560.8286 | 5375065.0943 | 5375065.0943 | 1478867.319 | 3031747.1076 | 0 | 14682882.7835 | 24568562.3044 | 237137.3706 | 0.32166 | 45646.5775 | 76379.4685 | 930.5672 | 1557.0988
1 | 1800 | 707 | 0.03 | 15 | 15 | 7 | 3.1623e-10 | 5spot_SharedNeighbor | Water | Porous | Wet | R245fa | MinimizeLCOE_Brownfield | IgnoreSilica | 2019 | 48.7586 | 3.8181 | 0.095397 | 4 | 41068.185 | 66974.8163 | 837.2305 | 1365.3722 | 67.9726 | 0 | 126.1503 | 652138.5535 | 18526.3999 | 1036210.6491 | 1181043.0889 | 0 | 125890.7603 | 0 | 1175385.6861 | 3058112.4505 | 2087224.5854 | 9334532.1737 | 961560.8286 | 5375065.0943 | 5375065.0943 | 1478867.319 | 3031747.1076 | 0 | 15671158.0965 | 25556837.6174 | 316227.766 | 0.38159 | 41068.185 | 66974.8163 | 837.2305 | 1365.3722
1 | 1800 | 707 | 0.03 | 15 | 15 | 7 | 4.217e-10 | 5spot_SharedNeighbor | Water | Porous | Wet | R245fa | MinimizeLCOE_Brownfield | IgnoreSilica | 2019 | 54.4472 | 4.2662 | 0.10997 | 4 | 37645 | 60118.4937 | 767.4442 | 1225.5968 | 67.9935 | 0 | 99.964 | 705030.0323 | 20031.8225 | 1132381.3388 | 1316492.7155 | 0 | 126640.5014 | 0 | 1287224.8001 | 3349094.8837 | 2285826.0751 | 10222722.1692 | 961560.8286 | 5375065.0943 | 5375065.0943 | 1478867.319 | 3031747.1076 | 0 | 16559348.0921 | 26445027.613 | 421696.5034 | 0.43988 | 37645 | 60118.4937 | 767.4442 | 1225.5968
1 | 1800 | 707 | 0.03 | 15 | 15 | 7 | 5.6234e-10 | 5spot_SharedNeighbor | Water | Porous | Wet | R245fa | MinimizeLCOE_Brownfield | IgnoreSilica | 2019 | 59.4554 | 4.6604 | 0.12343 | 4 | 35092.399 | 55114.748 | 715.406 | 1123.5887 | 68.0063 | 0 | 141.0318 | 750185.123 | 21315.8971 | 1215319.1688 | 1435683.8949 | 0 | 125679.1949 | 0 | 1383791.4787 | 3600341.5729 | 2457307.1031 | 10989623.4333 | 961560.8286 | 5375065.0943 | 5375065.0943 | 1478867.319 | 3031747.1076 | 0 | 17326249.3562 | 27211928.877 | 562341.3252 | 0.49373 | 35092.399 | 55114.748 | 715.406 | 1123.5887
1 | 1800 | 707 | 0.03 | 15 | 15 | 7 | 7.4989e-10 | 5spot_SharedNeighbor | Water | Porous | Wet | R245fa | MinimizeLCOE_Brownfield | IgnoreSilica | 2019 | 63.636 | 4.9891 | 0.13524 | 4 | 33191.7343 | 51466.2869 | 676.6584 | 1049.2099 | 68.013 | 0 | 131.0835 | 786956.2509 | 22360.669 | 1283411.9781 | 1535117.715 | 0 | 123396.8361 | 0 | 1462984.9452 | 3806386.7278 | 2597937.1552 | 11618552.2773 | 961560.8286 | 5375065.0943 | 5375065.0943 | 1478867.319 | 3031747.1076 | 0 | 17955178.2001 | 27840857.721 | 749894.2093 | 0.54095 | 33191.7343 | 51466.2869 | 676.6584 | 1049.2099
1 | 1800 | 707 | 0.03 | 15 | 15 | 7 | 1e-09 | 5spot_SharedNeighbor | Water | Porous | Wet | R245fa | MinimizeLCOE_Brownfield | IgnoreSilica | 2019 | 67.0607 | 5.258 | 0.14526 | 4 | 31776.8702 | 48791.0442 | 647.8145 | 994.6714 | 68.0161 | 0 | 132.5073 | 816496.0153 | 23199.341 | 1338469.0771 | 1616522.6512 | 0 | 120576.9828 | 0 | 1526952.9863 | 3972818.4491 | 2711530.2248 | 12126565.7276 | 961560.8286 | 5375065.0943 | 5375065.0943 | 1478867.319 | 3031747.1076 | 0 | 18463191.6504 | 28348871.1713 | 1000000 | 0.58103 | 31776.8702 | 48791.0442 | 647.8145 | 994.6714
1 | 1800 | 707 | 0.03 | 15 | 15 | 7 | 1.3335e-09 | 5spot_SharedNeighbor | Water | Porous | Wet | R245fa | MinimizeLCOE_Brownfield | IgnoreSilica | 2019 | 69.7844 | 5.4717 | 0.15349 | 4 | 30723.0873 | 46825.0035 | 626.3317 | 954.591 | 68.0169 | 0 | 148.8769 | 839631.4428 | 23855.7569 | 1381809.3055 | 1681221.8691 | 0 | 117592.8449 | 0 | 1577203.3755 | 4103559.6541 | 2800763.7836 | 12525638.0323 | 961560.8286 | 5375065.0943 | 5375065.0943 | 1478867.319 | 3031747.1076 | 0 | 18862263.9552 | 28747943.4761 | 1333521.4322 | 0.61394 | 30723.0873 | 46825.0035 | 626.3317 | 954.591
1 | 1800 | 707 | 0.03 | 15 | 15 | 7 | 1.7783e-09 | 5spot_SharedNeighbor | Water | Porous | Wet | R245fa | MinimizeLCOE_Brownfield | IgnoreSilica | 2019 | 71.9233 | 5.6394 | 0.16011 | 4 | 29937.5168 | 45373.7298 | 610.3168 | 925.0049 | 68.0165 | 0 | 151.26 | 857586.7511 | 24364.9232 | 1415578.1327 | 1732003.6613 | 0 | 114782.4251 | 0 | 1616283.1984 | 4205237.3371 | 2870160.8915 | 12835997.3204 | 961560.8286 | 5375065.0943 | 5375065.0943 | 1478867.319 | 3031747.1076 | 0 | 19172623.2433 | 29058302.7642 | 1778279.41 | 0.64042 | 29937.5168 | 45373.7298 | 610.3168 | 925.0049
1 | 1800 | 707 | 0.03 | 15 | 15 | 7 | 2.3714e-09 | 5spot_SharedNeighbor | Water | Porous | Wet | R245fa | MinimizeLCOE_Brownfield | IgnoreSilica | 2019 | 73.577 | 5.7689 | 0.16533 | 4 | 29351.2937 | 44299.6795 | 598.3658 | 903.1089 | 68.0157 | 0 | 158.7702 | 871344.0797 | 24754.8753 | 1441530.118 | 1771248.4042 | 0 | 112280.651 | 0 | 1646251.67 | 4283209.1526 | 2923378.2578 | 13073997.2086 | 961560.8286 | 5375065.0943 | 5375065.0943 | 1478867.319 | 3031747.1076 | 0 | 19410623.1315 | 29296302.6524 | 2371373.7057 | 0.66132 | 29351.2937 | 44299.6795 | 598.3658 | 903.1089
1 | 1800 | 707 | 0.03 | 15 | 15 | 7 | 3.1623e-09 | 5spot_SharedNeighbor | Water | Porous | Wet | R245fa | MinimizeLCOE_Brownfield | IgnoreSilica | 2019 | 74.8487 | 5.8684 | 0.16941 | 4 | 28913.4078 | 43502.0802 | 589.4389 | 886.8487 | 68.0147 | 0 | 137.8116 | 881850.9065 | 25052.589 | 1461396.1011 | 1801416.6532 | 0 | 110166.4908 | 0 | 1669154.2688 | 4342797.0169 | 2964048.1996 | 13255882.226 | 961560.8286 | 5375065.0943 | 5375065.0943 | 1478867.319 | 3031747.1076 | 0 | 19592508.1489 | 29478187.6697 | 3162277.6602 | 0.67763 | 28913.4078 | 43502.0802 | 589.4389 | 886.8487
1 | 1800 | 707 | 0.03 | 15 | 15 | 7 | 4.217e-09 | 5spot_SharedNeighbor | Water | Porous | Wet | R245fa | MinimizeLCOE_Brownfield | IgnoreSilica | 2019 | 75.8233 | 5.9447 | 0.17256 | 4 | 28586.049 | 42908.1176 | 582.7653 | 874.74 | 68.0138 | 0 | 141.3713 | 889861.0086 | 25279.496 | 1476567.9941 | 1824530.0404 | 0 | 108443.9136 | 0 | 1686626.1565 | 4388255.2847 | 2995074.4014 | 13394638.2953 | 961560.8286 | 5375065.0943 | 5375065.0943 | 1478867.319 | 3031747.1076 | 0 | 19731264.2182 | 29616943.7391 | 4216965.0343 | 0.69024 | 28586.049 | 42908.1176 | 582.7653 | 874.74
1 | 1800 | 707 | 0.03 | 15 | 15 | 7 | 5.6234e-09 | 5spot_SharedNeighbor | Water | Porous | Wet | R245fa | MinimizeLCOE_Brownfield | IgnoreSilica | 2019 | 76.5466 | 6.0012 | 0.17495 | 4 | 28341.1491 | 42467.2762 | 577.7727 | 865.7529 | 68.013 | 0 | 136.8339 | 895782.2082 | 25447.1947 | 1487798.1314 | 1841679.2198 | 0 | 107006.5412 | 0 | 1699508.1852 | 4421771.6808 | 3017950.0305 | 13496943.1918 | 961560.8286 | 5375065.0943 | 5375065.0943 | 1478867.319 | 3031747.1076 | 0 | 19833569.1147 | 29719248.6355 | 5623413.2519 | 0.69982 | 28341.1491 | 42467.2762 | 577.7727 | 865.7529
1 | 1800 | 707 | 0.03 | 15 | 15 | 7 | 7.4989e-09 | 5spot_SharedNeighbor | Water | Porous | Wet | R245fa | MinimizeLCOE_Brownfield | IgnoreSilica | 2019 | 77.1191 | 6.046 | 0.17681 | 4 | 28157.8356 | 42135.4134 | 574.0356 | 858.9874 | 68.0123 | 0 | 144.2447 | 900455.0823 | 25579.5175 | 1496669.5899 | 1855250.9754 | 0 | 105954.2026 | 0 | 1709724.6534 | 4448352.8353 | 3036092.2146 | 13578079.071 | 961560.8286 | 5375065.0943 | 5375065.0943 | 1478867.319 | 3031747.1076 | 0 | 19914704.9939 | 29800384.5147 | 7498942.0933 | 0.70725 | 28157.8356 | 42135.4134 | 574.0356 | 858.9874
1 | 1800 | 707 | 0.03 | 15 | 15 | 7 | 1e-08 | 5spot_SharedNeighbor | Water | Porous | Wet | R245fa | MinimizeLCOE_Brownfield | IgnoreSilica | 2019 | 77.5406 | 6.079 | 0.17821 | 4 | 28020.5612 | 41888.6081 | 571.237 | 853.9559 | 68.0117 | 0 | 145.3877 | 903888.0069 | 25676.7164 | 1503192.007 | 1865242.8378 | 0 | 105098.8605 | 0 | 1717208.3872 | 4467823.9756 | 3049381.6679 | 13637512.4593 | 961560.8286 | 5375065.0943 | 5375065.0943 | 1478867.319 | 3031747.1076 | 0 | 19974138.3822 | 29859817.903 | 10000000 | 0.71284 | 28020.5612 | 41888.6081 | 571.237 | 853.9559
1 | 1900 | 707 | 0.03 | 15 | 15 | 7 | 1e-13 | 5spot_SharedNeighbor | Water | Porous | Wet | R245fa | MinimizeLCOE_Brownfield | IgnoreSilica | 2019 | 0 | 0 | 0 | 0 |  |  |  |  | 15 |  | 20.1007 | [19 empty] | 100 | 0
1 | 1900 | 707 | 0.03 | 15 | 15 | 7 | 1.3335e-13 | 5spot_SharedNeighbor | Water | Porous | Wet | R245fa | MinimizeLCOE_Brownfield | IgnoreSilica | 2019 | 0 | 0 | 0 | 0 |  |  |  |  | 15 |  | 22.0084 | [19 empty] | 133.3521 | 0
1 | 1900 | 707 | 0.03 | 15 | 15 | 7 | 1.7783e-13 | 5spot_SharedNeighbor | Water | Porous | Wet | R245fa | MinimizeLCOE_Brownfield | IgnoreSilica | 2019 | 0 | 0 | 0 | 0 |  |  |  |  | 15 |  | 24.3245 | [19 empty] | 177.8279 | 0
1 | 1900 | 707 | 0.03 | 15 | 15 | 7 | 2.3714e-13 | 5spot_SharedNeighbor | Water | Porous | Wet | R245fa | MinimizeLCOE_Brownfield | IgnoreSilica | 2019 | 0 | 0 | 0 | 0 |  |  |  |  | 15 |  | 23.8461 | [19 empty] | 237.1374 | 0
1 | 1900 | 707 | 0.03 | 15 | 15 | 7 | 3.1623e-13 | 5spot_SharedNeighbor | Water | Porous | Wet | R245fa | MinimizeLCOE_Brownfield | IgnoreSilica | 2019 | 0 | 0 | 0 | 0 |  |  |  |  | 15 |  | 24.7499 | [19 empty] | 316.2278 | 0
1 | 1900 | 707 | 0.03 | 15 | 15 | 7 | 4.217e-13 | 5spot_SharedNeighbor | Water | Porous | Wet | R245fa | MinimizeLCOE_Brownfield | IgnoreSilica | 2019 | 0 | 0 | 0 | 0 |  |  |  |  | 15 |  | 24.2942 | [19 empty] | 421.6965 | 0
1 | 1900 | 707 | 0.03 | 15 | 15 | 7 | 5.6234e-13 | 5spot_SharedNeighbor | Water | Porous | Wet | R245fa | MinimizeLCOE_Brownfield | IgnoreSilica | 2019 | 0 | 0 | 0 | 0 |  |  |  |  | 15 |  | 25.5647 | [19 empty] | 562.3413 | 0
1 | 1900 | 707 | 0.03 | 15 | 15 | 7 | 7.4989e-13 | 5spot_SharedNeighbor | Water | Porous | Wet | R245fa | MinimizeLCOE_Brownfield | IgnoreSilica | 2019 | 0 | 0 | 0 | 0 |  |  |  |  | 15 |  | 26.767 | [19 empty] | 749.8942 | 0
1 | 1900 | 707 | 0.03 | 15 | 15 | 7 | 1e-12 | 5spot_SharedNeighbor | Water | Porous | Wet | R245fa | MinimizeLCOE_Brownfield | IgnoreSilica | 2019 | 0 | 0 | 0 | 0 |  |  |  |  | 15 |  | 26.0346 | [19 empty] | 1000 | 0
1 | 1900 | 707 | 0.03 | 15 | 15 | 7 | 1.3335e-12 | 5spot_SharedNeighbor | Water | Porous | Wet | R245fa | MinimizeLCOE_Brownfield | IgnoreSilica | 2019 | 0 | 0 | 0 | 0 |  |  |  |  | 15 |  | 29.4784 | [19 empty] | 1333.5214 | 0
1 | 1900 | 707 | 0.03 | 15 | 15 | 7 | 1.7783e-12 | 5spot_SharedNeighbor | Water | Porous | Wet | R245fa | MinimizeLCOE_Brownfield | IgnoreSilica | 2019 | 0 | 0 | 0 | 0 |  |  |  |  | 15 |  | 32.6856 | [19 empty] | 1778.2794 | 0
1 | 1900 | 707 | 0.03 | 15 | 15 | 7 | 2.3714e-12 | 5spot_SharedNeighbor | Water | Porous | Wet | R245fa | MinimizeLCOE_Brownfield | IgnoreSilica | 2019 | 0 | 0 | 0 | 0 |  |  |  |  | 15 |  | 35.3111 | [19 empty] | 2371.3737 | 0
1 | 1900 | 707 | 0.03 | 15 | 15 | 7 | 3.1623e-12 | 5spot_SharedNeighbor | Water | Porous | Wet | R245fa | MinimizeLCOE_Brownfield | IgnoreSilica | 2019 | 1.6 | 0.11227 | 0.00026947 | 4 | 6778231.9273 | 16354460.3283 | 138183.4261 | 333407.7948 | 64.4151 | 0 | 38.6701 | 53745.8561 | 1451.0075 | 61887.5292 | 59652.9186 | 0 | 35650.8322 | 0 | 82831.376 | 215510.2494 | 147090.1735 | 657819.9425 | 961560.8286 | 5686671.2401 | 5686671.2401 | 1478867.319 | 3156389.5659 | 0 | 7306052.0112 | 17627980.1362 | 3162.2777 | 0.0010779 | 6778231.9273 | 16354460.3283 | 138183.4261 | 333407.7948
1 | 1900 | 707 | 0.03 | 15 | 15 | 7 | 4.217e-12 | 5spot_SharedNeighbor | Water | Porous | Wet | R245fa | MinimizeLCOE_Brownfield | IgnoreSilica | 2019 | 1.632 | 0.11496 | 0.0010971 | 4 | 1663865.7172 | 4016027.7435 | 33920.1532 | 81872.1576 | 64.5359 | 0 | 263.1292 | 54725.7949 | 1479.2988 | 63061.4001 | 60446.8645 | 0 | 31203.8994 | 0 | 82257.7305 | 214017.7414 | 146071.5061 | 653264.2358 | 961560.8286 | 5686671.2401 | 5686671.2401 | 1478867.319 | 3156389.5659 | 0 | 7301496.3045 | 17623424.4295 | 4216.965 | 0.0043883 | 1663865.7172 | 4016027.7435 | 33920.1532 | 81872.1576
1 | 1900 | 707 | 0.03 | 15 | 15 | 7 | 5.6234e-12 | 5spot_SharedNeighbor | Water | Porous | Wet | R245fa | MinimizeLCOE_Brownfield | IgnoreSilica | 2019 | 1.6 | 0.11228 | 0.0017132 | 4 | 1061880.8593 | 2568082.2036 | 21647.8776 | 52353.8293 | 64.4162 | 0 | 242.1266 | 53748.076 | 1451.0802 | 61889.212 | 59653.666 | 0 | 26272.7691 | 0 | 79175.7733 | 205999.121 | 140598.6329 | 628788.3305 | 961560.8286 | 5686671.2401 | 5686671.2401 | 1478867.319 | 3156389.5659 | 0 | 7277020.3992 | 17598948.5242 | 5623.4133 | 0.006853 | 1061880.8593 | 2568082.2036 | 21647.8776 | 52353.8293
1 | 1900 | 707 | 0.03 | 15 | 15 | 7 | 7.4989e-12 | 5spot_SharedNeighbor | Water | Porous | Wet | R245fa | MinimizeLCOE_Brownfield | IgnoreSilica | 2019 | 2.9936 | 0.23039 | 0.0032894 | 4 | 585487.9661 | 1369982.5772 | 11935.9641 | 27928.9479 | 67.3846 | 0 | 69.0836 | 92024.7042 | 2562.731 | 109690.1381 | 94386.9312 | 0 | 42050.6614 | 0 | 132878.9147 | 345723.6787 | 235963.5146 | 1055281.2738 | 961560.8286 | 5686671.2401 | 5686671.2401 | 1478867.319 | 3156389.5659 | 0 | 7703513.3425 | 18025441.4675 | 7498.9421 | 0.013157 | 585487.9661 | 1369982.5772 | 11935.9641 | 27928.9479
1 | 1900 | 707 | 0.03 | 15 | 15 | 7 | 1e-11 | 5spot_SharedNeighbor | Water | Porous | Wet | R245fa | MinimizeLCOE_Brownfield | IgnoreSilica | 2019 | 3.9682 | 0.31343 | 0.0050186 | 4 | 396837.7437 | 911025.3563 | 8090.0742 | 18572.4841 | 68.2655 | 0 | 76.0288 | 115207.5295 | 3239.6306 | 140203.8743 | 118715.3862 | 0 | 48167.3601 | 0 | 165958.1744 | 431789.1272 | 294704.9517 | 1317986.0339 | 961560.8286 | 5686671.2401 | 5686671.2401 | 1478867.319 | 3156389.5659 | 0 | 7966218.1026 | 18288146.2276 | 10000 | 0.020074 | 396837.7437 | 911025.3563 | 8090.0742 | 18572.4841
1 | 1900 | 707 | 0.03 | 15 | 15 | 7 | 1.3335e-11 | 5spot_SharedNeighbor | Water | Porous | Wet | R245fa | MinimizeLCOE_Brownfield | IgnoreSilica | 2019 | 5.2218 | 0.42047 | 0.007337 | 4 | 282331.6695 | 634039.2232 | 5755.713 | 12925.7472 | 68.9263 | 0 | 115.2149 | 142424.0755 | 4035.1894 | 177249.0687 | 150035.8898 | 0 | 54998.2984 | 0 | 206209.5835 | 536515.0369 | 366182.5369 | 1637649.6791 | 961560.8286 | 5686671.2401 | 5686671.2401 | 1478867.319 | 3156389.5659 | 0 | 8285881.7478 | 18607809.8728 | 13335.2143 | 0.029348 | 282331.6695 | 634039.2232 | 5755.713 | 12925.7472
1 | 1900 | 707 | 0.03 | 15 | 15 | 7 | 1.7783e-11 | 5spot_SharedNeighbor | Water | Porous | Wet | R245fa | MinimizeLCOE_Brownfield | IgnoreSilica | 2019 | 6.7714 | 0.55271 | 0.010385 | 4 | 208458.9811 | 456936.9777 | 4249.7183 | 9315.2783 | 69.3987 | 0 | 84.1276 | 173201.895 | 4934.9164 | 220496.1463 | 188723.2803 | 0 | 62019.5994 | 0 | 253256.5765 | 658921.6621 | 449727.5739 | 2011281.6498 | 961560.8286 | 5686671.2401 | 5686671.2401 | 1478867.319 | 3156389.5659 | 0 | 8659513.7185 | 18981441.8435 | 17782.7941 | 0.041541 | 208458.9811 | 456936.9777 | 4249.7183 | 9315.2783
1 | 1900 | 707 | 0.03 | 15 | 15 | 7 | 2.3714e-11 | 5spot_SharedNeighbor | Water | Porous | Wet | R245fa | MinimizeLCOE_Brownfield | IgnoreSilica | 2019 | 9.2586 | 0.76556 | 0.014608 | 4 | 158108.7616 | 334755.0861 | 3223.261 | 6824.4352 | 69.8527 | 0 | 94.4501 | 218417.3666 | 6257.5931 | 286029.3449 | 250917.6876 | 0 | 74762.7106 | 0 | 326190.0341 | 848679.5579 | 579241.2369 | 2590495.5317 | 961560.8286 | 5686671.2401 | 5686671.2401 | 1478867.319 | 3156389.5659 | 0 | 9238727.6004 | 19560655.7254 | 23713.7371 | 0.058433 | 158108.7616 | 334755.0861 | 3223.261 | 6824.4352
1 | 1900 | 707 | 0.03 | 15 | 15 | 7 | 3.1623e-11 | 5spot_SharedNeighbor | Water | Porous | Wet | R245fa | MinimizeLCOE_Brownfield | IgnoreSilica | 2019 | 11.4707 | 0.95503 | 0.019836 | 4 | 122465.9306 | 252554.6108 | 2496.6336 | 5148.6673 | 70.0971 | 0 | 90.0509 | 255498.358 | 7342.1636 | 341308.2793 | 306255.0108 | 0 | 80430.9493 | 0 | 386425.5568 | 1005400.032 | 686206.1807 | 3068866.5305 | 961560.8286 | 5686671.2401 | 5686671.2401 | 1478867.319 | 3156389.5659 | 0 | 9717098.5992 | 20039026.7242 | 31622.7766 | 0.079345 | 122465.9306 | 252554.6108 | 2496.6336 | 5148.6673
1 | 1900 | 707 | 0.03 | 15 | 15 | 7 | 4.217e-11 | 5spot_SharedNeighbor | Water | Porous | Wet | R245fa | MinimizeLCOE_Brownfield | IgnoreSilica | 2019 | 14.6908 | 1.2306 | 0.026743 | 4 | 97170.5047 | 193662.4691 | 1980.9522 | 3948.0714 | 70.3153 | 0 | 97.2753 | 305638.7643 | 8807.5163 | 417978.1821 | 386770.1805 | 0 | 90354.6141 | 0 | 471724.2104 | 1227329.6315 | 837677.6926 | 3746280.792 | 961560.8286 | 5686671.2401 | 5686671.2401 | 1478867.319 | 3156389.5659 | 0 | 10394512.8607 | 20716440.9857 | 42169.6503 | 0.10697 | 97170.5047 | 193662.4691 | 1980.9522 | 3948.0714
1 | 1900 | 707 | 0.03 | 15 | 15 | 7 | 5.6234e-11 | 5spot_SharedNeighbor | Water | Porous | Wet | R245fa | MinimizeLCOE_Brownfield | IgnoreSilica | 2019 | 18.6519 | 1.5697 | 0.03557 | 4 | 78676.8118 | 151223.0672 | 1603.9332 | 3082.8868 | 70.4815 | 0 | 108.9494 | 362872.6129 | 10478.9927 | 507744.0496 | 485819.8683 | 0 | 100822.0855 | 0 | 572417.6675 | 1489313.3518 | 1016486.9649 | 4545955.5931 | 961560.8286 | 5686671.2401 | 5686671.2401 | 1478867.319 | 3156389.5659 | 0 | 11194187.6618 | 21516115.7868 | 56234.1325 | 0.14228 | 78676.8118 | 151223.0672 | 1603.9332 | 3082.8868
1 | 1900 | 707 | 0.03 | 15 | 15 | 7 | 7.4989e-11 | 5spot_SharedNeighbor | Water | Porous | Wet | R245fa | MinimizeLCOE_Brownfield | IgnoreSilica | 2019 | 23.3855 | 1.975 | 0.046612 | 4 | 64968.327 | 120328.8962 | 1324.4672 | 2453.0673 | 70.6073 | 0 | 100.115 | 426594.3024 | 12338.402 | 610089.0847 | 604196.2367 | 0 | 111265.7776 | 0 | 688148.6833 | 1790421.7154 | 1221999.6102 | 5465053.8124 | 961560.8286 | 5686671.2401 | 5686671.2401 | 1478867.319 | 3156389.5659 | 0 | 12113285.8811 | 22435214.0061 | 74989.4209 | 0.18645 | 64968.327 | 120328.8962 | 1324.4672 | 2453.0673
1 | 1900 | 707 | 0.03 | 15 | 15 | 7 | 1e-10 | 5spot_SharedNeighbor | Water | Porous | Wet | R245fa | MinimizeLCOE_Brownfield | IgnoreSilica | 2019 | 28.9102 | 2.4482 | 0.060084 | 4 | 54708.1552 | 97656.1923 | 1115.2997 | 1990.8536 | 70.703 | 0 | 97.5498 | 496204.8225 | 14367.806 | 724378.6063 | 742368.9389 | 0 | 121334.9815 | 0 | 818475.5105 | 2129505.386 | 1453431.1829 | 6500067.2347 | 961560.8286 | 5686671.2401 | 5686671.2401 | 1478867.319 | 3156389.5659 | 0 | 13148299.3034 | 23470227.4284 | 100000 | 0.24034 | 54708.1552 | 97656.1923 | 1115.2997 | 1990.8536
1 | 1900 | 707 | 0.03 | 15 | 15 | 7 | 1.3335e-10 | 5spot_SharedNeighbor | Water | Porous | Wet | R245fa | MinimizeLCOE_Brownfield | IgnoreSilica | 2019 | 34.4083 | 2.9191 | 0.075584 | 4 | 46754.0258 | 80894.6437 | 953.1441 | 1649.1467 | 70.7686 | 0 | 108.3537 | 561595.238 | 16272.4697 | 833801.8359 | 879886.2905 | 0 | 125805.08 | 0 | 942770.7565 | 2452896.1196 | 1674152.0036 | 7487179.7938 | 961560.8286 | 5686671.2401 | 5686671.2401 | 1478867.319 | 3156389.5659 | 0 | 14135411.8625 | 24457339.9875 | 133352.1432 | 0.30234 | 46754.0258 | 80894.6437 | 953.1441 | 1649.1467
1 | 1900 | 707 | 0.03 | 15 | 15 | 7 | 1.7783e-10 | 5spot_SharedNeighbor | Water | Porous | Wet | R245fa | MinimizeLCOE_Brownfield | IgnoreSilica | 2019 | 41.7212 | 3.5455 | 0.093753 | 4 | 41158.1376 | 68682.3223 | 839.0643 | 1400.182 | 70.8298 | 0 | 130.0077 | 643913.9705 | 18667.8919 | 974054.2283 | 1062805.6834 | 0 | 137460.6314 | 0 | 1106391.9382 | 2878604.8709 | 1964706.9738 | 8786606.1884 | 961560.8286 | 5686671.2401 | 5686671.2401 | 1478867.319 | 3156389.5659 | 0 | 15434838.2571 | 25756766.3821 | 177827.941 | 0.37501 | 41158.1376 | 68682.3223 | 839.0643 | 1400.182
1 | 1900 | 707 | 0.03 | 15 | 15 | 7 | 2.3714e-10 | 5spot_SharedNeighbor | Water | Porous | Wet | R245fa | MinimizeLCOE_Brownfield | IgnoreSilica | 2019 | 48.3714 | 4.115 | 0.11268 | 4 | 36769.0625 | 59669.5869 | 749.5871 | 1216.4452 | 70.8688 | 0 | 116.5953 | 715067.2972 | 20736.2258 | 1097307.662 | 1229136.7907 | 0 | 142089.8798 | 0 | 1249691.7636 | 3251441.6219 | 2219175.7174 | 9924646.9582 | 961560.8286 | 5686671.2401 | 5686671.2401 | 1478867.319 | 3156389.5659 | 0 | 16572879.0269 | 26894807.1519 | 237137.3706 | 0.45073 | 36769.0625 | 59669.5869 | 749.5871 | 1216.4452
1 | 1900 | 707 | 0.03 | 15 | 15 | 7 | 3.1623e-10 | 5spot_SharedNeighbor | Water | Porous | Wet | R245fa | MinimizeLCOE_Brownfield | IgnoreSilica | 2019 | 54.6714 | 4.6543 | 0.13163 | 4 | 33473.4675 | 53077.179 | 682.4019 | 1082.0501 | 70.8947 | 0 | 107.1168 | 779767.4561 | 22614.9934 | 1210890.429 | 1386659.494 | 0 | 144023.0548 | 0 | 1382142.6166 | 3596051.5721 | 2454379.0894 | 10976528.7054 | 961560.8286 | 5686671.2401 | 5686671.2401 | 1478867.319 | 3156389.5659 | 0 | 17624760.7741 | 27946688.8991 | 316227.766 | 0.52653 | 33473.4675 | 53077.179 | 682.4019 | 1082.0501
1 | 1900 | 707 | 0.03 | 15 | 15 | 7 | 4.217e-10 | 5spot_SharedNeighbor | Water | Porous | Wet | R245fa | MinimizeLCOE_Brownfield | IgnoreSilica | 2019 | 60.323 | 5.1376 | 0.14954 | 4 | 31007.5065 | 48263.1849 | 632.13 | 983.9103 | 70.9099 | 0 | 135.034 | 835853.9265 | 24241.8632 | 1310461.7571 | 1527889.1609 | 0 | 143571.8871 | 0 | 1498387.2519 | 3898496.2681 | 2660803.809 | 11899705.9238 | 961560.8286 | 5686671.2401 | 5686671.2401 | 1478867.319 | 3156389.5659 | 0 | 18547937.9925 | 28869866.1175 | 421696.5034 | 0.59818 | 31007.5065 | 48263.1849 | 632.13 | 983.9103
1 | 1900 | 707 | 0.03 | 15 | 15 | 7 | 5.6234e-10 | 5spot_SharedNeighbor | Water | Porous | Wet | R245fa | MinimizeLCOE_Brownfield | IgnoreSilica | 2019 | 65.1434 | 5.5493 | 0.1656 | 4 | 29166.8069 | 44749.447 | 594.6048 | 912.278 | 70.9174 | 0 | 161.3492 | 882371.6135 | 25589.7389 | 1393808.4668 | 1648254.4552 | 0 | 141289.7287 | 0 | 1595612.4612 | 4151456.319 | 2833454.2416 | 12671837.025 | 961560.8286 | 5686671.2401 | 5686671.2401 | 1478867.319 | 3156389.5659 | 0 | 19320069.0937 | 29641997.2187 | 562341.3252 | 0.6624 | 29166.8069 | 44749.447 | 594.6048 | 912.278
1 | 1900 | 707 | 0.03 | 15 | 15 | 7 | 7.4989e-10 | 5spot_SharedNeighbor | Water | Porous | Wet | R245fa | MinimizeLCOE_Brownfield | IgnoreSilica | 2019 | 69.1413 | 5.8903 | 0.17944 | 4 | 27794.3514 | 42174.7611 | 566.6254 | 859.7896 | 70.9199 | 0 | 132.0766 | 920098.8214 | 26681.8316 | 1461907.211 | 1748001.5642 | 0 | 138055.9784 | 0 | 1674950.7085 | 4357878.164 | 2974341.3924 | 13301915.6714 | 961560.8286 | 5686671.2401 | 5686671.2401 | 1478867.319 | 3156389.5659 | 0 | 19950147.7401 | 30272075.8651 | 749894.2093 | 0.71778 | 27794.3514 | 42174.7611 | 566.6254 | 859.7896
1 | 1900 | 707 | 0.03 | 15 | 15 | 7 | 1e-09 | 5spot_SharedNeighbor | Water | Porous | Wet | R245fa | MinimizeLCOE_Brownfield | IgnoreSilica | 2019 | 72.3667 | 6.165 | 0.19099 | 4 | 26771.1072 | 40282.5411 | 545.7652 | 821.2141 | 70.9195 | 0 | 119.6416 | 950002.5286 | 27546.7103 | 1516202.2892 | 1828409.9547 | 0 | 134462.3642 | 0 | 1738083.3003 | 4522136.2176 | 3086450.8891 | 13803294.254 | 961560.8286 | 5686671.2401 | 5686671.2401 | 1478867.319 | 3156389.5659 | 0 | 20451526.3227 | 30773454.4478 | 1000000 | 0.76394 | 26771.1072 | 40282.5411 | 545.7652 | 821.2141
1 | 1900 | 707 | 0.03 | 15 | 15 | 7 | 1.3335e-09 | 5spot_SharedNeighbor | Water | Porous | Wet | R245fa | MinimizeLCOE_Brownfield | IgnoreSilica | 2019 | 74.905 | 6.3809 | 0.20034 | 4 | 26007.8199 | 38888.4522 | 530.2046 | 792.7937 | 70.9177 | 0 | 156.0281 | 973215.0857 | 28217.5804 | 1558542.1188 | 1891644.7239 | 0 | 130892.5315 | 0 | 1787179.6957 | 4649874.9673 | 3173635.2106 | 14193201.914 | 961560.8286 | 5686671.2401 | 5686671.2401 | 1478867.319 | 3156389.5659 | 0 | 20841433.9827 | 31163362.1077 | 1333521.4322 | 0.80135 | 26007.8199 | 38888.4522 | 530.2046 | 792.7937
1 | 1900 | 707 | 0.03 | 15 | 15 | 7 | 1.7783e-09 | 5spot_SharedNeighbor | Water | Porous | Wet | R245fa | MinimizeLCOE_Brownfield | IgnoreSilica | 2019 | 76.8755 | 6.5484 | 0.20777 | 4 | 25438.0016 | 37857.7973 | 518.5881 | 771.7824 | 70.9155 | 0 | 148.2106 | 991046.3029 | 28732.6203 | 1591181.341 | 1940705.0422 | 0 | 127627.0506 | 0 | 1824924.0192 | 4748077.9547 | 3240660.7673 | 14492955.0982 | 961560.8286 | 5686671.2401 | 5686671.2401 | 1478867.319 | 3156389.5659 | 0 | 21141187.1669 | 31463115.2919 | 1778279.41 | 0.83109 | 25438.0016 | 37857.7973 | 518.5881 | 771.7824
1 | 1900 | 707 | 0.03 | 15 | 15 | 7 | 2.3714e-09 | 5spot_SharedNeighbor | Water | Porous | Wet | R245fa | MinimizeLCOE_Brownfield | IgnoreSilica | 2019 | 78.4102 | 6.6787 | 0.21363 | 4 | 25012.2629 | 37091.666 | 509.9088 | 756.1638 | 70.9132 | 0 | 133.5015 | 1004822.2595 | 29130.3403 | 1616466.0757 | 1978896.4105 | 0 | 124867.2553 | 0 | 1854131.1131 | 4824068.8217 | 3292526.0955 | 14724908.3717 | 961560.8286 | 5686671.2401 | 5686671.2401 | 1478867.319 | 3156389.5659 | 0 | 21373140.4404 | 31695068.5654 | 2371373.7057 | 0.85451 | 25012.2629 | 37091.666 | 509.9088 | 756.1638
1 | 1900 | 707 | 0.03 | 15 | 15 | 7 | 3.1623e-09 | 5spot_SharedNeighbor | Water | Porous | Wet | R245fa | MinimizeLCOE_Brownfield | IgnoreSilica | 2019 | 79.5823 | 6.7782 | 0.21816 | 4 | 24693.9328 | 36522.1809 | 503.4192 | 744.5541 | 70.9112 | 0 | 138.2534 | 1015277.9769 | 29432.0911 | 1635696.6589 | 2008050.9583 | 0 | 122560.651 | 0 | 1876297.1511 | 4881740.3057 | 3331888.0684 | 14900943.8614 | 961560.8286 | 5686671.2401 | 5686671.2401 | 1478867.319 | 3156389.5659 | 0 | 21549175.9301 | 31871104.0551 | 3162277.6602 | 0.87265 | 24693.9328 | 36522.1809 | 503.4192 | 744.5541
1 | 1900 | 707 | 0.03 | 15 | 15 | 7 | 4.217e-09 | 5spot_SharedNeighbor | Water | Porous | Wet | R245fa | MinimizeLCOE_Brownfield | IgnoreSilica | 2019 | 80.4714 | 6.8536 | 0.22165 | 4 | 24455.7604 | 36098.1507 | 498.5638 | 735.9096 | 70.9095 | 0 | 122.0167 | 1023172.269 | 29659.8543 | 1650239.0034 | 2030159.3246 | 0 | 120680.4996 | 0 | 1893025.2708 | 4925263.4418 | 3361593.503 | 15033793.1664 | 961560.8286 | 5686671.2401 | 5686671.2401 | 1478867.319 | 3156389.5659 | 0 | 21682025.2351 | 32003953.3601 | 4216965.0343 | 0.88658 | 24455.7604 | 36098.1507 | 498.5638 | 735.9096
1 | 1900 | 707 | 0.03 | 15 | 15 | 7 | 5.6234e-09 | 5spot_SharedNeighbor | Water | Porous | Wet | R245fa | MinimizeLCOE_Brownfield | IgnoreSilica | 2019 | 81.146 | 6.9107 | 0.22431 | 4 | 24277.4683 | 35781.6837 | 494.929 | 729.458 | 70.9081 | 0 | 168.0302 | 1029141.6814 | 29832.0436 | 1661248.5222 | 2046931.8595 | 0 | 119188.657 | 0 | 1905673.6779 | 4958172.0025 | 3384054.2719 | 15134242.7161 | 961560.8286 | 5686671.2401 | 5686671.2401 | 1478867.319 | 3156389.5659 | 0 | 21782474.7848 | 32104402.9098 | 5623413.2519 | 0.89723 | 24277.4683 | 35781.6837 | 494.929 | 729.458
1 | 1900 | 707 | 0.03 | 15 | 15 | 7 | 7.4989e-09 | 5spot_SharedNeighbor | Water | Porous | Wet | R245fa | MinimizeLCOE_Brownfield | IgnoreSilica | 2019 | 81.6427 | 6.9528 | 0.22631 | 4 | 24143.9463 | 35546.408 | 492.207 | 724.6616 | 70.907 | 0 | 165.463 | 1033525.4262 | 29958.473 | 1669340.7313 | 2059279.1906 | 0 | 117974.248 | 0 | 1914930.4469 | 4982256.2165 | 3400492.2429 | 15207756.9753 | 961560.8286 | 5686671.2401 | 5686671.2401 | 1478867.319 | 3156389.5659 | 0 | 21855989.044 | 32177917.169 | 7498942.0933 | 0.90524 | 24143.9463 | 35546.408 | 492.207 | 724.6616
1 | 1900 | 707 | 0.03 | 15 | 15 | 7 | 1e-08 | 5spot_SharedNeighbor | Water | Porous | Wet | R245fa | MinimizeLCOE_Brownfield | IgnoreSilica | 2019 | 82.0371 | 6.9863 | 0.22786 | 4 | 24043.9205 | 35368.7828 | 490.1678 | 721.0405 | 70.9061 | 0 | 156.1799 | 1036998.5942 | 30058.6281 | 1675756.3619 | 2069079.874 | 0 | 117102.243 | 0 | 1922308.3235 | 5001451.938 | 3413593.7172 | 15266349.6798 | 961560.8286 | 5686671.2401 | 5686671.2401 | 1478867.319 | 3156389.5659 | 0 | 21914581.7485 | 32236509.8735 | 10000000 | 0.91144 | 24043.9205 | 35368.7828 | 490.1678 | 721.0405
1 | 2000 | 707 | 0.03 | 15 | 15 | 7 | 1e-13 | 5spot_SharedNeighbor | Water | Porous | Wet | R245fa | MinimizeLCOE_Brownfield | IgnoreSilica | 2019 | 0 | 0 | 0 | 0 |  |  |  |  | 15 |  | 19.5697 | [19 empty] | 100 | 0
1 | 2000 | 707 | 0.03 | 15 | 15 | 7 | 1.3335e-13 | 5spot_SharedNeighbor | Water | Porous | Wet | R245fa | MinimizeLCOE_Brownfield | IgnoreSilica | 2019 | 0 | 0 | 0 | 0 |  |  |  |  | 15 |  | 22.0665 | [19 empty] | 133.3521 | 0
1 | 2000 | 707 | 0.03 | 15 | 15 | 7 | 1.7783e-13 | 5spot_SharedNeighbor | Water | Porous | Wet | R245fa | MinimizeLCOE_Brownfield | IgnoreSilica | 2019 | 0 | 0 | 0 | 0 |  |  |  |  | 15 |  | 24.0565 | [19 empty] | 177.8279 | 0
1 | 2000 | 707 | 0.03 | 15 | 15 | 7 | 2.3714e-13 | 5spot_SharedNeighbor | Water | Porous | Wet | R245fa | MinimizeLCOE_Brownfield | IgnoreSilica | 2019 | 0 | 0 | 0 | 0 |  |  |  |  | 15 |  | 24.2491 | [19 empty] | 237.1374 | 0
1 | 2000 | 707 | 0.03 | 15 | 15 | 7 | 3.1623e-13 | 5spot_SharedNeighbor | Water | Porous | Wet | R245fa | MinimizeLCOE_Brownfield | IgnoreSilica | 2019 | 0 | 0 | 0 | 0 |  |  |  |  | 15 |  | 25.2393 | [19 empty] | 316.2278 | 0
1 | 2000 | 707 | 0.03 | 15 | 15 | 7 | 4.217e-13 | 5spot_SharedNeighbor | Water | Porous | Wet | R245fa | MinimizeLCOE_Brownfield | IgnoreSilica | 2019 | 0 | 0 | 0 | 0 |  |  |  |  | 15 |  | 24.75 | [19 empty] | 421.6965 | 0
1 | 2000 | 707 | 0.03 | 15 | 15 | 7 | 5.6234e-13 | 5spot_SharedNeighbor | Water | Porous | Wet | R245fa | MinimizeLCOE_Brownfield | IgnoreSilica | 2019 | 0 | 0 | 0 | 0 |  |  |  |  | 15 |  | 26.258 | [19 empty] | 562.3413 | 0
1 | 2000 | 707 | 0.03 | 15 | 15 | 7 | 7.4989e-13 | 5spot_SharedNeighbor | Water | Porous | Wet | R245fa | MinimizeLCOE_Brownfield | IgnoreSilica | 2019 | 0 | 0 | 0 | 0 |  |  |  |  | 15 |  | 27.745 | [19 empty] | 749.8942 | 0
1 | 2000 | 707 | 0.03 | 15 | 15 | 7 | 1e-12 | 5spot_SharedNeighbor | Water | Porous | Wet | R245fa | MinimizeLCOE_Brownfield | IgnoreSilica | 2019 | 0 | 0 | 0 | 0 |  |  |  |  | 15 |  | 28.668 | [19 empty] | 1000 | 0
1 | 2000 | 707 | 0.03 | 15 | 15 | 7 | 1.3335e-12 | 5spot_SharedNeighbor | Water | Porous | Wet | R245fa | MinimizeLCOE_Brownfield | IgnoreSilica | 2019 | 0 | 0 | 0 | 0 |  |  |  |  | 15 |  | 32.4511 | [19 empty] | 1333.5214 | 0
1 | 2000 | 707 | 0.03 | 15 | 15 | 7 | 1.7783e-12 | 5spot_SharedNeighbor | Water | Porous | Wet | R245fa | MinimizeLCOE_Brownfield | IgnoreSilica | 2019 | 0 | 0 | 0 | 0 |  |  |  |  | 15 |  | 34.0836 | [19 empty] | 1778.2794 | 0
1 | 2000 | 707 | 0.03 | 15 | 15 | 7 | 2.3714e-12 | 5spot_SharedNeighbor | Water | Porous | Wet | R245fa | MinimizeLCOE_Brownfield | IgnoreSilica | 2019 | 1.0304 | 0.069248 | 0.00034755 | 4 | 5353244.2243 | 13097812.159 | 109133.1243 | 267016.617 | 63.1095 | 0 | 61.47 | 37833.3184 | 1004.1049 | 42094.0845 | 46403.5162 | 0 | 26446.573 | 0 | 59974.8229 | 156042.1866 | 106501.9987 | 476300.6054 | 961560.8286 | 6004137.4768 | 6004137.4768 | 1478867.319 | 3283376.0606 | 0 | 7441998.9108 | 18208379.7672 | 2371.3737 | 0.0013902 | 5353244.2243 | 13097812.159 | 109133.1243 | 267016.617
1 | 2000 | 707 | 0.03 | 15 | 15 | 7 | 3.1623e-12 | 5spot_SharedNeighbor | Water | Porous | Wet | R245fa | MinimizeLCOE_Brownfield | IgnoreSilica | 2019 | 1.4764 | 0.10929 | 0.001007 | 4 | 1887701.895 | 4560482.0787 | 38483.3564 | 92971.5957 | 66.0917 | 0 | 237.688 | 54093.9711 | 1477.9671 | 60474.629 | 57970.6505 | 0 | 32056.6951 | 0 | 80368.826 | 209103.1993 | 142717.2302 | 638263.1682 | 961560.8286 | 6004137.4768 | 6004137.4768 | 1478867.319 | 3283376.0606 | 0 | 7603961.4736 | 18370342.33 | 3162.2777 | 0.0040282 | 1887701.895 | 4560482.0787 | 38483.3564 | 92971.5957
1 | 2000 | 707 | 0.03 | 15 | 15 | 7 | 4.217e-12 | 5spot_SharedNeighbor | Water | Porous | Wet | R245fa | MinimizeLCOE_Brownfield | IgnoreSilica | 2019 | 2.0209 | 0.15874 | 0.001978 | 4 | 984111.2019 | 2344883.9845 | 20062.438 | 47803.6317 | 68.0777 | 0 | 338.2491 | 71920.3316 | 2004.2653 | 81373.2089 | 72118.0724 | 0 | 37512.6717 | 0 | 103322.1345 | 268822.9997 | 183477.221 | 820550.9052 | 961560.8286 | 6004137.4768 | 6004137.4768 | 1478867.319 | 3283376.0606 | 0 | 7786249.2106 | 18552630.0669 | 4216.965 | 0.007912 | 984111.2019 | 2344883.9845 | 20062.438 | 47803.6317
1 | 2000 | 707 | 0.03 | 15 | 15 | 7 | 5.6234e-12 | 5spot_SharedNeighbor | Water | Porous | Wet | R245fa | MinimizeLCOE_Brownfield | IgnoreSilica | 2019 | 2.7398 | 0.22463 | 0.0033423 | 4 | 599284.3448 | 1404607.5652 | 12217.222 | 28634.8251 | 69.555 | 0 | 94.6563 | 93193.1419 | 2636.2045 | 107281.7724 | 90870.741 | 0 | 43783.5257 | 0 | 131728.5003 | 342730.5366 | 233920.6336 | 1046145.0559 | 961560.8286 | 6004137.4768 | 6004137.4768 | 1478867.319 | 3283376.0606 | 0 | 8011843.3613 | 18778224.2177 | 5623.4133 | 0.013369 | 599284.3448 | 1404607.5652 | 12217.222 | 28634.8251
1 | 2000 | 707 | 0.03 | 15 | 15 | 7 | 7.4989e-12 | 5spot_SharedNeighbor | Water | Porous | Wet | R245fa | MinimizeLCOE_Brownfield | IgnoreSilica | 2019 | 3.6413 | 0.3076 | 0.0052052 | 4 | 397530.2043 | 914630.269 | 8104.1909 | 18645.9752 | 70.6163 | 0 | 106.8749 | 117393.5135 | 3357.6008 | 137822.8387 | 114418.3534 | 0 | 50336.0872 | 0 | 165098.0735 | 429551.321 | 293177.603 | 1311155.3911 | 961560.8286 | 6004137.4768 | 6004137.4768 | 1478867.319 | 3283376.0606 | 0 | 8276853.6965 | 19043234.5529 | 7498.9421 | 0.020821 | 397530.2043 | 914630.269 | 8104.1909 | 18645.9752
1 | 2000 | 707 | 0.03 | 15 | 15 | 7 | 1e-11 | 5spot_SharedNeighbor | Water | Porous | Wet | R245fa | MinimizeLCOE_Brownfield | IgnoreSilica | 2019 | 4.8009 | 0.4146 | 0.0077141 | 4 | 278670.0536 | 627590.8829 | 5681.066 | 12794.289 | 71.4126 | 0 | 87.405 | 145781.1057 | 4205.1392 | 174873.5426 | 144737.9484 | 0 | 57646.3234 | 0 | 205625.1831 | 534994.547 | 365144.7714 | 1633008.5609 | 961560.8286 | 6004137.4768 | 6004137.4768 | 1478867.319 | 3283376.0606 | 0 | 8598706.8662 | 19365087.7226 | 10000 | 0.030856 | 278670.0536 | 627590.8829 | 5681.066 | 12794.289
1 | 2000 | 707 | 0.03 | 15 | 15 | 7 | 1.3335e-11 | 5spot_SharedNeighbor | Water | Porous | Wet | R245fa | MinimizeLCOE_Brownfield | IgnoreSilica | 2019 | 6.2696 | 0.5502 | 0.011043 | 4 | 203386.5325 | 447115.2053 | 4146.3096 | 9115.0482 | 72.0001 | 0 | 130.7005 | 178652.5881 | 5186.8394 | 219184.1042 | 183138.7939 | 0 | 65584.0048 | 0 | 254181.0689 | 661327.0016 | 451369.2675 | 2018623.6684 | 961560.8286 | 6004137.4768 | 6004137.4768 | 1478867.319 | 3283376.0606 | 0 | 8984321.9738 | 19750702.8302 | 13335.2143 | 0.044174 | 203386.5325 | 447115.2053 | 4146.3096 | 9115.0482
1 | 2000 | 707 | 0.03 | 15 | 15 | 7 | 1.7783e-11 | 5spot_SharedNeighbor | Water | Porous | Wet | R245fa | MinimizeLCOE_Brownfield | IgnoreSilica | 2019 | 8.0166 | 0.71079 | 0.015316 | 4 | 153701.7192 | 329434.567 | 3133.4174 | 6715.9692 | 72.3836 | 0 | 120.7307 | 214401.0748 | 6252.9554 | 268927.3303 | 228688.0642 | 0 | 73054.837 | 0 | 308616.4621 | 802956.7285 | 548034.4663 | 2450931.9187 | 961560.8286 | 6004137.4768 | 6004137.4768 | 1478867.319 | 3283376.0606 | 0 | 9416630.2241 | 20183011.0805 | 17782.7941 | 0.061266 | 153701.7192 | 329434.567 | 3133.4174 | 6715.9692
1 | 2000 | 707 | 0.03 | 15 | 15 | 7 | 2.3714e-11 | 5spot_SharedNeighbor | Water | Porous | Wet | R245fa | MinimizeLCOE_Brownfield | IgnoreSilica | 2019 | 10.6204 | 0.95271 | 0.021328 | 4 | 117735.1608 | 243935.9041 | 2400.1905 | 4972.9634 | 72.8215 | 0 | 112.5018 | 264213.4669 | 7743.0575 | 339811.8703 | 297000.7978 | 0 | 85166.3996 | 0 | 387634.8809 | 1008546.4453 | 688353.6724 | 3078470.5907 | 961560.8286 | 6004137.4768 | 6004137.4768 | 1478867.319 | 3283376.0606 | 0 | 10044168.896 | 20810549.7524 | 23713.7371 | 0.085312 | 117735.1608 | 243935.9041 | 2400.1905 | 4972.9634
1 | 2000 | 707 | 0.03 | 15 | 15 | 7 | 3.1623e-11 | 5spot_SharedNeighbor | Water | Porous | Wet | R245fa | MinimizeLCOE_Brownfield | IgnoreSilica | 2019 | 13.6561 | 1.2336 | 0.028915 | 4 | 92815.2144 | 185902.3498 | 1892.1637 | 3789.8709 | 73.0852 | 0 | 102.5484 | 317270.5033 | 9326.6325 | 417751.781 | 376451.8537 | 0 | 96158.7987 | 0 | 474614.232 | 1234848.8749 | 842809.7307 | 3769232.4069 | 961560.8286 | 6004137.4768 | 6004137.4768 | 1478867.319 | 3283376.0606 | 0 | 10734930.7122 | 21501311.5686 | 31622.7766 | 0.11566 | 92815.2144 | 185902.3498 | 1892.1637 | 3789.8709
1 | 2000 | 707 | 0.03 | 15 | 15 | 7 | 4.217e-11 | 5spot_SharedNeighbor | Water | Porous | Wet | R245fa | MinimizeLCOE_Brownfield | IgnoreSilica | 2019 | 17.3903 | 1.5793 | 0.038657 | 4 | 74687.0309 | 144314.6484 | 1522.5961 | 2942.0493 | 73.2847 | 0 | 129.3555 | 377761.3135 | 11130.5094 | 508946.5154 | 474203.8201 | 0 | 107658.9691 | 0 | 577083.4397 | 1501452.734 | 1024772.3427 | 4583009.6437 | 961560.8286 | 6004137.4768 | 6004137.4768 | 1478867.319 | 3283376.0606 | 0 | 11548707.9491 | 22315088.8055 | 42169.6503 | 0.15463 | 74687.0309 | 144314.6484 | 1522.5961 | 2942.0493
1 | 2000 | 707 | 0.03 | 15 | 15 | 7 | 5.6234e-11 | 5spot_SharedNeighbor | Water | Porous | Wet | R245fa | MinimizeLCOE_Brownfield | IgnoreSilica | 2019 | 21.9239 | 1.9991 | 0.050978 | 4 | 61289.3758 | 114088.1554 | 1249.4668 | 2325.8414 | 73.4367 | 0 | 124.3988 | 446080.1417 | 13165.9023 | 614473.0216 | 592888.4222 | 0 | 119500.4431 | 0 | 696582.0931 | 1812363.7175 | 1236975.4776 | 5532029.2191 | 961560.8286 | 6004137.4768 | 6004137.4768 | 1478867.319 | 3283376.0606 | 0 | 12497727.5245 | 23264108.3809 | 56234.1325 | 0.20391 | 61289.3758 | 114088.1554 | 1249.4668 | 2325.8414
1 | 2000 | 707 | 0.03 | 15 | 15 | 7 | 7.4989e-11 | 5spot_SharedNeighbor | Water | Porous | Wet | R245fa | MinimizeLCOE_Brownfield | IgnoreSilica | 2019 | 27.3024 | 2.4972 | 0.066226 | 4 | 51272.4904 | 91915.3551 | 1045.2591 | 1873.8188 | 73.5527 | 0 | 135.691 | 521785.7239 | 15419.0434 | 734091.6467 | 733702.4985 | 0 | 131246.1957 | 0 | 833135.5922 | 2167647.9113 | 1479464.2402 | 6616492.8519 | 961560.8286 | 6004137.4768 | 6004137.4768 | 1478867.319 | 3283376.0606 | 0 | 13582191.1573 | 24348572.0137 | 74989.4209 | 0.2649 | 51272.4904 | 91915.3551 | 1045.2591 | 1873.8188
1 | 2000 | 707 | 0.03 | 15 | 15 | 7 | 1e-10 | 5spot_SharedNeighbor | Water | Porous | Wet | R245fa | MinimizeLCOE_Brownfield | IgnoreSilica | 2019 | 33.4534 | 3.0669 | 0.084504 | 4 | 43725.4523 | 75577.2717 | 891.4025 | 1540.7449 | 73.6407 | 0 | 127.2878 | 603048.1168 | 17834.9644 | 865199.3845 | 894757.5543 | 0 | 142086.7857 | 0 | 983941.4542 | 2560013.8297 | 1747262.0418 | 7814144.1314 | 961560.8286 | 6004137.4768 | 6004137.4768 | 1478867.319 | 3283376.0606 | 0 | 14779842.4368 | 25546223.2932 | 100000 | 0.33801 | 43725.4523 | 75577.2717 | 891.4025 | 1540.7449
1 | 2000 | 707 | 0.03 | 15 | 15 | 7 | 1.3335e-10 | 5spot_SharedNeighbor | Water | Porous | Wet | R245fa | MinimizeLCOE_Brownfield | IgnoreSilica | 2019 | 40.2138 | 3.6932 | 0.10558 | 4 | 38017.552 | 63511.9874 | 775.0392 | 1294.7778 | 73.7073 | 0 | 123.0586 | 687351.0012 | 20338.5325 | 1003804.4409 | 1071783.9172 | 0 | 151333.0789 | 0 | 1144498.2786 | 2977749.752 | 2032375.3924 | 9089234.3937 | 961560.8286 | 6004137.4768 | 6004137.4768 | 1478867.319 | 3283376.0606 | 0 | 16054932.699 | 26821313.5554 | 133352.1432 | 0.4223 | 38017.552 | 63511.9874 | 775.0392 | 1294.7778
1 | 2000 | 707 | 0.03 | 15 | 15 | 7 | 1.7783e-10 | 5spot_SharedNeighbor | Water | Porous | Wet | R245fa | MinimizeLCOE_Brownfield | IgnoreSilica | 2019 | 45.2172 | 4.1567 | 0.1261 | 4 | 33596.6791 | 54941.8852 | 684.9137 | 1120.0646 | 73.7436 | 0 | 120.5589 | 747018.6524 | 22108.7888 | 1103342.5557 | 1202797.8074 | 0 | 147020.6873 | 0 | 1256692.5117 | 3269656.1323 | 2231607.495 | 9980244.6304 | 961560.8286 | 6004137.4768 | 6004137.4768 | 1478867.319 | 3283376.0606 | 0 | 16945942.9358 | 27712323.7922 | 177827.941 | 0.50439 | 33596.6791 | 54941.8852 | 684.9137 | 1120.0646
1 | 2000 | 707 | 0.03 | 15 | 15 | 7 | 2.3714e-10 | 5spot_SharedNeighbor | Water | Porous | Wet | R245fa | MinimizeLCOE_Brownfield | IgnoreSilica | 2019 | 54.0723 | 4.9766 | 0.15241 | 4 | 30444.8041 | 48105.2408 | 620.6585 | 980.6904 | 73.7885 | 0 | 154.8975 | 847953.7944 | 25099.8423 | 1274211.106 | 1434608.0919 | 0 | 161589.348 | 0 | 1459950.2512 | 3798491.0767 | 2592548.2111 | 11594451.7217 | 961560.8286 | 6004137.4768 | 6004137.4768 | 1478867.319 | 3283376.0606 | 0 | 18560150.0271 | 29326530.8835 | 237137.3706 | 0.60963 | 30444.8041 | 48105.2408 | 620.6585 | 980.6904
1 | 2000 | 707 | 0.03 | 15 | 15 | 7 | 3.1623e-10 | 5spot_SharedNeighbor | Water | Porous | Wet | R245fa | MinimizeLCOE_Brownfield | IgnoreSilica | 2019 | 60.3593 | 5.558 | 0.17549 | 4 | 27999.2306 | 43336.8493 | 570.8022 | 883.4803 | 73.8077 | 0 | 134.0793 | 916509.3357 | 27128.4156 | 1391954.8909 | 1599075.4503 | 0 | 162063.3052 | 0 | 1597725.2451 | 4156953.3492 | 2837206.0777 | 12688616.0697 | 961560.8286 | 6004137.4768 | 6004137.4768 | 1478867.319 | 3283376.0606 | 0 | 19654314.375 | 30420695.2314 | 316227.766 | 0.70196 | 27999.2306 | 43336.8493 | 570.8022 | 883.4803
1 | 2000 | 707 | 0.03 | 15 | 15 | 7 | 4.217e-10 | 5spot_SharedNeighbor | Water | Porous | Wet | R245fa | MinimizeLCOE_Brownfield | IgnoreSilica | 2019 | 65.8887 | 6.0686 | 0.19677 | 4 | 26168.3702 | 39847.2976 | 533.4776 | 812.3411 | 73.8167 | 0 | 153.9347 | 974930.8264 | 28854.8821 | 1493336.9694 | 1743597.2161 | 0 | 160226.2963 | 0 | 1716369.0142 | 4465640.0993 | 3047891.1275 | 13630846.4315 | 961560.8286 | 6004137.4768 | 6004137.4768 | 1478867.319 | 3283376.0606 | 0 | 20596544.7368 | 31362925.5932 | 421696.5034 | 0.78708 | 26168.3702 | 39847.2976 | 533.4776 | 812.3411
1 | 2000 | 707 | 0.03 | 15 | 15 | 7 | 5.6234e-10 | 5spot_SharedNeighbor | Water | Porous | Wet | R245fa | MinimizeLCOE_Brownfield | IgnoreSilica | 2019 | 70.5102 | 6.4947 | 0.21541 | 4 | 24800.4978 | 37295.7419 | 505.5917 | 760.3241 | 73.8189 | 0 | 146.0335 | 1022524.8595 | 30259.6461 | 1576630.5157 | 1864268.9687 | 0 | 156681.2162 | 0 | 1813642.4304 | 4718725.5747 | 3220627.1648 | 14403360.3761 | 961560.8286 | 6004137.4768 | 6004137.4768 | 1478867.319 | 3283376.0606 | 0 | 21369058.6815 | 32135439.5378 | 562341.3252 | 0.86164 | 24800.4978 | 37295.7419 | 505.5917 | 760.3241
1 | 2000 | 707 | 0.03 | 15 | 15 | 7 | 7.4989e-10 | 5spot_SharedNeighbor | Water | Porous | Wet | R245fa | MinimizeLCOE_Brownfield | IgnoreSilica | 2019 | 74.2956 | 6.843 | 0.23121 | 4 | 23779.3482 | 35420.7303 | 484.7742 | 722.0995 | 73.8172 | 0 | 161.4481 | 1060721.1761 | 31385.79 | 1643930.6559 | 1963008.7453 | 0 | 152452.6203 | 0 | 1892084.6052 | 4922816.0228 | 3359923.0893 | 15026322.7049 | 961560.8286 | 6004137.4768 | 6004137.4768 | 1478867.319 | 3283376.0606 | 0 | 21992021.0103 | 32758401.8667 | 749894.2093 | 0.92484 | 23779.3482 | 35420.7303 | 484.7742 | 722.0995
1 | 2000 | 707 | 0.03 | 15 | 15 | 7 | 1e-09 | 5spot_SharedNeighbor | Water | Porous | Wet | R245fa | MinimizeLCOE_Brownfield | IgnoreSilica | 2019 | 77.3313 | 7.1219 | 0.24422 | 4 | 23017.0074 | 34038.0096 | 469.2328 | 693.9109 | 73.8136 | 0 | 171.265 | 1090864.8857 | 32273.6777 | 1697327.5177 | 2042121.1864 | 0 | 148155.3659 | 0 | 1954189.6271 | 5084400.5502 | 3470207.8495 | 15519540.6603 | 961560.8286 | 6004137.4768 | 6004137.4768 | 1478867.319 | 3283376.0606 | 0 | 22485238.9657 | 33251619.822 | 1000000 | 0.9769 | 23017.0074 | 34038.0096 | 469.2328 | 693.9109
1 | 2000 | 707 | 0.03 | 15 | 15 | 7 | 1.3335e-09 | 5spot_SharedNeighbor | Water | Porous | Wet | R245fa | MinimizeLCOE_Brownfield | IgnoreSilica | 2019 | 79.6944 | 7.3388 | 0.25464 | 4 | 22447.6092 | 33017.6184 | 457.6249 | 673.1088 | 73.8094 | 0 | 155.1648 | 1114038.6008 | 32955.7299 | 1738548.9477 | 2103653.9146 | 0 | 144043.0947 | 0 | 2001963.7122 | 5208698.92 | 3555044.0409 | 15898946.9609 | 961560.8286 | 6004137.4768 | 6004137.4768 | 1478867.319 | 3283376.0606 | 0 | 22864645.2663 | 33631026.1226 | 1333521.4322 | 1.0186 | 22447.6092 | 33017.6184 | 457.6249 | 673.1088
1 | 2000 | 707 | 0.03 | 15 | 15 | 7 | 1.7783e-09 | 5spot_SharedNeighbor | Water | Porous | Wet | R245fa | MinimizeLCOE_Brownfield | IgnoreSilica | 2019 | 81.5307 | 7.5071 | 0.26288 | 4 | 22022.0487 | 32260.7796 | 448.9492 | 657.6796 | 73.8054 | 0 | 185.5681 | 1131876.3679 | 33480.4047 | 1770380.4404 | 2151440.6718 | 0 | 140437.3771 | 0 | 2038769.9522 | 5304461.2063 | 3620403.7691 | 16191250.1895 | 961560.8286 | 6004137.4768 | 6004137.4768 | 1478867.319 | 3283376.0606 | 0 | 23156948.4949 | 33923329.3513 | 1778279.41 | 1.0515 | 22022.0487 | 32260.7796 | 448.9492 | 657.6796
1 | 2000 | 707 | 0.03 | 15 | 15 | 7 | 2.3714e-09 | 5spot_SharedNeighbor | Water | Porous | Wet | R245fa | MinimizeLCOE_Brownfield | IgnoreSilica | 2019 | 82.9339 | 7.6356 | 0.26929 | 4 | 21703.7848 | 31698.8841 | 442.461 | 646.2246 | 73.8019 | 0 | 164.4316 | 1145408.2093 | 33878.2295 | 1794587.1366 | 2187937.3796 | 0 | 137361.2066 | 0 | 2066677.1431 | 5377069.9925 | 3669960.7576 | 16412880.0548 | 961560.8286 | 6004137.4768 | 6004137.4768 | 1478867.319 | 3283376.0606 | 0 | 23378578.3602 | 34144959.2166 | 2371373.7057 | 1.0772 | 21703.7848 | 31698.8841 | 442.461 | 646.2246
1 | 2000 | 707 | 0.03 | 15 | 15 | 7 | 3.1623e-09 | 5spot_SharedNeighbor | Water | Porous | Wet | R245fa | MinimizeLCOE_Brownfield | IgnoreSilica | 2019 | 84.0056 | 7.7336 | 0.27424 | 4 | 21465.6276 | 31280.3876 | 437.6059 | 637.693 | 73.7989 | 0 | 167.8937 | 1155686.0569 | 34180.2735 | 1813007.0195 | 2215799.334 | 0 | 134843.2447 | 0 | 2087871.2122 | 5432212.6128 | 3707596.729 | 16581196.4827 | 961560.8286 | 6004137.4768 | 6004137.4768 | 1478867.319 | 3283376.0606 | 0 | 23546894.7881 | 34313275.6444 | 3162277.6602 | 1.097 | 21465.6276 | 31280.3876 | 437.6059 | 637.693
1 | 2000 | 707 | 0.03 | 15 | 15 | 7 | 4.217e-09 | 5spot_SharedNeighbor | Water | Porous | Wet | R245fa | MinimizeLCOE_Brownfield | IgnoreSilica | 2019 | 84.8339 | 7.8094 | 0.27806 | 4 | 21287.3284 | 30967.2129 | 433.971 | 631.3085 | 73.7965 | 0 | 189.4071 | 1163596.3758 | 34412.6716 | 1827203.9468 | 2237326.5205 | 0 | 132878.2758 | 0 | 2104212.9383 | 5474730.432 | 3736616.0143 | 16710977.1751 | 961560.8286 | 6004137.4768 | 6004137.4768 | 1478867.319 | 3283376.0606 | 0 | 23676675.4805 | 34443056.3368 | 4216965.0343 | 1.1122 | 21287.3284 | 30967.2129 | 433.971 | 631.3085
1 | 2000 | 707 | 0.03 | 15 | 15 | 7 | 5.6234e-09 | 5spot_SharedNeighbor | Water | Porous | Wet | R245fa | MinimizeLCOE_Brownfield | IgnoreSilica | 2019 | 85.4406 | 7.8648 | 0.28093 | 4 | 21153.7912 | 30734.7713 | 431.2486 | 626.5699 | 73.7946 | 0 | 178.7115 | 1169372.8912 | 34582.3417 | 1837582.3394 | 2253092.5963 | 0 | 131251.8672 | 0 | 2116093.994 | 5505642.5017 | 3757714.1371 | 16805332.6686 | 961560.8286 | 6004137.4768 | 6004137.4768 | 1478867.319 | 3283376.0606 | 0 | 23771030.974 | 34537411.8303 | 5623413.2519 | 1.1237 | 21153.7912 | 30734.7713 | 431.2486 | 626.5699
1 | 2000 | 707 | 0.03 | 15 | 15 | 7 | 7.4989e-09 | 5spot_SharedNeighbor | Water | Porous | Wet | R245fa | MinimizeLCOE_Brownfield | IgnoreSilica | 2019 | 85.9157 | 7.9083 | 0.28314 | 4 | 21053.7482 | 30559.8171 | 429.2091 | 623.0032 | 73.7931 | 0 | 172.8533 | 1173885.0807 | 34714.8528 | 1845695.6791 | 2265434.8027 | 0 | 130049.3886 | 0 | 2125414.1235 | 5529891.5669 | 3774264.6223 | 16879350.1166 | 961560.8286 | 6004137.4768 | 6004137.4768 | 1478867.319 | 3283376.0606 | 0 | 23845048.422 | 34611429.2784 | 7498942.0933 | 1.1326 | 21053.7482 | 30559.8171 | 429.2091 | 623.0032
1 | 2000 | 707 | 0.03 | 15 | 15 | 7 | 1e-08 | 5spot_SharedNeighbor | Water | Porous | Wet | R245fa | MinimizeLCOE_Brownfield | IgnoreSilica | 2019 | 86.2714 | 7.9408 | 0.28482 | 4 | 20978.781 | 30429.1072 | 427.6808 | 620.3385 | 73.7919 | 0 | 151.4993 | 1177256.4741 | 34813.8484 | 1851761.4903 | 2274672.0075 | 0 | 129111.8928 | 0 | 2132370.1281 | 5547989.664 | 3786616.9455 | 16934592.4507 | 961560.8286 | 6004137.4768 | 6004137.4768 | 1478867.319 | 3283376.0606 | 0 | 23900290.7561 | 34666671.6125 | 10000000 | 1.1393 | 20978.781 | 30429.1072 | 427.6808 | 620.3385
1 | 2100 | 707 | 0.03 | 15 | 15 | 7 | 1e-13 | 5spot_SharedNeighbor | Water | Porous | Wet | R245fa | MinimizeLCOE_Brownfield | IgnoreSilica | 2019 | 0 | 0 | 0 | 0 |  |  |  |  | 15 |  | 20.0815 | [19 empty] | 100 | 0
1 | 2100 | 707 | 0.03 | 15 | 15 | 7 | 1.3335e-13 | 5spot_SharedNeighbor | Water | Porous | Wet | R245fa | MinimizeLCOE_Brownfield | IgnoreSilica | 2019 | 0 | 0 | 0 | 0 |  |  |  |  | 15 |  | 22.9551 | [19 empty] | 133.3521 | 0
1 | 2100 | 707 | 0.03 | 15 | 15 | 7 | 1.7783e-13 | 5spot_SharedNeighbor | Water | Porous | Wet | R245fa | MinimizeLCOE_Brownfield | IgnoreSilica | 2019 | 0 | 0 | 0 | 0 |  |  |  |  | 15 |  | 25.415 | [19 empty] | 177.8279 | 0
1 | 2100 | 707 | 0.03 | 15 | 15 | 7 | 2.3714e-13 | 5spot_SharedNeighbor | Water | Porous | Wet | R245fa | MinimizeLCOE_Brownfield | IgnoreSilica | 2019 | 0 | 0 | 0 | 0 |  |  |  |  | 15 |  | 24.6255 | [19 empty] | 237.1374 | 0
1 | 2100 | 707 | 0.03 | 15 | 15 | 7 | 3.1623e-13 | 5spot_SharedNeighbor | Water | Porous | Wet | R245fa | MinimizeLCOE_Brownfield | IgnoreSilica | 2019 | 0 | 0 | 0 | 0 |  |  |  |  | 15 |  | 26.3728 | [19 empty] | 316.2278 | 0
1 | 2100 | 707 | 0.03 | 15 | 15 | 7 | 4.217e-13 | 5spot_SharedNeighbor | Water | Porous | Wet | R245fa | MinimizeLCOE_Brownfield | IgnoreSilica | 2019 | 0 | 0 | 0 | 0 |  |  |  |  | 15 |  | 26.0593 | [19 empty] | 421.6965 | 0
1 | 2100 | 707 | 0.03 | 15 | 15 | 7 | 5.6234e-13 | 5spot_SharedNeighbor | Water | Porous | Wet | R245fa | MinimizeLCOE_Brownfield | IgnoreSilica | 2019 | 0 | 0 | 0 | 0 |  |  |  |  | 15 |  | 27.0073 | [19 empty] | 562.3413 | 0
1 | 2100 | 707 | 0.03 | 15 | 15 | 7 | 7.4989e-13 | 5spot_SharedNeighbor | Water | Porous | Wet | R245fa | MinimizeLCOE_Brownfield | IgnoreSilica | 2019 | 0 | 0 | 0 | 0 |  |  |  |  | 15 |  | 27.8152 | [19 empty] | 749.8942 | 0
1 | 2100 | 707 | 0.03 | 15 | 15 | 7 | 1e-12 | 5spot_SharedNeighbor | Water | Porous | Wet | R245fa | MinimizeLCOE_Brownfield | IgnoreSilica | 2019 | 0 | 0 | 0 | 0 |  |  |  |  | 15 |  | 28.43 | [19 empty] | 1000 | 0
1 | 2100 | 707 | 0.03 | 15 | 15 | 7 | 1.3335e-12 | 5spot_SharedNeighbor | Water | Porous | Wet | R245fa | MinimizeLCOE_Brownfield | IgnoreSilica | 2019 | 0 | 0 | 0 | 0 |  |  |  |  | 15 |  | 32.4145 | [19 empty] | 1333.5214 | 0
1 | 2100 | 707 | 0.03 | 15 | 15 | 7 | 1.7783e-12 | 5spot_SharedNeighbor | Water | Porous | Wet | R245fa | MinimizeLCOE_Brownfield | IgnoreSilica | 2019 | 0 | 0 | 0 | 0 |  |  |  |  | 15 |  | 33.6617 | [19 empty] | 1778.2794 | 0
1 | 2100 | 707 | 0.03 | 15 | 15 | 7 | 2.3714e-12 | 5spot_SharedNeighbor | Water | Porous | Wet | R245fa | MinimizeLCOE_Brownfield | IgnoreSilica | 2019 | 1.3013 | 0.099615 | 0.00083104 | 4 | 2375182.7824 | 5750187.8231 | 48421.3137 | 117225.3565 | 67.2034 | 0 | 203.64 | 51589.6973 | 1419.3706 | 56095.9663 | 54544.7627 | 0 | 32152.5632 | 0 | 76362.9204 | 198680.6548 | 135603.6294 | 606449.5648 | 961560.8286 | 6327463.8043 | 6327463.8043 | 1478867.319 | 3412706.5916 | 0 | 7895474.1977 | 19114511.9127 | 2371.3737 | 0.0033242 | 2375182.7824 | 5750187.8231 | 48421.3137 | 117225.3565
1 | 2100 | 707 | 0.03 | 15 | 15 | 7 | 3.1623e-12 | 5spot_SharedNeighbor | Water | Porous | Wet | R245fa | MinimizeLCOE_Brownfield | IgnoreSilica | 2019 | 1.807 | 0.14878 | 0.0018195 | 4 | 1110403.4085 | 2651908.3566 | 22637.0754 | 54062.7388 | 69.7031 | 0 | 297.6442 | 70327.0997 | 1981.8014 | 77147.5713 | 68238.996 | 0 | 38165.3844 | 0 | 99785.7326 | 259622.0074 | 177197.3547 | 792465.9476 | 961560.8286 | 6327463.8043 | 6327463.8043 | 1478867.319 | 3412706.5916 | 0 | 8081490.5805 | 19300528.2954 | 3162.2777 | 0.007278 | 1110403.4085 | 2651908.3566 | 22637.0754 | 54062.7388
1 | 2100 | 707 | 0.03 | 15 | 15 | 7 | 4.217e-12 | 5spot_SharedNeighbor | Water | Porous | Wet | R245fa | MinimizeLCOE_Brownfield | IgnoreSilica | 2019 | 2.4682 | 0.2138 | 0.0032324 | 4 | 642584.9506 | 1510275.8586 | 13099.9634 | 30789.0162 | 71.5229 | 0 | 426.953 | 92426.5944 | 2650.9801 | 102939.9198 | 86221.0994 | 0 | 44906.6934 | 0 | 128366.662 | 333983.7228 | 227950.7535 | 1019446.4253 | 961560.8286 | 6327463.8043 | 6327463.8043 | 1478867.319 | 3412706.5916 | 0 | 8308471.0582 | 19527508.7732 | 4216.965 | 0.01293 | 642584.9506 | 1510275.8586 | 13099.9634 | 30789.0162
1 | 2100 | 707 | 0.03 | 15 | 15 | 7 | 5.6234e-12 | 5spot_SharedNeighbor | Water | Porous | Wet | R245fa | MinimizeLCOE_Brownfield | IgnoreSilica | 2019 | 3.2929 | 0.29535 | 0.00518 | 4 | 413750.5144 | 955213.809 | 8434.8639 | 19473.3255 | 72.8161 | 0 | 108.465 | 117394.9484 | 3410.5636 | 133149.1335 | 108690.5218 | 0 | 51858.6878 | 0 | 161656.5035 | 420597.0619 | 287066.1371 | 1283823.5577 | 961560.8286 | 6327463.8043 | 6327463.8043 | 1478867.319 | 3412706.5916 | 0 | 8572848.1907 | 19791885.9056 | 5623.4133 | 0.02072 | 413750.5144 | 955213.809 | 8434.8639 | 19473.3255
1 | 2100 | 707 | 0.03 | 15 | 15 | 7 | 7.4989e-12 | 5spot_SharedNeighbor | Water | Porous | Wet | R245fa | MinimizeLCOE_Brownfield | IgnoreSilica | 2019 | 4.3601 | 0.40129 | 0.0078196 | 4 | 284395.6277 | 643079.9284 | 5797.7895 | 13110.0542 | 73.7888 | 0 | 102.7666 | 146823.8838 | 4307.6487 | 170004.4127 | 137814.8334 | 0 | 59698.7609 | 0 | 202273.3204 | 526273.6877 | 359192.6057 | 1606389.1531 | 961560.8286 | 6327463.8043 | 6327463.8043 | 1478867.319 | 3412706.5916 | 0 | 8895413.7861 | 20114451.501 | 7498.9421 | 0.031278 | 284395.6277 | 643079.9284 | 5797.7895 | 13110.0542
1 | 2100 | 707 | 0.03 | 15 | 15 | 7 | 1e-11 | 5spot_SharedNeighbor | Water | Porous | Wet | R245fa | MinimizeLCOE_Brownfield | IgnoreSilica | 2019 | 5.7165 | 0.53617 | 0.011345 | 4 | 204558.1401 | 451787.294 | 4170.1944 | 9210.2951 | 74.5109 | 0 | 122.0092 | 180993.2782 | 5349.9017 | 214221.8998 | 174855.0275 | 0 | 68260.0464 | 0 | 251035.2599 | 653142.2519 | 445783.0076 | 1993640.673 | 961560.8286 | 6327463.8043 | 6327463.8043 | 1478867.319 | 3412706.5916 | 0 | 9282665.3059 | 20501703.0209 | 10000 | 0.045379 | 204558.1401 | 451787.294 | 4170.1944 | 9210.2951
1 | 2100 | 707 | 0.03 | 15 | 15 | 7 | 1.3335e-11 | 5spot_SharedNeighbor | Water | Porous | Wet | R245fa | MinimizeLCOE_Brownfield | IgnoreSilica | 2019 | 7.3561 | 0.69892 | 0.01593 | 4 | 152605.6756 | 328672.5803 | 3111.0731 | 6700.4351 | 75.0098 | 0 | 108.4622 | 218793.8301 | 6501.8647 | 264711.11 | 219557.2543 | 0 | 76634.491 | 0 | 306617.4345 | 797755.6687 | 544484.6361 | 2435056.2894 | 961560.8286 | 6327463.8043 | 6327463.8043 | 1478867.319 | 3412706.5916 | 0 | 9724080.9223 | 20943118.6373 | 13335.2143 | 0.06372 | 152605.6756 | 328672.5803 | 3111.0731 | 6700.4351
1 | 2100 | 707 | 0.03 | 15 | 15 | 7 | 1.7783e-11 | 5spot_SharedNeighbor | Water | Porous | Wet | R245fa | MinimizeLCOE_Brownfield | IgnoreSilica | 2019 | 9.6756 | 0.93 | 0.022168 | 4 | 116418.3582 | 242939.2482 | 2373.3457 | 4952.6452 | 75.4896 | 0 | 102.904 | 268226.3894 | 8009.6148 | 332537.907 | 282256.7231 | 0 | 88607.3324 | 0 | 382058.807 | 994038.6448 | 678451.8005 | 3034187.2191 | 961560.8286 | 6327463.8043 | 6327463.8043 | 1478867.319 | 3412706.5916 | 0 | 10323211.852 | 21542249.567 | 17782.7941 | 0.088673 | 116418.3582 | 242939.2482 | 2373.3457 | 4952.6452
1 | 2100 | 707 | 0.03 | 15 | 15 | 7 | 2.3714e-11 | 5spot_SharedNeighbor | Water | Porous | Wet | R245fa | MinimizeLCOE_Brownfield | IgnoreSilica | 2019 | 12.4575 | 1.2066 | 0.030176 | 4 | 91160.5976 | 184106.3348 | 1858.4321 | 3753.2567 | 75.8087 | 0 | 109.5903 | 322610.344 | 9665.7171 | 409435.9421 | 357396.6034 | 0 | 100191.761 | 0 | 467727.1434 | 1216930.083 | 830579.787 | 3714537.381 | 961560.8286 | 6327463.8043 | 6327463.8043 | 1478867.319 | 3412706.5916 | 0 | 11003562.0139 | 22222599.7288 | 23713.7371 | 0.12071 | 91160.5976 | 184106.3348 | 1858.4321 | 3753.2567
1 | 2100 | 707 | 0.03 | 15 | 15 | 7 | 3.1623e-11 | 5spot_SharedNeighbor | Water | Porous | Wet | R245fa | MinimizeLCOE_Brownfield | IgnoreSilica | 2019 | 15.9406 | 1.553 | 0.040546 | 4 | 72871.2667 | 142046.2951 | 1485.5793 | 2895.8059 | 76.0529 | 0 | 122.2702 | 385639.9703 | 11583.3232 | 500933.5933 | 451463.4196 | 0 | 112798.3341 | 0 | 570343.2698 | 1483916.1945 | 1012803.2941 | 4529481.3988 | 961560.8286 | 6327463.8043 | 6327463.8043 | 1478867.319 | 3412706.5916 | 0 | 11818506.0318 | 23037543.7467 | 31622.7766 | 0.16218 | 72871.2667 | 142046.2951 | 1485.5793 | 2895.8059
1 | 2100 | 707 | 0.03 | 15 | 15 | 7 | 4.217e-11 | 5spot_SharedNeighbor | Water | Porous | Wet | R245fa | MinimizeLCOE_Brownfield | IgnoreSilica | 2019 | 20.1944 | 1.976 | 0.053757 | 4 | 59398.0581 | 111572.967 | 1210.9098 | 2274.5658 | 76.2382 | 0 | 100.3878 | 457123.3672 | 13755.7187 | 607325.6309 | 566291.2502 | 0 | 125842.8991 | 0 | 690432.1578 | 1796362.8475 | 1226054.555 | 5483188.4264 | 961560.8286 | 6327463.8043 | 6327463.8043 | 1478867.319 | 3412706.5916 | 0 | 12772213.0593 | 23991250.7742 | 42169.6503 | 0.21503 | 59398.0581 | 111572.967 | 1210.9098 | 2274.5658
1 | 2100 | 707 | 0.03 | 15 | 15 | 7 | 5.6234e-11 | 5spot_SharedNeighbor | Water | Porous | Wet | R245fa | MinimizeLCOE_Brownfield | IgnoreSilica | 2019 | 25.3144 | 2.4854 | 0.070311 | 4 | 49337.7326 | 89228.5535 | 1005.8164 | 1819.0448 | 76.3799 | 0 | 128.0701 | 537344.6686 | 16190.9252 | 729536.0184 | 704511.7796 | 0 | 139106.0113 | 0 | 829408.8672 | 2157951.7373 | 1472846.4022 | 6586896.4096 | 961560.8286 | 6327463.8043 | 6327463.8043 | 1478867.319 | 3412706.5916 | 0 | 13875921.0426 | 25094958.7575 | 56234.1325 | 0.28124 | 49337.7326 | 89228.5535 | 1005.8164 | 1819.0448
1 | 2100 | 707 | 0.03 | 15 | 15 | 7 | 7.4989e-11 | 5spot_SharedNeighbor | Water | Porous | Wet | R245fa | MinimizeLCOE_Brownfield | IgnoreSilica | 2019 | 31.3003 | 3.0809 | 0.090525 | 4 | 41755.7845 | 72739.2068 | 851.2481 | 1482.8871 | 76.4879 | 0 | 91.6915 | 625158.1648 | 18853.4554 | 866243.3291 | 866113.206 | 0 | 151892.6013 | 0 | 986021.6951 | 2565426.1898 | 1750956.0888 | 7830664.7303 | 961560.8286 | 6327463.8043 | 6327463.8043 | 1478867.319 | 3412706.5916 | 0 | 15119689.3633 | 26338727.0782 | 74989.4209 | 0.3621 | 41755.7845 | 72739.2068 | 851.2481 | 1482.8871
1 | 2100 | 707 | 0.03 | 15 | 15 | 7 | 1e-10 | 5spot_SharedNeighbor | Water | Porous | Wet | R245fa | MinimizeLCOE_Brownfield | IgnoreSilica | 2019 | 38.0406 | 3.7516 | 0.11437 | 4 | 36009.9321 | 60534.1238 | 734.1112 | 1234.07 | 76.57 | 0 | 121.1083 | 718212.7486 | 21671.4972 | 1014012.3008 | 1048091.6879 | 0 | 163340.1551 | 0 | 1156478.072 | 3008918.717 | 2053648.8514 | 9184374.03 | 961560.8286 | 6327463.8043 | 6327463.8043 | 1478867.319 | 3412706.5916 | 0 | 16473398.6629 | 27692436.3779 | 100000 | 0.45747 | 36009.9321 | 60534.1238 | 734.1112 | 1234.07
1 | 2100 | 707 | 0.03 | 15 | 15 | 7 | 1.3335e-10 | 5spot_SharedNeighbor | Water | Porous | Wet | R245fa | MinimizeLCOE_Brownfield | IgnoreSilica | 2019 | 45.2755 | 4.4716 | 0.14125 | 4 | 31648.4091 | 51504.6532 | 645.1956 | 1049.992 | 76.631 | 0 | 123.3671 | 812755.8241 | 24531.0845 | 1166846.0598 | 1243422.4848 | 0 | 172487.5783 | 0 | 1333816.7823 | 3470317.6641 | 2368563.1136 | 10592740.5915 | 961560.8286 | 6327463.8043 | 6327463.8043 | 1478867.319 | 3412706.5916 | 0 | 17881765.2245 | 29100802.9394 | 133352.1432 | 0.56501 | 31648.4091 | 51504.6532 | 645.1956 | 1049.992
1 | 2100 | 707 | 0.03 | 15 | 15 | 7 | 1.7783e-10 | 5spot_SharedNeighbor | Water | Porous | Wet | R245fa | MinimizeLCOE_Brownfield | IgnoreSilica | 2019 | 52.5519 | 5.1953 | 0.16986 | 4 | 28344.1557 | 44856.8008 | 577.834 | 914.4666 | 76.6732 | 0 | 108.3198 | 903340.2759 | 27267.3596 | 1315598.0706 | 1439848.5408 | 0 | 178204.6669 | 0 | 1507060.9764 | 3921063.5199 | 2676206.4221 | 11968589.8322 | 961560.8286 | 6327463.8043 | 6327463.8043 | 1478867.319 | 3412706.5916 | 0 | 19257614.4652 | 30476652.1801 | 177827.941 | 0.67942 | 28344.1557 | 44856.8008 | 577.834 | 914.4666
1 | 2100 | 707 | 0.03 | 15 | 15 | 7 | 2.3714e-10 | 5spot_SharedNeighbor | Water | Porous | Wet | R245fa | MinimizeLCOE_Brownfield | IgnoreSilica | 2019 | 59.4967 | 5.8855 | 0.19861 | 4 | 25851.0643 | 39972.9534 | 527.0089 | 814.9027 | 76.6989 | 0 | 114.4951 | 986249.8186 | 29768.2688 | 1453610.1241 | 1627263.7237 | 0 | 180502.5903 | 0 | 1668183.8649 | 4340272.225 | 2962324.9772 | 13248175.5927 | 961560.8286 | 6327463.8043 | 6327463.8043 | 1478867.319 | 3412706.5916 | 0 | 20537200.2256 | 31756237.9405 | 237137.3706 | 0.79444 | 25851.0643 | 39972.9534 | 527.0089 | 814.9027
1 | 2100 | 707 | 0.03 | 15 | 15 | 7 | 3.1623e-10 | 5spot_SharedNeighbor | Water | Porous | Wet | R245fa | MinimizeLCOE_Brownfield | IgnoreSilica | 2019 | 65.7307 | 6.504 | 0.22582 | 4 | 23977.9164 | 36398.199 | 488.8223 | 742.0265 | 76.711 | 0 | 151.5332 | 1058083.8338 | 31931.8976 | 1574574.0524 | 1795408.7568 | 0 | 179542.2518 | 0 | 1809420.9091 | 4707742.0422 | 3213130.6782 | 14369834.422 | 961560.8286 | 6327463.8043 | 6327463.8043 | 1478867.319 | 3412706.5916 | 0 | 21658859.0549 | 32877896.7699 | 316227.766 | 0.90328 | 23977.9164 | 36398.199 | 488.8223 | 742.0265
1 | 2100 | 707 | 0.03 | 15 | 15 | 7 | 4.217e-10 | 5spot_SharedNeighbor | Water | Porous | Wet | R245fa | MinimizeLCOE_Brownfield | IgnoreSilica | 2019 | 71.0755 | 7.0333 | 0.25028 | 4 | 22574.8915 | 33781.1561 | 460.2197 | 688.6746 | 76.7137 | 0 | 138.6034 | 1117905.7232 | 33731.1224 | 1676276.974 | 1939483.2282 | 0 | 176207.8963 | 0 | 1928005.9282 | 5016275.9368 | 3423711.401 | 15311598.2101 | 961560.8286 | 6327463.8043 | 6327463.8043 | 1478867.319 | 3412706.5916 | 0 | 22600622.843 | 33819660.558 | 421696.5034 | 1.0011 | 22574.8915 | 33781.1561 | 460.2197 | 688.6746
1 | 2100 | 707 | 0.03 | 15 | 15 | 7 | 5.6234e-10 | 5spot_SharedNeighbor | Water | Porous | Wet | R245fa | MinimizeLCOE_Brownfield | IgnoreSilica | 2019 | 75.5138 | 7.472 | 0.27141 | 4 | 21525.7779 | 31859.9691 | 438.8321 | 649.5086 | 76.7108 | 0 | 150.7306 | 1166429.4737 | 35188.6032 | 1759413.0414 | 2059043.6664 | 0 | 171576.0666 | 0 | 2024743.832 | 5267968.1187 | 3595496.487 | 16079859.2889 | 961560.8286 | 6327463.8043 | 6327463.8043 | 1478867.319 | 3412706.5916 | 0 | 23368883.9219 | 34587921.6368 | 562341.3252 | 1.0856 | 21525.7779 | 31859.9691 | 438.8321 | 649.5086
1 | 2100 | 707 | 0.03 | 15 | 15 | 7 | 7.4989e-10 | 5spot_SharedNeighbor | Water | Porous | Wet | R245fa | MinimizeLCOE_Brownfield | IgnoreSilica | 2019 | 79.105 | 7.8263 | 0.28905 | 4 | 20741.7735 | 30445.2789 | 422.8491 | 620.6682 | 76.7051 | 0 | 150.654 | 1204968.553 | 36344.8368 | 1825851.0409 | 2155726.4776 | 0 | 166490.8506 | 0 | 2101858.886 | 5468605.6709 | 3732435.739 | 16692282.0549 | 961560.8286 | 6327463.8043 | 6327463.8043 | 1478867.319 | 3412706.5916 | 0 | 23981306.6878 | 35200344.4028 | 749894.2093 | 1.1562 | 20741.7735 | 30445.2789 | 422.8491 | 620.6682
1 | 2100 | 707 | 0.03 | 15 | 15 | 7 | 1e-09 | 5spot_SharedNeighbor | Water | Porous | Wet | R245fa | MinimizeLCOE_Brownfield | IgnoreSilica | 2019 | 81.9445 | 8.106 | 0.30338 | 4 | 20155.8448 | 29400.9221 | 410.9042 | 599.3776 | 76.6986 | 0 | 161.6351 | 1235000.9435 | 37244.9793 | 1877875.5132 | 2232130.5376 | 0 | 161494.9776 | 0 | 2162061.311 | 5625240.0314 | 3839341.9086 | 17170390.2021 | 961560.8286 | 6327463.8043 | 6327463.8043 | 1478867.319 | 3412706.5916 | 0 | 24459414.8351 | 35678452.55 | 1000000 | 1.2135 | 20155.8448 | 29400.9221 | 410.9042 | 599.3776
1 | 2100 | 707 | 0.03 | 15 | 15 | 7 | 1.3335e-09 | 5spot_SharedNeighbor | Water | Porous | Wet | R245fa | MinimizeLCOE_Brownfield | IgnoreSilica | 2019 | 84.1519 | 8.3231 | 0.31478 | 4 | 19717.7739 | 28627.9619 | 401.9735 | 583.6197 | 76.6923 | 0 | 134.9687 | 1258088.3478 | 37936.4171 | 1918019.3402 | 2291501.0108 | 0 | 156926.7609 | 0 | 2208364.0319 | 5745710.2134 | 3921565.2832 | 17538111.4052 | 961560.8286 | 6327463.8043 | 6327463.8043 | 1478867.319 | 3412706.5916 | 0 | 24827136.0381 | 36046173.7531 | 1333521.4322 | 1.2591 | 19717.7739 | 28627.9619 | 401.9735 | 583.6197
1 | 2100 | 707 | 0.03 | 15 | 15 | 7 | 1.7783e-09 | 5spot_SharedNeighbor | Water | Porous | Wet | R245fa | MinimizeLCOE_Brownfield | IgnoreSilica | 2019 | 85.8692 | 8.4918 | 0.32376 | 4 | 19390.0829 | 28053.1079 | 395.2931 | 571.9005 | 76.6866 | 0 | 138.1014 | 1275896.3362 | 38469.4072 | 1949072.7506 | 2337673.5058 | 0 | 153041.8482 | 0 | 2244120.0007 | 5838739.9095 | 3985059.9624 | 17822073.7205 | 961560.8286 | 6327463.8043 | 6327463.8043 | 1478867.319 | 3412706.5916 | 0 | 25111098.3535 | 36330136.0684 | 1778279.41 | 1.295 | 19390.0829 | 28053.1079 | 395.2931 | 571.9005
1 | 2100 | 707 | 0.03 | 15 | 15 | 7 | 2.3714e-09 | 5spot_SharedNeighbor | Water | Porous | Wet | R245fa | MinimizeLCOE_Brownfield | IgnoreSilica | 2019 | 87.1728 | 8.6198 | 0.3307 | 4 | 19144.8373 | 27626.057 | 390.2934 | 563.1945 | 76.682 | 0 | 145.642 | 1289325.2767 | 38871.1347 | 1972541.5888 | 2372710.6277 | 0 | 149757.9587 | 0 | 2271050.5688 | 5908807.7235 | 4032882.6851 | 18035947.564 | 961560.8286 | 6327463.8043 | 6327463.8043 | 1478867.319 | 3412706.5916 | 0 | 25324972.1969 | 36544009.9119 | 2371373.7057 | 1.3228 | 19144.8373 | 27626.057 | 390.2934 | 563.1945
1 | 2100 | 707 | 0.03 | 15 | 15 | 7 | 3.1623e-09 | 5spot_SharedNeighbor | Water | Porous | Wet | R245fa | MinimizeLCOE_Brownfield | IgnoreSilica | 2019 | 88.1667 | 8.7173 | 0.33604 | 4 | 18961.2143 | 27307.6218 | 386.55 | 556.7028 | 76.6782 | 0 | 133.4742 | 1299513.583 | 39175.8023 | 1990376.6334 | 2399418.3998 | 0 | 147100.8608 | 0 | 2291478.2589 | 5961956.3829 | 4069157.7373 | 18198177.6585 | 961560.8286 | 6327463.8043 | 6327463.8043 | 1478867.319 | 3412706.5916 | 0 | 25487202.2914 | 36706240.0064 | 3162277.6602 | 1.3442 | 18961.2143 | 27307.6218 | 386.55 | 556.7028
1 | 2100 | 707 | 0.03 | 15 | 15 | 7 | 4.217e-09 | 5spot_SharedNeighbor | Water | Porous | Wet | R245fa | MinimizeLCOE_Brownfield | IgnoreSilica | 2019 | 88.9165 | 8.7908 | 0.34012 | 4 | 18823.6806 | 27070.1374 | 383.7462 | 551.8614 | 76.6752 | 0 | 177.1776 | 1307171.5395 | 39404.7364 | 2003799.0634 | 2419564.629 | 0 | 144972.4668 | 0 | 2306815.8497 | 6001861.6479 | 4096393.9006 | 18319983.8334 | 961560.8286 | 6327463.8043 | 6327463.8043 | 1478867.319 | 3412706.5916 | 0 | 25609008.4664 | 36828046.1813 | 4216965.0343 | 1.3605 | 18823.6806 | 27070.1374 | 383.7462 | 551.8614
1 | 2100 | 707 | 0.03 | 15 | 15 | 7 | 5.6234e-09 | 5spot_SharedNeighbor | Water | Porous | Wet | R245fa | MinimizeLCOE_Brownfield | IgnoreSilica | 2019 | 89.489 | 8.8469 | 0.34323 | 4 | 18720.6385 | 26892.3358 | 381.6455 | 548.2366 | 76.6728 | 0 | 185.1222 | 1313001.9828 | 39578.9982 | 2014028.0472 | 2434944.3447 | 0 | 143327.0267 | 0 | 2318503.3558 | 6032270.1414 | 4117148.3223 | 18412802.2191 | 961560.8286 | 6327463.8043 | 6327463.8043 | 1478867.319 | 3412706.5916 | 0 | 25701826.8521 | 36920864.567 | 5623413.2519 | 1.3729 | 18720.6385 | 26892.3358 | 381.6455 | 548.2366
1 | 2100 | 707 | 0.03 | 15 | 15 | 7 | 7.4989e-09 | 5spot_SharedNeighbor | Water | Porous | Wet | R245fa | MinimizeLCOE_Brownfield | IgnoreSilica | 2019 | 89.9176 | 8.8889 | 0.34558 | 4 | 18643.421 | 26759.546 | 380.0714 | 545.5295 | 76.671 | 0 | 160.7836 | 1317357.6971 | 39709.1608 | 2021675.2421 | 2446457.275 | 0 | 142038.0062 | 0 | 2327222.5787 | 6054955.7708 | 4132631.7304 | 18482047.4612 | 961560.8286 | 6327463.8043 | 6327463.8043 | 1478867.319 | 3412706.5916 | 0 | 25771072.0941 | 36990109.809 | 7498942.0933 | 1.3823 | 18643.421 | 26759.546 | 380.0714 | 545.5295
1 | 2100 | 707 | 0.03 | 15 | 15 | 7 | 1e-08 | 5spot_SharedNeighbor | Water | Porous | Wet | R245fa | MinimizeLCOE_Brownfield | IgnoreSilica | 2019 | 90.2466 | 8.9211 | 0.34737 | 4 | 18585.546 | 26659.8162 | 378.8915 | 543.4964 | 76.6696 | 0 | 164.9505 | 1320695.18 | 39808.8826 | 2027537.935 | 2455292.3239 | 0 | 141071.2415 | 0 | 2333918.1695 | 6072376.3247 | 4144521.6165 | 18535221.6737 | 961560.8286 | 6327463.8043 | 6327463.8043 | 1478867.319 | 3412706.5916 | 0 | 25824246.3066 | 37043284.0215 | 10000000 | 1.3895 | 18585.546 | 26659.8162 | 378.8915 | 543.4964
1 | 2200 | 707 | 0.03 | 15 | 15 | 7 | 1e-13 | 5spot_SharedNeighbor | Water | Porous | Wet | R245fa | MinimizeLCOE_Brownfield | IgnoreSilica | 2019 | 0 | 0 | 0 | 0 |  |  |  |  | 15 |  | 19.4422 | [19 empty] | 100 | 0
1 | 2200 | 707 | 0.03 | 15 | 15 | 7 | 1.3335e-13 | 5spot_SharedNeighbor | Water | Porous | Wet | R245fa | MinimizeLCOE_Brownfield | IgnoreSilica | 2019 | 0 | 0 | 0 | 0 |  |  |  |  | 15 |  | 22.4169 | [19 empty] | 133.3521 | 0
1 | 2200 | 707 | 0.03 | 15 | 15 | 7 | 1.7783e-13 | 5spot_SharedNeighbor | Water | Porous | Wet | R245fa | MinimizeLCOE_Brownfield | IgnoreSilica | 2019 | 0 | 0 | 0 | 0 |  |  |  |  | 15 |  | 24.5118 | [19 empty] | 177.8279 | 0
1 | 2200 | 707 | 0.03 | 15 | 15 | 7 | 2.3714e-13 | 5spot_SharedNeighbor | Water | Porous | Wet | R245fa | MinimizeLCOE_Brownfield | IgnoreSilica | 2019 | 0 | 0 | 0 | 0 |  |  |  |  | 15 |  | 26.0204 | [19 empty] | 237.1374 | 0
1 | 2200 | 707 | 0.03 | 15 | 15 | 7 | 3.1623e-13 | 5spot_SharedNeighbor | Water | Porous | Wet | R245fa | MinimizeLCOE_Brownfield | IgnoreSilica | 2019 | 0 | 0 | 0 | 0 |  |  |  |  | 15 |  | 25.4977 | [19 empty] | 316.2278 | 0
1 | 2200 | 707 | 0.03 | 15 | 15 | 7 | 4.217e-13 | 5spot_SharedNeighbor | Water | Porous | Wet | R245fa | MinimizeLCOE_Brownfield | IgnoreSilica | 2019 | 0 | 0 | 0 | 0 |  |  |  |  | 15 |  | 25.0261 | [19 empty] | 421.6965 | 0
1 | 2200 | 707 | 0.03 | 15 | 15 | 7 | 5.6234e-13 | 5spot_SharedNeighbor | Water | Porous | Wet | R245fa | MinimizeLCOE_Brownfield | IgnoreSilica | 2019 | 0 | 0 | 0 | 0 |  |  |  |  | 15 |  | 28.932 | [19 empty] | 562.3413 | 0
1 | 2200 | 707 | 0.03 | 15 | 15 | 7 | 7.4989e-13 | 5spot_SharedNeighbor | Water | Porous | Wet | R245fa | MinimizeLCOE_Brownfield | IgnoreSilica | 2019 | 0 | 0 | 0 | 0 |  |  |  |  | 15 |  | 27.9086 | [19 empty] | 749.8942 | 0
1 | 2200 | 707 | 0.03 | 15 | 15 | 7 | 1e-12 | 5spot_SharedNeighbor | Water | Porous | Wet | R245fa | MinimizeLCOE_Brownfield | IgnoreSilica | 2019 | 0 | 0 | 0 | 0 |  |  |  |  | 15 |  | 28.9938 | [19 empty] | 1000 | 0
1 | 2200 | 707 | 0.03 | 15 | 15 | 7 | 1.3335e-12 | 5spot_SharedNeighbor | Water | Porous | Wet | R245fa | MinimizeLCOE_Brownfield | IgnoreSilica | 2019 | 0 | 0 | 0 | 0 |  |  |  |  | 15 |  | 32.6197 | [19 empty] | 1333.5214 | 0
1 | 2200 | 707 | 0.03 | 15 | 15 | 7 | 1.7783e-12 | 5spot_SharedNeighbor | Water | Porous | Wet | R245fa | MinimizeLCOE_Brownfield | IgnoreSilica | 2019 | 1.6 | 0.13669 | 0.00018593 | 4 | 11287772.5358 | 26992136.6896 | 230116.511 | 550271.216 | 71.022 | 0 | 37.82 | 67509.3212 | 1918.8545 | 72005.8749 | 64036.5482 | 0 | 45367.7912 | 0 | 97826.9721 | 254525.7143 | 173719.03 | 776910.1062 | 961560.8286 | 6656650.2227 | 6656650.2227 | 1478867.319 | 3544381.159 | 0 | 8395121.1576 | 20075019.8583 | 1778.2794 | 0.00074374 | 11287772.5358 | 26992136.6896 | 230116.511 | 550271.216
1 | 2200 | 707 | 0.03 | 15 | 15 | 7 | 2.3714e-12 | 5spot_SharedNeighbor | Water | Porous | Wet | R245fa | MinimizeLCOE_Brownfield | IgnoreSilica | 2019 | 1.6 | 0.1367 | 0.0015289 | 4 | 1369343.6087 | 3279231.2465 | 27915.9216 | 66851.5644 | 71.0232 | 0 | 226.2416 | 67511.771 | 1918.9409 | 72007.6156 | 64037.2856 | 0 | 38610.3277 | 0 | 95193.5169 | 247674.0041 | 169042.597 | 755996.0588 | 961560.8286 | 6656650.2227 | 6656650.2227 | 1478867.319 | 3544381.159 | 0 | 8374207.1101 | 20054105.8108 | 2371.3737 | 0.0061155 | 1369343.6087 | 3279231.2465 | 27915.9216 | 66851.5644
1 | 2200 | 707 | 0.03 | 15 | 15 | 7 | 3.1623e-12 | 5spot_SharedNeighbor | Water | Porous | Wet | R245fa | MinimizeLCOE_Brownfield | IgnoreSilica | 2019 | 1.9042 | 0.16855 | 0.0028488 | 4 | 744211.9171 | 1769196.8437 | 15171.7666 | 36067.4707 | 72.3188 | 0 | 325.5117 | 79262.3328 | 2280.3978 | 85044.1355 | 72630.7084 | 0 | 39166.3668 | 0 | 108569.7371 | 282476.1852 | 192795.8007 | 862225.6643 | 961560.8286 | 6656650.2227 | 6656650.2227 | 1478867.319 | 3544381.159 | 0 | 8480436.7157 | 20160335.4164 | 3162.2777 | 0.011395 | 744211.9171 | 1769196.8437 | 15171.7666 | 36067.4707
1 | 2200 | 707 | 0.03 | 15 | 15 | 7 | 4.217e-12 | 5spot_SharedNeighbor | Water | Porous | Wet | R245fa | MinimizeLCOE_Brownfield | IgnoreSilica | 2019 | 2.923 | 0.27623 | 0.0049031 | 4 | 451340.851 | 1046881.434 | 9201.1937 | 21342.094 | 74.801 | 0 | 96.8034 | 114812.4657 | 3381.5618 | 125987.5761 | 101513.3304 | 0 | 52594.875 | 0 | 155333.0255 | 404144.669 | 275837.041 | 1233604.5443 | 961560.8286 | 6656650.2227 | 6656650.2227 | 1478867.319 | 3544381.159 | 0 | 8851815.5957 | 20531714.2964 | 4216.965 | 0.019612 | 451340.851 | 1046881.434 | 9201.1937 | 21342.094
1 | 2200 | 707 | 0.03 | 15 | 15 | 7 | 5.6234e-12 | 5spot_SharedNeighbor | Water | Porous | Wet | R245fa | MinimizeLCOE_Brownfield | IgnoreSilica | 2019 | 3.8413 | 0.37338 | 0.0075367 | 4 | 303523.4853 | 690956.5301 | 6187.7368 | 14086.0835 | 75.9575 | 0 | 85.5254 | 143215.8275 | 4263.7765 | 160178.1557 | 126986.8769 | 0 | 60011.6518 | 0 | 192915.9525 | 501927.7358 | 342575.9933 | 1532075.97 | 961560.8286 | 6656650.2227 | 6656650.2227 | 1478867.319 | 3544381.159 | 0 | 9150287.0213 | 20830185.722 | 5623.4133 | 0.030147 | 303523.4853 | 690956.5301 | 6187.7368 | 14086.0835
1 | 2200 | 707 | 0.03 | 15 | 15 | 7 | 7.4989e-12 | 5spot_SharedNeighbor | Water | Porous | Wet | R245fa | MinimizeLCOE_Brownfield | IgnoreSilica | 2019 | 5.0586 | 0.50233 | 0.011069 | 4 | 215102.135 | 478895.0571 | 4385.148 | 9762.9235 | 76.8626 | 0 | 115.9121 | 177564.9037 | 5331.2907 | 202935.9231 | 160558.3968 | 0 | 68934.2479 | 0 | 239976.6573 | 624370.0363 | 426145.3793 | 1905816.8351 | 961560.8286 | 6656650.2227 | 6656650.2227 | 1478867.319 | 3544381.159 | 0 | 9524027.8865 | 21203926.5872 | 7498.9421 | 0.044277 | 215102.135 | 478895.0571 | 4385.148 | 9762.9235
1 | 2200 | 707 | 0.03 | 15 | 15 | 7 | 1e-11 | 5spot_SharedNeighbor | Water | Porous | Wet | R245fa | MinimizeLCOE_Brownfield | IgnoreSilica | 2019 | 6.625 | 0.66893 | 0.015815 | 4 | 157803.9643 | 342438.2676 | 3217.0473 | 6981.0673 | 77.5357 | 0 | 113.7974 | 218202.5763 | 6595.7222 | 255044.1626 | 204540.0853 | 0 | 79006.7319 | 0 | 297721.8186 | 774611.1007 | 528687.9929 | 2364410.1905 | 961560.8286 | 6656650.2227 | 6656650.2227 | 1478867.319 | 3544381.159 | 0 | 9982621.2419 | 21662519.9426 | 10000 | 0.06326 | 157803.9643 | 342438.2676 | 3217.0473 | 6981.0673
1 | 2200 | 707 | 0.03 | 15 | 15 | 7 | 1.3335e-11 | 5spot_SharedNeighbor | Water | Porous | Wet | R245fa | MinimizeLCOE_Brownfield | IgnoreSilica | 2019 | 9.1855 | 0.94168 | 0.022385 | 4 | 119537.6903 | 249981.5136 | 2436.9375 | 5096.2113 | 78.1632 | 0 | 118.0627 | 278610.3014 | 8474.9154 | 335119.89 | 276347.1557 | 0 | 97541.8106 | 0 | 388476.6885 | 1010736.6559 | 689848.5362 | 3085155.9537 | 961560.8286 | 6656650.2227 | 6656650.2227 | 1478867.319 | 3544381.159 | 0 | 10703367.005 | 22383265.7057 | 13335.2143 | 0.08954 | 119537.6903 | 249981.5136 | 2436.9375 | 5096.2113
1 | 2200 | 707 | 0.03 | 15 | 15 | 7 | 1.7783e-11 | 5spot_SharedNeighbor | Water | Porous | Wet | R245fa | MinimizeLCOE_Brownfield | IgnoreSilica | 2019 | 10.7934 | 1.113 | 0.030178 | 4 | 91984.9998 | 188743.9405 | 1875.2386 | 3847.8005 | 78.4255 | 0 | 86.2427 | 313797.7475 | 9568.7995 | 382996.6616 | 320924.002 | 0 | 98038.4593 | 0 | 438877.0112 | 1141867.9572 | 779348.3438 | 3485418.9821 | 961560.8286 | 6656650.2227 | 6656650.2227 | 1478867.319 | 3544381.159 | 0 | 11103630.0334 | 22783528.7342 | 17782.7941 | 0.12071 | 91984.9998 | 188743.9405 | 1875.2386 | 3847.8005
1 | 2200 | 707 | 0.03 | 15 | 15 | 7 | 2.3714e-11 | 5spot_SharedNeighbor | Water | Porous | Wet | R245fa | MinimizeLCOE_Brownfield | IgnoreSilica | 2019 | 14.3795 | 1.4945 | 0.041243 | 4 | 72828.8081 | 143627.4185 | 1484.7138 | 2928.0392 | 78.7765 | 0 | 106.7058 | 386652.6401 | 11829.8263 | 484690.5803 | 420298.992 | 0 | 116048.9796 | 0 | 553613.1972 | 1440387.9774 | 983094.3916 | 4396616.5845 | 961560.8286 | 6656650.2227 | 6656650.2227 | 1478867.319 | 3544381.159 | 0 | 12014827.6359 | 23694726.3366 | 23713.7371 | 0.16497 | 72828.8081 | 143627.4185 | 1484.7138 | 2928.0392
1 | 2200 | 707 | 0.03 | 15 | 15 | 7 | 3.1623e-11 | 5spot_SharedNeighbor | Water | Porous | Wet | R245fa | MinimizeLCOE_Brownfield | IgnoreSilica | 2019 | 18.389 | 1.9211 | 0.055104 | 4 | 58881.6962 | 111871.792 | 1200.383 | 2280.6578 | 79.0087 | 0 | 123.5667 | 461742.3488 | 14157.4551 | 592419.7731 | 531419.3254 | 0 | 130921.573 | 0 | 674957.5854 | 1756101.1844 | 1198575.1426 | 5360294.3877 | 961560.8286 | 6656650.2227 | 6656650.2227 | 1478867.319 | 3544381.159 | 0 | 12978505.4391 | 24658404.1398 | 31622.7766 | 0.22042 | 58881.6962 | 111871.792 | 1200.383 | 2280.6578
1 | 2200 | 707 | 0.03 | 15 | 15 | 7 | 4.217e-11 | 5spot_SharedNeighbor | Water | Porous | Wet | R245fa | MinimizeLCOE_Brownfield | IgnoreSilica | 2019 | 23.2003 | 2.4334 | 0.07261 | 4 | 48503.5597 | 88718.2641 | 988.8107 | 1808.6418 | 79.1827 | 0 | 110.0335 | 545585.3713 | 16753.4994 | 715631.1444 | 664989.2377 | 0 | 145694.5143 | 0 | 814574.9692 | 2119356.9775 | 1446504.6856 | 6469090.3994 | 961560.8286 | 6656650.2227 | 6656650.2227 | 1478867.319 | 3544381.159 | 0 | 14087301.4507 | 25767200.1514 | 42169.6503 | 0.29044 | 48503.5597 | 88718.2641 | 988.8107 | 1808.6418
1 | 2200 | 707 | 0.03 | 15 | 15 | 7 | 5.6234e-11 | 5spot_SharedNeighbor | Water | Porous | Wet | R245fa | MinimizeLCOE_Brownfield | IgnoreSilica | 2019 | 28.9102 | 3.0414 | 0.0943 | 4 | 40702.4198 | 71667.1086 | 829.7739 | 1461.0309 | 79.3155 | 0 | 99.2436 | 638537.3328 | 19627.8806 | 855332.2887 | 823518.2251 | 0 | 160282.3466 | 0 | 973946.2488 | 2534008.3555 | 1729512.7713 | 7734765.4494 | 961560.8286 | 6656650.2227 | 6656650.2227 | 1478867.319 | 3544381.159 | 0 | 15352976.5008 | 27032875.2015 | 56234.1325 | 0.3772 | 40702.4198 | 71667.1086 | 829.7739 | 1461.0309
1 | 2200 | 707 | 0.03 | 15 | 15 | 7 | 7.4989e-11 | 5spot_SharedNeighbor | Water | Porous | Wet | R245fa | MinimizeLCOE_Brownfield | IgnoreSilica | 2019 | 35.4802 | 3.7411 | 0.12041 | 4 | 34793.0528 | 59043.5223 | 709.3034 | 1203.6821 | 79.4166 | 0 | 117.1179 | 738911.3527 | 22727.6929 | 1009350.2023 | 1005931.7174 | 0 | 173878.7695 | 0 | 1150811.8966 | 2994176.4909 | 2043586.9792 | 9139375.1015 | 961560.8286 | 6656650.2227 | 6656650.2227 | 1478867.319 | 3544381.159 | 0 | 16757586.1528 | 28437484.8535 | 74989.4209 | 0.48164 | 34793.0528 | 59043.5223 | 709.3034 | 1203.6821
1 | 2200 | 707 | 0.03 | 15 | 15 | 7 | 1e-10 | 5spot_SharedNeighbor | Water | Porous | Wet | R245fa | MinimizeLCOE_Brownfield | IgnoreSilica | 2019 | 42.7493 | 4.5154 | 0.15067 | 4 | 30299.62 | 49679.6137 | 617.6987 | 1012.7861 | 79.493 | 0 | 127.1633 | 843691.2611 | 25959.2458 | 1173192.2349 | 1207764.1066 | 0 | 185568.9275 | 0 | 1340108.5526 | 3486687.5598 | 2379735.9038 | 10642707.7922 | 961560.8286 | 6656650.2227 | 6656650.2227 | 1478867.319 | 3544381.159 | 0 | 18260918.8435 | 29940817.5442 | 100000 | 0.60268 | 30299.62 | 49679.6137 | 617.6987 | 1012.7861
1 | 2200 | 707 | 0.03 | 15 | 15 | 7 | 1.3335e-10 | 5spot_SharedNeighbor | Water | Porous | Wet | R245fa | MinimizeLCOE_Brownfield | IgnoreSilica | 2019 | 50.3593 | 5.3258 | 0.18401 | 4 | 26883.633 | 42752.5506 | 548.0592 | 871.5686 | 79.5476 | 0 | 114.2017 | 947792.7533 | 29165.3606 | 1338748.5069 | 1419042.1572 | 0 | 194144.47 | 0 | 1532268.3667 | 3986647.9788 | 2720969.1629 | 12168778.7565 | 961560.8286 | 6656650.2227 | 6656650.2227 | 1478867.319 | 3544381.159 | 0 | 19786989.8078 | 31466888.5085 | 133352.1432 | 0.73602 | 26883.633 | 42752.5506 | 548.0592 | 871.5686
1 | 2200 | 707 | 0.03 | 15 | 15 | 7 | 1.7783e-10 | 5spot_SharedNeighbor | Water | Porous | Wet | R245fa | MinimizeLCOE_Brownfield | IgnoreSilica | 2019 | 57.8307 | 6.1207 | 0.21859 | 4 | 24295.5587 | 37653.8385 | 495.2978 | 767.6244 | 79.5823 | 0 | 143.0685 | 1045405.6625 | 32167.019 | 1496310.4972 | 1626413.8745 | 0 | 198686.7766 | 0 | 1715603.6936 | 4463648.8921 | 3046532.0877 | 13624768.5032 | 961560.8286 | 6656650.2227 | 6656650.2227 | 1478867.319 | 3544381.159 | 0 | 21242979.5545 | 32922878.2552 | 177827.941 | 0.87436 | 24295.5587 | 37653.8385 | 495.2978 | 767.6244
1 | 2200 | 707 | 0.03 | 15 | 15 | 7 | 2.3714e-10 | 5spot_SharedNeighbor | Water | Porous | Wet | R245fa | MinimizeLCOE_Brownfield | IgnoreSilica | 2019 | 64.7561 | 6.8564 | 0.2524 | 4 | 22343.7364 | 33912.7193 | 455.5073 | 691.3567 | 79.5998 | 0 | 146.6906 | 1132382.8086 | 34837.1805 | 1638515.9021 | 1818531.5563 | 0 | 199277.5801 | 0 | 1881182.5608 | 4894451.1396 | 3340563.4737 | 14939742.2018 | 961560.8286 | 6656650.2227 | 6656650.2227 | 1478867.319 | 3544381.159 | 0 | 22557953.2532 | 34237851.9539 | 237137.3706 | 1.0096 | 22343.7364 | 33912.7193 | 455.5073 | 691.3567
1 | 2200 | 707 | 0.03 | 15 | 15 | 7 | 3.1623e-10 | 5spot_SharedNeighbor | Water | Porous | Wet | R245fa | MinimizeLCOE_Brownfield | IgnoreSilica | 2019 | 70.8586 | 7.5033 | 0.28368 | 4 | 20877.6088 | 31170.8664 | 425.6183 | 635.4603 | 79.6045 | 0 | 131.1921 | 1206530.1534 | 37109.6151 | 1761063.3727 | 1987706.7279 | 0 | 196669.3181 | 0 | 2023740.883 | 5265358.6512 | 3593715.4718 | 16071894.1932 | 961560.8286 | 6656650.2227 | 6656650.2227 | 1478867.319 | 3544381.159 | 0 | 23690105.2446 | 35370003.9453 | 316227.766 | 1.1347 | 20877.6088 | 31170.8664 | 425.6183 | 635.4603
1 | 2200 | 707 | 0.03 | 15 | 15 | 7 | 4.217e-10 | 5spot_SharedNeighbor | Water | Porous | Wet | R245fa | MinimizeLCOE_Brownfield | IgnoreSilica | 2019 | 76.013 | 8.0484 | 0.31127 | 4 | 19779.1924 | 29159.9159 | 403.2256 | 594.4643 | 79.6008 | 0 | 144.7571 | 1267482.3925 | 38974.6374 | 1862704.1703 | 2130486.8196 | 0 | 191919.3441 | 0 | 2141711.2719 | 5572293.4041 | 3803204.7475 | 17008776.7874 | 961560.8286 | 6656650.2227 | 6656650.2227 | 1478867.319 | 3544381.159 | 0 | 24626987.8387 | 36306886.5394 | 421696.5034 | 1.2451 | 19779.1924 | 29159.9159 | 403.2256 | 594.4643
1 | 2200 | 707 | 0.03 | 15 | 15 | 7 | 5.6234e-10 | 5spot_SharedNeighbor | Water | Porous | Wet | R245fa | MinimizeLCOE_Brownfield | IgnoreSilica | 2019 | 80.2519 | 8.4957 | 0.33476 | 4 | 18957.3471 | 27680.0146 | 386.4712 | 564.2945 | 79.5929 | 0 | 142.2736 | 1316531.214 | 40473.2636 | 1945085.8044 | 2247821.4975 | 0 | 186206.5635 | 0 | 2237086.1538 | 5820439.2826 | 3972569.4084 | 17766213.1878 | 961560.8286 | 6656650.2227 | 6656650.2227 | 1478867.319 | 3544381.159 | 0 | 25384424.2391 | 37064322.9399 | 562341.3252 | 1.339 | 18957.3471 | 27680.0146 | 386.4712 | 564.2945
1 | 2200 | 707 | 0.03 | 15 | 15 | 7 | 7.4989e-10 | 5spot_SharedNeighbor | Water | Porous | Wet | R245fa | MinimizeLCOE_Brownfield | IgnoreSilica | 2019 | 83.6307 | 8.8515 | 0.35408 | 4 | 18342.6866 | 26589.3394 | 373.9405 | 542.0596 | 79.5836 | 0 | 157.8556 | 1354963.5647 | 41646.0609 | 2010005.0423 | 2341286.2855 | 0 | 180222.4622 | 0 | 2311968.132 | 6015266.8297 | 4105543.2126 | 18360901.5899 | 961560.8286 | 6656650.2227 | 6656650.2227 | 1478867.319 | 3544381.159 | 0 | 25979112.6412 | 37659011.3419 | 749894.2093 | 1.4163 | 18342.6866 | 26589.3394 | 373.9405 | 542.0596
1 | 2200 | 707 | 0.03 | 15 | 15 | 7 | 1e-09 | 5spot_SharedNeighbor | Water | Porous | Wet | R245fa | MinimizeLCOE_Brownfield | IgnoreSilica | 2019 | 86.2908 | 9.1312 | 0.36965 | 4 | 17882.9321 | 25782.2306 | 364.5678 | 525.6056 | 79.5744 | 0 | 136.6548 | 1384820.9882 | 42556.2554 | 2060664.2191 | 2414828.3962 | 0 | 174605.7119 | 0 | 2370215.4726 | 6166814.4617 | 4208977.5854 | 18823483.0905 | 961560.8286 | 6656650.2227 | 6656650.2227 | 1478867.319 | 3544381.159 | 0 | 26441694.1418 | 38121592.8426 | 1000000 | 1.4786 | 17882.9321 | 25782.2306 | 364.5678 | 525.6056
1 | 2200 | 707 | 0.03 | 15 | 15 | 7 | 1.3335e-09 | 5spot_SharedNeighbor | Water | Porous | Wet | R245fa | MinimizeLCOE_Brownfield | IgnoreSilica | 2019 | 88.3519 | 9.3476 | 0.38196 | 4 | 17538.928 | 25183.6995 | 357.5548 | 513.4038 | 79.5661 | 0 | 125.0511 | 1407719.1042 | 43253.7234 | 2099649.0873 | 2471783.3168 | 0 | 169616.0789 | 0 | 2414888.3112 | 6283044.024 | 4288306.65 | 19178260.296 | 961560.8286 | 6656650.2227 | 6656650.2227 | 1478867.319 | 3544381.159 | 0 | 26796471.3473 | 38476370.0481 | 1333521.4322 | 1.5278 | 17538.928 | 25183.6995 | 357.5548 | 513.4038
1 | 2200 | 707 | 0.03 | 15 | 15 | 7 | 1.7783e-09 | 5spot_SharedNeighbor | Water | Porous | Wet | R245fa | MinimizeLCOE_Brownfield | IgnoreSilica | 2019 | 89.9519 | 9.5153 | 0.39161 | 4 | 17281.4286 | 24737.8541 | 352.3053 | 504.3146 | 79.5591 | 0 | 143.7699 | 1425355.3427 | 43790.5668 | 2129754.7392 | 2515979.7414 | 0 | 165449.8053 | 0 | 2449328.7762 | 6372651.0493 | 4349465.286 | 19451775.3069 | 961560.8286 | 6656650.2227 | 6656650.2227 | 1478867.319 | 3544381.159 | 0 | 27069986.3582 | 38749885.059 | 1778279.41 | 1.5664 | 17281.4286 | 24737.8541 | 352.3053 | 504.3146
1 | 2200 | 707 | 0.03 | 15 | 15 | 7 | 2.3714e-09 | 5spot_SharedNeighbor | Water | Porous | Wet | R245fa | MinimizeLCOE_Brownfield | IgnoreSilica | 2019 | 91.1675 | 9.6427 | 0.39904 | 4 | 17088.6077 | 24406.0634 | 348.3744 | 497.5506 | 79.5534 | 0 | 175.2884 | 1438674.0561 | 44195.7793 | 2152536.1245 | 2549547.175 | 0 | 161992.8777 | 0 | 2475308.9449 | 6440246.119 | 4395600.31 | 19658101.3865 | 961560.8286 | 6656650.2227 | 6656650.2227 | 1478867.319 | 3544381.159 | 0 | 27276312.4378 | 38956211.1385 | 2371373.7057 | 1.5962 | 17088.6077 | 24406.0634 | 348.3744 | 497.5506
1 | 2200 | 707 | 0.03 | 15 | 15 | 7 | 3.1623e-09 | 5spot_SharedNeighbor | Water | Porous | Wet | R245fa | MinimizeLCOE_Brownfield | IgnoreSilica | 2019 | 92.0862 | 9.7389 | 0.40473 | 4 | 16944.1722 | 24158.774 | 345.4299 | 492.5093 | 79.5489 | 0 | 142.9312 | 1448694.5585 | 44500.527 | 2169702.0884 | 2574910.5734 | 0 | 159192.2836 | 0 | 2494830.012 | 6491035.9313 | 4430265.4005 | 19813131.3747 | 961560.8286 | 6656650.2227 | 6656650.2227 | 1478867.319 | 3544381.159 | 0 | 27431342.426 | 39111241.1267 | 3162277.6602 | 1.6189 | 16944.1722 | 24158.774 | 345.4299 | 492.5093
1 | 2200 | 707 | 0.03 | 15 | 15 | 7 | 4.217e-09 | 5spot_SharedNeighbor | Water | Porous | Wet | R245fa | MinimizeLCOE_Brownfield | IgnoreSilica | 2019 | 92.783 | 9.8118 | 0.40907 | 4 | 16835.952 | 23973.9937 | 343.2237 | 488.7423 | 79.5453 | 0 | 157.2918 | 1456268.744 | 44730.8076 | 2182692.2061 | 2594143.9479 | 0 | 156984.8725 | 0 | 2509580.0254 | 6529412.4405 | 4456458.1567 | 19930271.2007 | 961560.8286 | 6656650.2227 | 6656650.2227 | 1478867.319 | 3544381.159 | 0 | 27548482.252 | 39228380.9528 | 4216965.0343 | 1.6363 | 16835.952 | 23973.9937 | 343.2237 | 488.7423
1 | 2200 | 707 | 0.03 | 15 | 15 | 7 | 5.6234e-09 | 5spot_SharedNeighbor | Water | Porous | Wet | R245fa | MinimizeLCOE_Brownfield | IgnoreSilica | 2019 | 93.3017 | 9.866 | 0.41235 | 4 | 16754.8501 | 23836.2009 | 341.5703 | 485.9332 | 79.5426 | 0 | 156.4945 | 1461893.7676 | 44901.7885 | 2192347.7303 | 2608462.3545 | 0 | 155231.6763 | 0 | 2520506.5537 | 6557841.0258 | 4475861.2503 | 20017046.147 | 961560.8286 | 6656650.2227 | 6656650.2227 | 1478867.319 | 3544381.159 | 0 | 27635257.1984 | 39315155.8991 | 5623413.2519 | 1.6494 | 16754.8501 | 23836.2009 | 341.5703 | 485.9332
1 | 2200 | 707 | 0.03 | 15 | 15 | 7 | 7.4989e-09 | 5spot_SharedNeighbor | Water | Porous | Wet | R245fa | MinimizeLCOE_Brownfield | IgnoreSilica | 2019 | 93.7085 | 9.9085 | 0.41487 | 4 | 16694.0614 | 23732.3401 | 340.331 | 483.8159 | 79.5404 | 0 | 174.9546 | 1466295.2656 | 45035.5556 | 2199907.9744 | 2619686.858 | 0 | 153944.5247 | 0 | 2529099.3695 | 6580197.7698 | 4491120.1874 | 20085287.505 | 961560.8286 | 6656650.2227 | 6656650.2227 | 1478867.319 | 3544381.159 | 0 | 27703498.5563 | 39383397.257 | 7498942.0933 | 1.6595 | 16694.0614 | 23732.3401 | 340.331 | 483.8159
1 | 2200 | 707 | 0.03 | 15 | 15 | 7 | 1e-08 | 5spot_SharedNeighbor | Water | Porous | Wet | R245fa | MinimizeLCOE_Brownfield | IgnoreSilica | 2019 | 94.001 | 9.9391 | 0.41674 | 4 | 16648.4926 | 23655.2509 | 339.402 | 482.2443 | 79.5389 | 0 | 148.5853 | 1469455.6448 | 45131.5908 | 2205339.098 | 2627757.4997 | 0 | 152898.8401 | 0 | 2535227.2426 | 6596141.2387 | 4502001.9325 | 20133953.0872 | 961560.8286 | 6656650.2227 | 6656650.2227 | 1478867.319 | 3544381.159 | 0 | 27752164.1385 | 39432062.8393 | 10000000 | 1.6669 | 16648.4926 | 23655.2509 | 339.402 | 482.2443
1 | 2300 | 707 | 0.03 | 15 | 15 | 7 | 1e-13 | 5spot_SharedNeighbor | Water | Porous | Wet | R245fa | MinimizeLCOE_Brownfield | IgnoreSilica | 2019 | 0 | 0 | 0 | 0 |  |  |  |  | 15 |  | 18.6342 | [19 empty] | 100 | 0
1 | 2300 | 707 | 0.03 | 15 | 15 | 7 | 1.3335e-13 | 5spot_SharedNeighbor | Water | Porous | Wet | R245fa | MinimizeLCOE_Brownfield | IgnoreSilica | 2019 | 0 | 0 | 0 | 0 |  |  |  |  | 15 |  | 21.63 | [19 empty] | 133.3521 | 0
1 | 2300 | 707 | 0.03 | 15 | 15 | 7 | 1.7783e-13 | 5spot_SharedNeighbor | Water | Porous | Wet | R245fa | MinimizeLCOE_Brownfield | IgnoreSilica | 2019 | 0 | 0 | 0 | 0 |  |  |  |  | 15 |  | 23.7329 | [19 empty] | 177.8279 | 0
1 | 2300 | 707 | 0.03 | 15 | 15 | 7 | 2.3714e-13 | 5spot_SharedNeighbor | Water | Porous | Wet | R245fa | MinimizeLCOE_Brownfield | IgnoreSilica | 2019 | 0 | 0 | 0 | 0 |  |  |  |  | 15 |  | 25.4023 | [19 empty] | 237.1374 | 0
1 | 2300 | 707 | 0.03 | 15 | 15 | 7 | 3.1623e-13 | 5spot_SharedNeighbor | Water | Porous | Wet | R245fa | MinimizeLCOE_Brownfield | IgnoreSilica | 2019 | 0 | 0 | 0 | 0 |  |  |  |  | 15 |  | 25.5557 | [19 empty] | 316.2278 | 0
1 | 2300 | 707 | 0.03 | 15 | 15 | 7 | 4.217e-13 | 5spot_SharedNeighbor | Water | Porous | Wet | R245fa | MinimizeLCOE_Brownfield | IgnoreSilica | 2019 | 0 | 0 | 0 | 0 |  |  |  |  | 15 |  | 23.8801 | [19 empty] | 421.6965 | 0
1 | 2300 | 707 | 0.03 | 15 | 15 | 7 | 5.6234e-13 | 5spot_SharedNeighbor | Water | Porous | Wet | R245fa | MinimizeLCOE_Brownfield | IgnoreSilica | 2019 | 0 | 0 | 0 | 0 |  |  |  |  | 15 |  | 27.8433 | [19 empty] | 562.3413 | 0
1 | 2300 | 707 | 0.03 | 15 | 15 | 7 | 7.4989e-13 | 5spot_SharedNeighbor | Water | Porous | Wet | R245fa | MinimizeLCOE_Brownfield | IgnoreSilica | 2019 | 0 | 0 | 0 | 0 |  |  |  |  | 15 |  | 27.001 | [19 empty] | 749.8942 | 0
1 | 2300 | 707 | 0.03 | 15 | 15 | 7 | 1e-12 | 5spot_SharedNeighbor | Water | Porous | Wet | R245fa | MinimizeLCOE_Brownfield | IgnoreSilica | 2019 | 0 | 0 | 0 | 0 |  |  |  |  | 15 |  | 28.4114 | [19 empty] | 1000 | 0
1 | 2300 | 707 | 0.03 | 15 | 15 | 7 | 1.3335e-12 | 5spot_SharedNeighbor | Water | Porous | Wet | R245fa | MinimizeLCOE_Brownfield | IgnoreSilica | 2019 | 0.91829 | 0.070303 | 0.00027873 | 4 | 7576363.8931 | 18473082.0582 | 154454.4258 | 376598.7644 | 67.208 | 0 | 65.3613 | 40640.4625 | 1112.2295 | 42447.2079 | 45578.329 | 0 | 29646.3831 | 0 | 62175.5987 | 161768.1538 | 110410.089 | 493778.4534 | 961560.8286 | 6991696.732 | 6991696.732 | 1478867.319 | 3678399.7627 | 0 | 8447036.0141 | 20595999.8278 | 1333.5214 | 0.0011149 | 7576363.8931 | 18473082.0582 | 154454.4258 | 376598.7644
1 | 2300 | 707 | 0.03 | 15 | 15 | 7 | 1.7783e-12 | 5spot_SharedNeighbor | Water | Porous | Wet | R245fa | MinimizeLCOE_Brownfield | IgnoreSilica | 2019 | 1.3597 | 0.11823 | 0.0011634 | 4 | 1857589.3213 | 4468192.552 | 37869.4709 | 91090.1488 | 71.6622 | 0 | 221.8739 | 61607.4551 | 1755.9666 | 64076.5801 | 58387.3438 | 0 | 37404.4719 | 0 | 87060.4088 | 226513.3252 | 154599.9988 | 691405.5502 | 961560.8286 | 6991696.732 | 6991696.732 | 1478867.319 | 3678399.7627 | 0 | 8644663.1108 | 20793626.9245 | 1778.2794 | 0.0046537 | 1857589.3213 | 4468192.552 | 37869.4709 | 91090.1488
1 | 2300 | 707 | 0.03 | 15 | 15 | 7 | 2.3714e-12 | 5spot_SharedNeighbor | Water | Porous | Wet | R245fa | MinimizeLCOE_Brownfield | IgnoreSilica | 2019 | 1.8848 | 0.17667 | 0.002523 | 4 | 878013.3816 | 2081832.9648 | 17899.4904 | 42440.9809 | 74.4877 | 0 | 328.6453 | 84063.3316 | 2458.4506 | 88138.859 | 73772.3787 | 0 | 44621.9565 | 0 | 114291.4408 | 297362.8844 | 202956.2788 | 907665.5803 | 961560.8286 | 6991696.732 | 6991696.732 | 1478867.319 | 3678399.7627 | 0 | 8860923.141 | 21009886.9547 | 2371.3737 | 0.010092 | 878013.3816 | 2081832.9648 | 17899.4904 | 42440.9809
1 | 2300 | 707 | 0.03 | 15 | 15 | 7 | 3.1623e-12 | 5spot_SharedNeighbor | Water | Porous | Wet | R245fa | MinimizeLCOE_Brownfield | IgnoreSilica | 2019 | 2.5266 | 0.24848 | 0.0044154 | 4 | 515420.9252 | 1203295.635 | 10507.5527 | 24530.8091 | 76.4523 | 0 | 455.7179 | 108681.852 | 3234.1099 | 115597.2346 | 92027.9068 | 0 | 51722.5006 | 0 | 144792.8055 | 376721.1787 | 257119.9453 | 1149897.5332 | 961560.8286 | 6991696.732 | 6991696.732 | 1478867.319 | 3678399.7627 | 0 | 9103155.0938 | 21252118.9075 | 3162.2777 | 0.017662 | 515420.9252 | 1203295.635 | 10507.5527 | 24530.8091
1 | 2300 | 707 | 0.03 | 15 | 15 | 7 | 4.217e-12 | 5spot_SharedNeighbor | Water | Porous | Wet | R245fa | MinimizeLCOE_Brownfield | IgnoreSilica | 2019 | 3.4003 | 0.34726 | 0.007069 | 4 | 333010.0803 | 762667.945 | 6788.8609 | 15548.0176 | 77.9936 | 0 | 80.6294 | 139284.7126 | 4203.6552 | 150890.3753 | 117371.5433 | 0 | 60572.3352 | 0 | 184205.8225 | 479265.7642 | 327108.732 | 1462902.9403 | 961560.8286 | 6991696.732 | 6991696.732 | 1478867.319 | 3678399.7627 | 0 | 9416160.501 | 21565124.3147 | 4216.965 | 0.028276 | 333010.0803 | 762667.945 | 6788.8609 | 15548.0176
1 | 2300 | 707 | 0.03 | 15 | 15 | 7 | 5.6234e-12 | 5spot_SharedNeighbor | Water | Porous | Wet | R245fa | MinimizeLCOE_Brownfield | IgnoreSilica | 2019 | 4.4797 | 0.46896 | 0.01058 | 4 | 230950.2284 | 518031.5684 | 4708.2328 | 10560.7742 | 79.0983 | 0 | 113.5756 | 173375.9407 | 5283.736 | 191716.819 | 147752.7433 | 0 | 69584.9471 | 0 | 229208.5326 | 596353.5847 | 407023.5754 | 1820299.8789 | 961560.8286 | 6991696.732 | 6991696.732 | 1478867.319 | 3678399.7627 | 0 | 9773557.4395 | 21922521.2532 | 5623.4133 | 0.042319 | 230950.2284 | 518031.5684 | 4708.2328 | 10560.7742
1 | 2300 | 707 | 0.03 | 15 | 15 | 7 | 7.4989e-12 | 5spot_SharedNeighbor | Water | Porous | Wet | R245fa | MinimizeLCOE_Brownfield | IgnoreSilica | 2019 | 5.8675 | 0.62592 | 0.015287 | 4 | 166952.6429 | 365632.4608 | 3403.5554 | 7453.9123 | 79.9327 | 0 | 135.6345 | 213552.1028 | 6557.46 | 241364.0003 | 187071.821 | 0 | 79725.1516 | 0 | 284025.5089 | 738976.1125 | 504366.3812 | 2255638.5381 | 961560.8286 | 6991696.732 | 6991696.732 | 1478867.319 | 3678399.7627 | 0 | 10208896.0988 | 22357859.9125 | 7498.9421 | 0.061148 | 166952.6429 | 365632.4608 | 3403.5554 | 7453.9123
1 | 2300 | 707 | 0.03 | 15 | 15 | 7 | 1e-11 | 5spot_SharedNeighbor | Water | Porous | Wet | R245fa | MinimizeLCOE_Brownfield | IgnoreSilica | 2019 | 7.5996 | 0.82181 | 0.021481 | 4 | 124814.1095 | 266209.0077 | 2544.5044 | 5427.0307 | 80.5197 | 0 | 121.4045 | 259565.3113 | 8015.7286 | 299958.4517 | 236679.2941 | 0 | 90460.3109 | 0 | 348924.8477 | 907830.8793 | 619613.2292 | 2771048.0527 | 961560.8286 | 6991696.732 | 6991696.732 | 1478867.319 | 3678399.7627 | 0 | 10724305.6134 | 22873269.4271 | 10000 | 0.085922 | 124814.1095 | 266209.0077 | 2544.5044 | 5427.0307
1 | 2300 | 707 | 0.03 | 15 | 15 | 7 | 1.3335e-11 | 5spot_SharedNeighbor | Water | Porous | Wet | R245fa | MinimizeLCOE_Brownfield | IgnoreSilica | 2019 | 9.9749 | 1.0926 | 0.029971 | 4 | 95126.9458 | 196465.8004 | 1939.2915 | 4005.2211 | 81.0797 | 0 | 133.7277 | 318229.325 | 9878.6664 | 376537.2686 | 304922.7322 | 0 | 104643.0977 | 0 | 434542.3251 | 1130589.9929 | 771650.9015 | 3450994.3094 | 961560.8286 | 6991696.732 | 6991696.732 | 1478867.319 | 3678399.7627 | 0 | 11404251.8701 | 23553215.6838 | 13335.2143 | 0.11988 | 95126.9458 | 196465.8004 | 1939.2915 | 4005.2211
1 | 2300 | 707 | 0.03 | 15 | 15 | 7 | 1.7783e-11 | 5spot_SharedNeighbor | Water | Porous | Wet | R245fa | MinimizeLCOE_Brownfield | IgnoreSilica | 2019 | 12.8519 | 1.4191 | 0.040798 | 4 | 74630.6665 | 149076.8115 | 1521.4471 | 3039.1324 | 81.4504 | 0 | 115.4449 | 383120.2407 | 11932.6085 | 463993.4147 | 386633.7819 | 0 | 118695.9762 | 0 | 532106.6486 | 1384432.3495 | 944903.5258 | 4225818.5457 | 961560.8286 | 6991696.732 | 6991696.732 | 1478867.319 | 3678399.7627 | 0 | 12179076.1064 | 24328039.9201 | 17782.7941 | 0.16319 | 74630.6665 | 149076.8115 | 1521.4471 | 3039.1324
1 | 2300 | 707 | 0.03 | 15 | 15 | 7 | 2.3714e-11 | 5spot_SharedNeighbor | Water | Porous | Wet | R245fa | MinimizeLCOE_Brownfield | IgnoreSilica | 2019 | 16.4398 | 1.8263 | 0.054814 | 4 | 59756.041 | 115165.5867 | 1218.2077 | 2347.8063 | 81.7331 | 0 | 136.551 | 458048.0354 | 14301.4608 | 567640.1083 | 488542.9216 | 0 | 133813.8662 | 0 | 648315.093 | 1686782.8843 | 1151263.9785 | 5148708.3482 | 961560.8286 | 6991696.732 | 6991696.732 | 1478867.319 | 3678399.7627 | 0 | 13101965.9088 | 25250929.7225 | 23713.7371 | 0.21926 | 59756.041 | 115165.5867 | 1218.2077 | 2347.8063
1 | 2300 | 707 | 0.03 | 15 | 15 | 7 | 3.1623e-11 | 5spot_SharedNeighbor | Water | Porous | Wet | R245fa | MinimizeLCOE_Brownfield | IgnoreSilica | 2019 | 20.8445 | 2.3263 | 0.072722 | 4 | 48770.3217 | 90535.5163 | 994.249 | 1845.689 | 81.9486 | 0 | 122.1384 | 543491.2652 | 16999.2629 | 688781.1518 | 613655.4152 | 0 | 149632.8693 | 0 | 784898.3861 | 2042144.5958 | 1393805.6485 | 6233408.5946 | 961560.8286 | 6991696.732 | 6991696.732 | 1478867.319 | 3678399.7627 | 0 | 14186666.1552 | 26335629.9689 | 31622.7766 | 0.29089 | 48770.3217 | 90535.5163 | 994.249 | 1845.689
1 | 2300 | 707 | 0.03 | 15 | 15 | 7 | 4.217e-11 | 5spot_SharedNeighbor | Water | Porous | Wet | R245fa | MinimizeLCOE_Brownfield | IgnoreSilica | 2019 | 25.317 | 2.8342 | 0.094131 | 4 | 40451.0827 | 72717.1907 | 824.65 | 1482.4383 | 82.0919 | 0 | 105.4442 | 624819.6733 | 19564.1895 | 806571.572 | 740823.2822 | 0 | 157898.2964 | 0 | 916374.0352 | 2384217.2655 | 1627277.2745 | 7277545.5886 | 961560.8286 | 6991696.732 | 6991696.732 | 1478867.319 | 3678399.7627 | 0 | 15230803.1492 | 27379766.9629 | 42169.6503 | 0.37652 | 40451.0827 | 72717.1907 | 824.65 | 1482.4383
1 | 2300 | 707 | 0.03 | 15 | 15 | 7 | 5.6234e-11 | 5spot_SharedNeighbor | Water | Porous | Wet | R245fa | MinimizeLCOE_Brownfield | IgnoreSilica | 2019 | 32.6445 | 3.6665 | 0.12359 | 4 | 34229.2706 | 58804.3457 | 697.81 | 1198.8061 | 82.2435 | 0 | 105.2976 | 749330.655 | 23485.5254 | 990940.841 | 949269.9065 | 0 | 182559.6824 | 0 | 1129278.778 | 2938151.7334 | 2005348.9311 | 8968366.0528 | 961560.8286 | 6991696.732 | 6991696.732 | 1478867.319 | 3678399.7627 | 0 | 16921623.6134 | 29070587.4271 | 56234.1325 | 0.49436 | 34229.2706 | 58804.3457 | 697.81 | 1198.8061
1 | 2300 | 707 | 0.03 | 15 | 15 | 7 | 7.4989e-11 | 5spot_SharedNeighbor | Water | Porous | Wet | R245fa | MinimizeLCOE_Brownfield | IgnoreSilica | 2019 | 39.7922 | 4.4786 | 0.15656 | 4 | 29526.3974 | 48925.6578 | 601.9355 | 997.4157 | 82.3389 | 0 | 112.9218 | 862922.3183 | 27057.3626 | 1162841.633 | 1152612.8236 | 0 | 196908.5649 | 0 | 1326913.6539 | 3452357.1402 | 2356304.687 | 10537918.1835 | 961560.8286 | 6991696.732 | 6991696.732 | 1478867.319 | 3678399.7627 | 0 | 18491175.7442 | 30640139.5579 | 74989.4209 | 0.62626 | 29526.3974 | 48925.6578 | 601.9355 | 997.4157
1 | 2300 | 707 | 0.03 | 15 | 15 | 7 | 1e-10 | 5spot_SharedNeighbor | Water | Porous | Wet | R245fa | MinimizeLCOE_Brownfield | IgnoreSilica | 2019 | 47.507 | 5.3549 | 0.19399 | 4 | 25942.5123 | 41599.3967 | 528.8732 | 848.06 | 82.409 | 0 | 126.3302 | 978866.9225 | 30697.7567 | 1341494.6551 | 1372081.2464 | 0 | 208356.0646 | 0 | 1533283.6917 | 3989289.646 | 2722772.1551 | 12176842.1382 | 961560.8286 | 6991696.732 | 6991696.732 | 1478867.319 | 3678399.7627 | 0 | 20130099.6988 | 32279063.5125 | 100000 | 0.77595 | 25942.5123 | 41599.3967 | 528.8732 | 848.06
1 | 2300 | 707 | 0.03 | 15 | 15 | 7 | 1.3335e-10 | 5spot_SharedNeighbor | Water | Porous | Wet | R245fa | MinimizeLCOE_Brownfield | IgnoreSilica | 2019 | 55.4017 | 6.2512 | 0.23428 | 4 | 23216.7331 | 36180.7798 | 473.3045 | 737.5941 | 82.4561 | 0 | 149.1086 | 1091737.1396 | 34235.8581 | 1518232.3881 | 1596619.8594 | 0 | 215955.3623 | 0 | 1738144.4369 | 4522295.2824 | 3086559.4541 | 13803779.7808 | 961560.8286 | 6991696.732 | 6991696.732 | 1478867.319 | 3678399.7627 | 0 | 21757037.3414 | 33906001.1551 | 133352.1432 | 0.93713 | 23216.7331 | 36180.7798 | 473.3045 | 737.5941
1 | 2300 | 707 | 0.03 | 15 | 15 | 7 | 1.7783e-10 | 5spot_SharedNeighbor | Water | Porous | Wet | R245fa | MinimizeLCOE_Brownfield | IgnoreSilica | 2019 | 62.9586 | 7.1078 | 0.27503 | 4 | 21152.686 | 32195.9657 | 431.2261 | 656.3583 | 82.4821 | 0 | 132.0853 | 1195155.1025 | 37471.7958 | 1682475.9874 | 1811446.9747 | 0 | 218894.2059 | 0 | 1928723.1858 | 5018142.094 | 3424985.0917 | 15317294.4377 | 961560.8286 | 6991696.732 | 6991696.732 | 1478867.319 | 3678399.7627 | 0 | 23270551.9984 | 35419515.8121 | 177827.941 | 1.1001 | 21152.686 | 32195.9657 | 431.2261 | 656.3583
1 | 2300 | 707 | 0.03 | 15 | 15 | 7 | 2.3714e-10 | 5spot_SharedNeighbor | Water | Porous | Wet | R245fa | MinimizeLCOE_Brownfield | IgnoreSilica | 2019 | 69.8038 | 7.8821 | 0.31391 | 4 | 19597.0022 | 29272.623 | 399.5114 | 596.762 | 82.4908 | 0 | 164.5148 | 1285402.9961 | 40290.2073 | 1827554.4351 | 2005901.7492 | 0 | 217631.3302 | 0 | 2096944.48 | 5455819.3944 | 3723708.8426 | 16653253.4349 | 961560.8286 | 6991696.732 | 6991696.732 | 1478867.319 | 3678399.7627 | 0 | 24606510.9955 | 36755474.8092 | 237137.3706 | 1.2556 | 19597.0022 | 29272.623 | 399.5114 | 596.762
1 | 2300 | 707 | 0.03 | 15 | 15 | 7 | 3.1623e-10 | 5spot_SharedNeighbor | Water | Porous | Wet | R245fa | MinimizeLCOE_Brownfield | IgnoreSilica | 2019 | 72.1417 | 8.1461 | 0.33939 | 4 | 18404.9392 | 27353.9832 | 375.2096 | 557.6479 | 82.4907 | 0 | 138.3632 | 1315536.7544 | 41229.9871 | 1876357.0996 | 2072277.0771 | 0 | 193908.8037 | 0 | 2144730.7915 | 5580149.5748 | 3808566.7454 | 17032756.8335 | 961560.8286 | 6991696.732 | 6991696.732 | 1478867.319 | 3678399.7627 | 0 | 24986014.3942 | 37134978.2079 | 316227.766 | 1.3576 | 18404.9392 | 27353.9832 | 375.2096 | 557.6479
1 | 2300 | 707 | 0.03 | 15 | 15 | 7 | 4.217e-10 | 5spot_SharedNeighbor | Water | Porous | Wet | R245fa | MinimizeLCOE_Brownfield | IgnoreSilica | 2019 | 80.705 | 9.1105 | 0.37982 | 4 | 17553.0873 | 25549.7111 | 357.8434 | 520.8654 | 82.478 | 0 | 165.5386 | 1423140.1304 | 44580.0457 | 2052086.4537 | 2315192.0046 | 0 | 207281.8242 | 0 | 2356489.3789 | 6131101.9814 | 4184603.0838 | 18714474.9027 | 961560.8286 | 6991696.732 | 6991696.732 | 1478867.319 | 3678399.7627 | 0 | 26667732.4634 | 38816696.2771 | 421696.5034 | 1.5193 | 17553.0873 | 25549.7111 | 357.8434 | 520.8654
1 | 2300 | 707 | 0.03 | 15 | 15 | 7 | 5.6234e-10 | 5spot_SharedNeighbor | Water | Porous | Wet | R245fa | MinimizeLCOE_Brownfield | IgnoreSilica | 2019 | 84.7218 | 9.5614 | 0.40547 | 4 | 16897.6031 | 24388.189 | 344.4805 | 497.1862 | 82.4654 | 0 | 170.6399 | 1472191.7935 | 46103.89 | 2132957.4557 | 2429010.3587 | 0 | 200438.0552 | 0 | 2449473.6057 | 6373027.8659 | 4349722.4711 | 19452925.4956 | 961560.8286 | 6991696.732 | 6991696.732 | 1478867.319 | 3678399.7627 | 0 | 27406183.0562 | 39555146.87 | 562341.3252 | 1.6219 | 16897.6031 | 24388.189 | 344.4805 | 497.1862
1 | 2300 | 707 | 0.03 | 15 | 15 | 7 | 7.4989e-10 | 5spot_SharedNeighbor | Water | Porous | Wet | R245fa | MinimizeLCOE_Brownfield | IgnoreSilica | 2019 | 87.9085 | 9.9183 | 0.4264 | 4 | 16407.019 | 23530.0528 | 334.4793 | 479.692 | 82.4527 | 0 | 169.5957 | 1510494.8822 | 47292.2597 | 2196441.8294 | 2519241.9387 | 0 | 193666.3463 | 0 | 2522183.53 | 6562204.174 | 4478839.1886 | 20030364.1489 | 961560.8286 | 6991696.732 | 6991696.732 | 1478867.319 | 3678399.7627 | 0 | 27983621.7095 | 40132585.5232 | 749894.2093 | 1.7056 | 16407.019 | 23530.0528 | 334.4793 | 479.692
1 | 2300 | 707 | 0.03 | 15 | 15 | 7 | 1e-09 | 5spot_SharedNeighbor | Water | Porous | Wet | R245fa | MinimizeLCOE_Brownfield | IgnoreSilica | 2019 | 90.4124 | 10.1982 | 0.44315 | 4 | 16039.8118 | 22893.5453 | 326.9933 | 466.7159 | 82.441 | 0 | 155.2122 | 1540223.2188 | 48213.6071 | 2245917.5026 | 2590097.6843 | 0 | 187533.6095 | 0 | 2578674.3927 | 6709181.811 | 4579154.4459 | 20478996.2718 | 961560.8286 | 6991696.732 | 6991696.732 | 1478867.319 | 3678399.7627 | 0 | 28432253.8325 | 40581217.6462 | 1000000 | 1.7726 | 16039.8118 | 22893.5453 | 326.9933 | 466.7159
1 | 2300 | 707 | 0.03 | 15 | 15 | 7 | 1.3335e-09 | 5spot_SharedNeighbor | Water | Porous | Wet | R245fa | MinimizeLCOE_Brownfield | IgnoreSilica | 2019 | 92.342 | 10.4136 | 0.45631 | 4 | 15764.8787 | 22421.0068 | 321.3884 | 457.0825 | 82.431 | 0 | 163.146 | 1562917.4964 | 48916.352 | 2283806.8754 | 2644675.7478 | 0 | 182178.0044 | 0 | 2621772.8456 | 6821315.1448 | 4655687.7504 | 20821270.2168 | 961560.8286 | 6991696.732 | 6991696.732 | 1478867.319 | 3678399.7627 | 0 | 28774527.7775 | 40923491.5912 | 1333521.4322 | 1.8252 | 15764.8787 | 22421.0068 | 321.3884 | 457.0825
1 | 2300 | 707 | 0.03 | 15 | 15 | 7 | 1.7783e-09 | 5spot_SharedNeighbor | Water | Porous | Wet | R245fa | MinimizeLCOE_Brownfield | IgnoreSilica | 2019 | 93.8157 | 10.578 | 0.46651 | 4 | 15558.9696 | 22069.4996 | 317.1906 | 449.9166 | 82.4228 | 0 | 160.9723 | 1580126.5617 | 49448.887 | 2312608.0654 | 2686345.1285 | 0 | 177672.8319 | 0 | 2654418.5751 | 6906252.6362 | 4713659.3335 | 21080532.0194 | 961560.8286 | 6991696.732 | 6991696.732 | 1478867.319 | 3678399.7627 | 0 | 29033789.5801 | 41182753.3938 | 1778279.41 | 1.866 | 15558.9696 | 22069.4996 | 317.1906 | 449.9166
1 | 2300 | 707 | 0.03 | 15 | 15 | 7 | 2.3714e-09 | 5spot_SharedNeighbor | Water | Porous | Wet | R245fa | MinimizeLCOE_Brownfield | IgnoreSilica | 2019 | 94.9413 | 10.7033 | 0.47438 | 4 | 15404.7119 | 21807.2871 | 314.0459 | 444.571 | 82.4162 | 0 | 149.9116 | 1593198.0311 | 49853.1746 | 2334524.8599 | 2718159.5711 | 0 | 174018.1203 | 0 | 2679203.9652 | 6970739.1371 | 4757672.6955 | 21277369.5547 | 961560.8286 | 6991696.732 | 6991696.732 | 1478867.319 | 3678399.7627 | 0 | 29230627.1154 | 41379590.9291 | 2371373.7057 | 1.8975 | 15404.7119 | 21807.2871 | 314.0459 | 444.571
1 | 2300 | 707 | 0.03 | 15 | 15 | 7 | 3.1623e-09 | 5spot_SharedNeighbor | Water | Porous | Wet | R245fa | MinimizeLCOE_Brownfield | IgnoreSilica | 2019 | 95.8085 | 10.7999 | 0.48044 | 4 | 15289.122 | 21610.9475 | 311.6894 | 440.5684 | 82.4109 | 0 | 176.4385 | 1603227.012 | 50163.2368 | 2351363.9989 | 2742665.0369 | 0 | 171162.5233 | 0 | 2698246.9051 | 7020284.9605 | 4791488.738 | 21428602.4114 | 961560.8286 | 6991696.732 | 6991696.732 | 1478867.319 | 3678399.7627 | 0 | 29381859.972 | 41530823.7857 | 3162277.6602 | 1.9217 | 15289.122 | 21610.9475 | 311.6894 | 440.5684
1 | 2300 | 707 | 0.03 | 15 | 15 | 7 | 4.217e-09 | 5spot_SharedNeighbor | Water | Porous | Wet | R245fa | MinimizeLCOE_Brownfield | IgnoreSilica | 2019 | 96.4487 | 10.8711 | 0.485 | 4 | 15202.4909 | 21464.8711 | 309.9233 | 437.5904 | 82.4069 | 0 | 175.2563 | 1610607.81 | 50391.3563 | 2363769.878 | 2760753.2359 | 0 | 168846.5568 | 0 | 2712203.8464 | 7056598.0589 | 4816273.1738 | 21539443.9161 | 961560.8286 | 6991696.732 | 6991696.732 | 1478867.319 | 3678399.7627 | 0 | 29492701.4767 | 41641665.2904 | 4216965.0343 | 1.94 | 15202.4909 | 21464.8711 | 309.9233 | 437.5904
1 | 2300 | 707 | 0.03 | 15 | 15 | 7 | 5.6234e-09 | 5spot_SharedNeighbor | Water | Porous | Wet | R245fa | MinimizeLCOE_Brownfield | IgnoreSilica | 2019 | 96.9286 | 10.9245 | 0.48845 | 4 | 15137.5543 | 21355.7366 | 308.5995 | 435.3656 | 82.4039 | 0 | 184.4308 | 1616127.5617 | 50561.9171 | 2373054.9566 | 2774310.2303 | 0 | 167033.999 | 0 | 2722624.5792 | 7083710.6681 | 4834778.0867 | 21622201.9987 | 961560.8286 | 6991696.732 | 6991696.732 | 1478867.319 | 3678399.7627 | 0 | 29575459.5593 | 41724423.373 | 5623413.2519 | 1.9538 | 15137.5543 | 21355.7366 | 308.5995 | 435.3656
1 | 2300 | 707 | 0.03 | 15 | 15 | 7 | 7.4989e-09 | 5spot_SharedNeighbor | Water | Porous | Wet | R245fa | MinimizeLCOE_Brownfield | IgnoreSilica | 2019 | 97.2964 | 10.9654 | 0.49107 | 4 | 15088.8741 | 21273.7905 | 307.6071 | 433.695 | 82.4015 | 0 | 196.7382 | 1620351.0065 | 50692.3993 | 2380163.6665 | 2784700.5403 | 0 | 165667.3099 | 0 | 2730614.2198 | 7104498.0738 | 4848965.9182 | 21685653.1343 | 961560.8286 | 6991696.732 | 6991696.732 | 1478867.319 | 3678399.7627 | 0 | 29638910.6949 | 41787874.5086 | 7498942.0933 | 1.9643 | 15088.8741 | 21273.7905 | 307.6071 | 433.695
1 | 2300 | 707 | 0.03 | 15 | 15 | 7 | 1e-08 | 5spot_SharedNeighbor | Water | Porous | Wet | R245fa | MinimizeLCOE_Brownfield | IgnoreSilica | 2019 | 97.5741 | 10.9962 | 0.49306 | 4 | 15052.3777 | 21212.3927 | 306.8631 | 432.4433 | 82.3997 | 0 | 169.2541 | 1623534.741 | 50790.7469 | 2385524.8069 | 2792542.8576 | 0 | 164625.7245 | 0 | 2736637.362 | 7120169.0544 | 4859661.6845 | 21733486.9778 | 961560.8286 | 6991696.732 | 6991696.732 | 1478867.319 | 3678399.7627 | 0 | 29686744.5385 | 41835708.3522 | 10000000 | 1.9722 | 15052.3777 | 21212.3927 | 306.8631 | 432.4433
1 | 2400 | 707 | 0.03 | 15 | 15 | 7 | 1e-13 | 5spot_SharedNeighbor | Water | Porous | Wet | R245fa | MinimizeLCOE_Brownfield | IgnoreSilica | 2019 | 0 | 0 | 0 | 0 |  |  |  |  | 15 |  | 20.4428 | [19 empty] | 100 | 0
1 | 2400 | 707 | 0.03 | 15 | 15 | 7 | 1.3335e-13 | 5spot_SharedNeighbor | Water | Porous | Wet | R245fa | MinimizeLCOE_Brownfield | IgnoreSilica | 2019 | 0 | 0 | 0 | 0 |  |  |  |  | 15 |  | 22.6242 | [19 empty] | 133.3521 | 0
1 | 2400 | 707 | 0.03 | 15 | 15 | 7 | 1.7783e-13 | 5spot_SharedNeighbor | Water | Porous | Wet | R245fa | MinimizeLCOE_Brownfield | IgnoreSilica | 2019 | 0 | 0 | 0 | 0 |  |  |  |  | 15 |  | 25.1419 | [19 empty] | 177.8279 | 0
1 | 2400 | 707 | 0.03 | 15 | 15 | 7 | 2.3714e-13 | 5spot_SharedNeighbor | Water | Porous | Wet | R245fa | MinimizeLCOE_Brownfield | IgnoreSilica | 2019 | 0 | 0 | 0 | 0 |  |  |  |  | 15 |  | 26.2193 | [19 empty] | 237.1374 | 0
1 | 2400 | 707 | 0.03 | 15 | 15 | 7 | 3.1623e-13 | 5spot_SharedNeighbor | Water | Porous | Wet | R245fa | MinimizeLCOE_Brownfield | IgnoreSilica | 2019 | 0 | 0 | 0 | 0 |  |  |  |  | 15 |  | 26.2444 | [19 empty] | 316.2278 | 0
1 | 2400 | 707 | 0.03 | 15 | 15 | 7 | 4.217e-13 | 5spot_SharedNeighbor | Water | Porous | Wet | R245fa | MinimizeLCOE_Brownfield | IgnoreSilica | 2019 | 0 | 0 | 0 | 0 |  |  |  |  | 15 |  | 25.7842 | [19 empty] | 421.6965 | 0
1 | 2400 | 707 | 0.03 | 15 | 15 | 7 | 5.6234e-13 | 5spot_SharedNeighbor | Water | Porous | Wet | R245fa | MinimizeLCOE_Brownfield | IgnoreSilica | 2019 | 0 | 0 | 0 | 0 |  |  |  |  | 15 |  | 28.8098 | [19 empty] | 562.3413 | 0
1 | 2400 | 707 | 0.03 | 15 | 15 | 7 | 7.4989e-13 | 5spot_SharedNeighbor | Water | Porous | Wet | R245fa | MinimizeLCOE_Brownfield | IgnoreSilica | 2019 | 0 | 0 | 0 | 0 |  |  |  |  | 15 |  | 29.0669 | [19 empty] | 749.8942 | 0
1 | 2400 | 707 | 0.03 | 15 | 15 | 7 | 1e-12 | 5spot_SharedNeighbor | Water | Porous | Wet | R245fa | MinimizeLCOE_Brownfield | IgnoreSilica | 2019 | 0 | 0 | 0 | 0 |  |  |  |  | 15 |  | 29.1238 | [19 empty] | 1000 | 0
1 | 2400 | 707 | 0.03 | 15 | 15 | 7 | 1.3335e-12 | 5spot_SharedNeighbor | Water | Porous | Wet | R245fa | MinimizeLCOE_Brownfield | IgnoreSilica | 2019 | 1.6 | 0.15297 | 0.00030812 | 4 | 7421284.1965 | 17665916.0945 | 151292.9164 | 360143.5945 | 75.2682 | 0 | 37.9197 | 76817.389 | 2255.185 | 78492.0547 | 66690.0133 | 0 | 50946.8618 | 0 | 107328.5865 | 279246.966 | 190591.7923 | 852368.8487 | 961560.8286 | 7332603.3321 | 7332603.3321 | 1478867.319 | 3814762.4027 | 0 | 9146533.0095 | 21772766.0634 | 1333.5214 | 0.0012325 | 7421284.1965 | 17665916.0945 | 151292.9164 | 360143.5945
1 | 2400 | 707 | 0.03 | 15 | 15 | 7 | 1.7783e-12 | 5spot_SharedNeighbor | Water | Porous | Wet | R245fa | MinimizeLCOE_Brownfield | IgnoreSilica | 2019 | 1.5931 | 0.15217 | 0.0019939 | 4 | 1143365.7845 | 2726446.0694 | 23309.058 | 55582.2909 | 75.2292 | 0 | 286.4666 | 76505.9891 | 2245.2946 | 78163.6834 | 66491.2109 | 0 | 42965.7429 | 0 | 103885.0491 | 270287.5881 | 184476.8327 | 825021.3907 | 961560.8286 | 7332603.3321 | 7332603.3321 | 1478867.319 | 3814762.4027 | 0 | 9119185.5515 | 21745418.6054 | 1778.2794 | 0.0079757 | 1143365.7845 | 2726446.0694 | 23309.058 | 55582.2909
1 | 2400 | 707 | 0.03 | 15 | 15 | 7 | 2.3714e-12 | 5spot_SharedNeighbor | Water | Porous | Wet | R245fa | MinimizeLCOE_Brownfield | IgnoreSilica | 2019 | 2.2349 | 0.22826 | 0.0038206 | 4 | 614249.6875 | 1440443.9154 | 12522.3107 | 29365.3976 | 77.9979 | 0 | 414.6579 | 104259.388 | 3134.0588 | 107865.7138 | 85399.351 | 0 | 52249.9608 | 0 | 137634.3042 | 358096.227 | 244408.033 | 1093047.0367 | 961560.8286 | 7332603.3321 | 7332603.3321 | 1478867.319 | 3814762.4027 | 0 | 9387211.1974 | 22013444.2513 | 2371.3737 | 0.015282 | 614249.6875 | 1440443.9154 | 12522.3107 | 29365.3976
1 | 2400 | 707 | 0.03 | 15 | 15 | 7 | 3.1623e-12 | 5spot_SharedNeighbor | Water | Porous | Wet | R245fa | MinimizeLCOE_Brownfield | IgnoreSilica | 2019 | 2.9445 | 0.31273 | 0.0063208 | 4 | 381935.9692 | 881326.2527 | 7786.2813 | 17967.0277 | 79.7379 | 0 | 100.7506 | 131837.1608 | 4021.5494 | 138568.6903 | 105754.9338 | 0 | 59703.0328 | 0 | 171555.2932 | 446351.682 | 304644.1946 | 1362436.5368 | 961560.8286 | 7332603.3321 | 7332603.3321 | 1478867.319 | 3814762.4027 | 0 | 9656600.6976 | 22282833.7515 | 3162.2777 | 0.025283 | 381935.9692 | 881326.2527 | 7786.2813 | 17967.0277
1 | 2400 | 707 | 0.03 | 15 | 15 | 7 | 4.217e-12 | 5spot_SharedNeighbor | Water | Porous | Wet | R245fa | MinimizeLCOE_Brownfield | IgnoreSilica | 2019 | 3.9191 | 0.4299 | 0.009802 | 4 | 255318.1657 | 577351.6268 | 5205.0062 | 11770.0938 | 81.1464 | 0 | 104.6905 | 166657.6522 | 5147.4606 | 178529.0844 | 134459.0494 | 0 | 69345.0912 | 0 | 216113.9518 | 562284.1714 | 383770.5008 | 1716306.9618 | 961560.8286 | 7332603.3321 | 7332603.3321 | 1478867.319 | 3814762.4027 | 0 | 10010471.1225 | 22636704.1764 | 4216.965 | 0.039208 | 255318.1657 | 577351.6268 | 5205.0062 | 11770.0938
1 | 2400 | 707 | 0.03 | 15 | 15 | 7 | 5.6234e-12 | 5spot_SharedNeighbor | Water | Porous | Wet | R245fa | MinimizeLCOE_Brownfield | IgnoreSilica | 2019 | 5.1707 | 0.58022 | 0.014427 | 4 | 180812.2254 | 399603.1799 | 3686.1018 | 8146.4513 | 82.2008 | 0 | 117.9122 | 207181.69 | 6457.0898 | 226742.2853 | 170577.4533 | 0 | 80089.1667 | 0 | 269508.5972 | 701206.0861 | 478587.5621 | 2140349.9306 | 961560.8286 | 7332603.3321 | 7332603.3321 | 1478867.319 | 3814762.4027 | 0 | 10434514.0914 | 23060747.1453 | 5623.4133 | 0.057709 | 180812.2254 | 399603.1799 | 3686.1018 | 8146.4513
1 | 2400 | 707 | 0.03 | 15 | 15 | 7 | 7.4989e-12 | 5spot_SharedNeighbor | Water | Porous | Wet | R245fa | MinimizeLCOE_Brownfield | IgnoreSilica | 2019 | 6.7176 | 0.76619 | 0.020548 | 4 | 132966.1736 | 286583.3391 | 2710.6953 | 5842.389 | 82.9582 | 0 | 110.8588 | 253077.8611 | 7940.3647 | 283051.1928 | 215433.4469 | 0 | 91155.5876 | 0 | 331756.7967 | 863163.1324 | 589126.5741 | 2634704.9565 | 961560.8286 | 7332603.3321 | 7332603.3321 | 1478867.319 | 3814762.4027 | 0 | 10928869.1172 | 23555102.1711 | 7498.9421 | 0.082193 | 132966.1736 | 286583.3391 | 2710.6953 | 5842.389
1 | 2400 | 707 | 0.03 | 15 | 15 | 7 | 1e-11 | 5spot_SharedNeighbor | Water | Porous | Wet | R245fa | MinimizeLCOE_Brownfield | IgnoreSilica | 2019 | 9.2586 | 1.0738 | 0.029202 | 4 | 100327.425 | 208420.1349 | 2045.3103 | 4248.9264 | 83.6908 | 0 | 115.8053 | 322373.7539 | 10183.6901 | 370553.1382 | 290583.9568 | 0 | 112127.5566 | 0 | 431270.6173 | 1122077.6804 | 765841.0733 | 3425011.4665 | 961560.8286 | 7332603.3321 | 7332603.3321 | 1478867.319 | 3814762.4027 | 0 | 11719175.6273 | 24345408.6812 | 10000 | 0.11681 | 100327.425 | 208420.1349 | 2045.3103 | 4248.9264
1 | 2400 | 707 | 0.03 | 15 | 15 | 7 | 1.3335e-11 | 5spot_SharedNeighbor | Water | Porous | Wet | R245fa | MinimizeLCOE_Brownfield | IgnoreSilica | 2019 | 11.4272 | 1.3365 | 0.039816 | 4 | 77459.3063 | 156737.3762 | 1579.1127 | 3195.3034 | 84.0679 | 0 | 97.07 | 376847.8788 | 11945.4767 | 441322.9732 | 354626.9295 | 0 | 120414.0772 | 0 | 509011.3608 | 1324343.1483 | 903891.4113 | 4042403.2559 | 961560.8286 | 7332603.3321 | 7332603.3321 | 1478867.319 | 3814762.4027 | 0 | 12336567.4167 | 24962800.4705 | 13335.2143 | 0.15927 | 77459.3063 | 156737.3762 | 1579.1127 | 3195.3034
1 | 2400 | 707 | 0.03 | 15 | 15 | 7 | 1.7783e-11 | 5spot_SharedNeighbor | Water | Porous | Wet | R245fa | MinimizeLCOE_Brownfield | IgnoreSilica | 2019 | 14.6714 | 1.7285 | 0.053886 | 4 | 61389.7988 | 119968.2435 | 1251.5141 | 2445.7149 | 84.4167 | 0 | 109.9665 | 452297.8677 | 14379.3882 | 541990.7921 | 449358.3684 | 0 | 136301.9955 | 0 | 621788.0806 | 1617765.0394 | 1104157.8812 | 4938039.413 | 961560.8286 | 7332603.3321 | 7332603.3321 | 1478867.319 | 3814762.4027 | 0 | 13232203.5737 | 25858436.6276 | 17782.7941 | 0.21554 | 61389.7988 | 119968.2435 | 1251.5141 | 2445.7149
1 | 2400 | 707 | 0.03 | 15 | 15 | 7 | 2.3714e-11 | 5spot_SharedNeighbor | Water | Porous | Wet | R245fa | MinimizeLCOE_Brownfield | IgnoreSilica | 2019 | 18.6861 | 2.2136 | 0.071996 | 4 | 49625.6897 | 93469.4074 | 1011.6868 | 1905.5003 | 84.6826 | 0 | 110.0653 | 538890.6895 | 17168.9185 | 660483.6665 | 566598.8464 | 0 | 153146.5055 | 0 | 755152.5643 | 1964752.0692 | 1340983.6588 | 5997176.9186 | 961560.8286 | 7332603.3321 | 7332603.3321 | 1478867.319 | 3814762.4027 | 0 | 14291341.0794 | 26917574.1333 | 23713.7371 | 0.28798 | 49625.6897 | 93469.4074 | 1011.6868 | 1905.5003
1 | 2400 | 707 | 0.03 | 15 | 15 | 7 | 3.1623e-11 | 5spot_SharedNeighbor | Water | Porous | Wet | R245fa | MinimizeLCOE_Brownfield | IgnoreSilica | 2019 | 23.5971 | 2.8073 | 0.095003 | 4 | 40874.7235 | 74100.6695 | 833.2865 | 1510.6424 | 84.8865 | 0 | 140.1098 | 637443.1279 | 20339.0628 | 798605.4504 | 710016.3793 | 0 | 170727.921 | 0 | 911481.4571 | 2371487.7809 | 1618589.1397 | 7238690.3191 | 961560.8286 | 7332603.3321 | 7332603.3321 | 1478867.319 | 3814762.4027 | 0 | 15532854.4799 | 28159087.5338 | 31622.7766 | 0.38001 | 40874.7235 | 74100.6695 | 833.2865 | 1510.6424
1 | 2400 | 707 | 0.03 | 15 | 15 | 7 | 4.217e-11 | 5spot_SharedNeighbor | Water | Porous | Wet | R245fa | MinimizeLCOE_Brownfield | IgnoreSilica | 2019 | 29.4903 | 3.5197 | 0.1237 | 4 | 34284.7967 | 59802.2424 | 698.942 | 1219.1496 | 85.043 | 0 | 131.8929 | 747873.5412 | 23885.9689 | 956892.2148 | 882162.4204 | 0 | 188512.0646 | 0 | 1091737.2219 | 2840476.3054 | 1938683.4444 | 8670223.1818 | 961560.8286 | 7332603.3321 | 7332603.3321 | 1478867.319 | 3814762.4027 | 0 | 16964387.3426 | 29590620.3965 | 42169.6503 | 0.49481 | 34284.7967 | 59802.2424 | 698.942 | 1219.1496
1 | 2400 | 707 | 0.03 | 15 | 15 | 7 | 5.6234e-11 | 5spot_SharedNeighbor | Water | Porous | Wet | R245fa | MinimizeLCOE_Brownfield | IgnoreSilica | 2019 | 36.3295 | 4.3468 | 0.15851 | 4 | 29279.4454 | 49193.3225 | 596.9011 | 1002.8724 | 85.1625 | 0 | 691.9969 | 868054.979 | 27740.3249 | 1132784.274 | 1082028.9006 | 0 | 205307.2385 | 0 | 1293207.1297 | 3364659.6781 | 2296449.3672 | 10270231.8921 | 961560.8286 | 7332603.3321 | 7332603.3321 | 1478867.319 | 3814762.4027 | 0 | 18564396.0529 | 31190629.1067 | 56234.1325 | 0.63404 | 29279.4454 | 49193.3225 | 596.9011 | 1002.8724
1 | 2400 | 707 | 0.03 | 15 | 15 | 7 | 7.4989e-11 | 5spot_SharedNeighbor | Water | Porous | Wet | R245fa | MinimizeLCOE_Brownfield | IgnoreSilica | 2019 | 43.7164 | 5.2401 | 0.19908 | 4 | 25400.3404 | 41255.9611 | 517.8203 | 841.0586 | 85.25 | 0 | 124.9283 | 990493.5042 | 31661.0044 | 1315393.4352 | 1297907.5098 | 0 | 217238.8512 | 0 | 1502550.7789 | 3909328.911 | 2668197.3105 | 11932771.3051 | 961560.8286 | 7332603.3321 | 7332603.3321 | 1478867.319 | 3814762.4027 | 0 | 20226935.4659 | 32853168.5197 | 74989.4209 | 0.79633 | 25400.3404 | 41255.9611 | 517.8203 | 841.0586
1 | 2400 | 707 | 0.03 | 15 | 15 | 7 | 1e-10 | 5spot_SharedNeighbor | Water | Porous | Wet | R245fa | MinimizeLCOE_Brownfield | IgnoreSilica | 2019 | 52.3324 | 6.2817 | 0.24574 | 4 | 22503.2995 | 35348.4295 | 458.7602 | 720.6255 | 85.3178 | 0 | 130.4883 | 1125698.0114 | 35983.0777 | 1520623.3858 | 1549675.4685 | 0 | 231862.1742 | 0 | 1740898.4259 | 4529460.5968 | 3091449.9284 | 13825651.0689 | 961560.8286 | 7332603.3321 | 7332603.3321 | 1478867.319 | 3814762.4027 | 0 | 22119815.2296 | 34746048.2835 | 100000 | 0.98296 | 22503.2995 | 35348.4295 | 458.7602 | 720.6255
1 | 2400 | 707 | 0.03 | 15 | 15 | 7 | 1.3335e-10 | 5spot_SharedNeighbor | Water | Porous | Wet | R245fa | MinimizeLCOE_Brownfield | IgnoreSilica | 2019 | 60.3982 | 7.2556 | 0.29343 | 4 | 20301.5917 | 31058.9205 | 413.8754 | 633.1781 | 85.3558 | 0 | 126.0559 | 1246160.1465 | 39826.3469 | 1706412.5303 | 1785267.3719 | 0 | 237901.6266 | 0 | 1956071.5286 | 5089296.8721 | 3473549.6898 | 15534486.1127 | 961560.8286 | 7332603.3321 | 7332603.3321 | 1478867.319 | 3814762.4027 | 0 | 23828650.2735 | 36454883.3274 | 133352.1432 | 1.1737 | 20301.5917 | 31058.9205 | 413.8754 | 633.1781
1 | 2400 | 707 | 0.03 | 15 | 15 | 7 | 1.7783e-10 | 5spot_SharedNeighbor | Water | Porous | Wet | R245fa | MinimizeLCOE_Brownfield | IgnoreSilica | 2019 | 67.9692 | 8.1678 | 0.34059 | 4 | 18635.5416 | 27903.49 | 379.9107 | 568.8504 | 85.3718 | 0 | 125.9565 | 1354620.7501 | 43279.4169 | 1875964.2764 | 2006254.4302 | 0 | 238981.4192 | 0 | 2152449.1142 | 5600231.0672 | 3822272.7766 | 17094053.2509 | 961560.8286 | 7332603.3321 | 7332603.3321 | 1478867.319 | 3814762.4027 | 0 | 25388217.4116 | 38014450.4655 | 177827.941 | 1.3624 | 18635.5416 | 27903.49 | 379.9107 | 568.8504
1 | 2400 | 707 | 0.03 | 15 | 15 | 7 | 2.3714e-10 | 5spot_SharedNeighbor | Water | Porous | Wet | R245fa | MinimizeLCOE_Brownfield | IgnoreSilica | 2019 | 74.6977 | 8.9762 | 0.38462 | 4 | 17380.4083 | 25587.4463 | 354.3231 | 521.6347 | 85.3713 | 0 | 158.2576 | 1447660.4442 | 46235.0365 | 2023098.4649 | 2202468.5483 | 0 | 235803.6586 | 0 | 2322553.7995 | 6042808.565 | 4124341.0129 | 18444969.53 | 961560.8286 | 7332603.3321 | 7332603.3321 | 1478867.319 | 3814762.4027 | 0 | 26739133.6908 | 39365366.7447 | 237137.3706 | 1.5385 | 17380.4083 | 25587.4463 | 354.3231 | 521.6347
1 | 2400 | 707 | 0.03 | 15 | 15 | 7 | 3.1623e-10 | 5spot_SharedNeighbor | Water | Porous | Wet | R245fa | MinimizeLCOE_Brownfield | IgnoreSilica | 2019 | 80.4318 | 9.6631 | 0.42379 | 4 | 16437.7677 | 23886.172 | 335.1061 | 486.9519 | 85.3605 | 0 | 154.2999 | 1524663.6704 | 48676.0516 | 2146049.6222 | 2369517.1178 | 0 | 229747.3894 | 0 | 2464275.002 | 6411538.0629 | 4376006.4718 | 19570473.388 | 961560.8286 | 7332603.3321 | 7332603.3321 | 1478867.319 | 3814762.4027 | 0 | 27864637.5487 | 40490870.6026 | 316227.766 | 1.6952 | 16437.7677 | 23886.172 | 335.1061 | 486.9519
1 | 2400 | 707 | 0.03 | 15 | 15 | 7 | 4.217e-10 | 5spot_SharedNeighbor | Water | Porous | Wet | R245fa | MinimizeLCOE_Brownfield | IgnoreSilica | 2019 | 87.319 | 10.4852 | 0.46442 | 4 | 15735.9925 | 22532.7124 | 320.7995 | 459.3598 | 85.3359 | 0 | 116.1767 | 1614564.7223 | 51519.3347 | 2290949.3657 | 2569920.3593 | 0 | 233394.0776 | 0 | 2636535.6652 | 6859724.9731 | 4681903.2474 | 20938511.7454 | 961560.8286 | 7332603.3321 | 7332603.3321 | 1478867.319 | 3814762.4027 | 0 | 29232675.9062 | 41858908.9601 | 421696.5034 | 1.8577 | 15735.9925 | 22532.7124 | 320.7995 | 459.3598
1 | 2400 | 707 | 0.03 | 15 | 15 | 7 | 5.6234e-10 | 5spot_SharedNeighbor | Water | Porous | Wet | R245fa | MinimizeLCOE_Brownfield | IgnoreSilica | 2019 | 88.9897 | 10.6841 | 0.48515 | 4 | 15201.6823 | 21708.0667 | 309.9069 | 442.5483 | 85.328 | 0 | 167.8958 | 1635964.7239 | 52194.9918 | 2325660.0106 | 2618491.0523 | 0 | 214428.7145 | 0 | 2670228.4023 | 6947386.5637 | 4741734.0842 | 21206088.5433 | 961560.8286 | 7332603.3321 | 7332603.3321 | 1478867.319 | 3814762.4027 | 0 | 29500252.704 | 42126485.7579 | 562341.3252 | 1.9406 | 15201.6823 | 21708.0667 | 309.9069 | 442.5483
1 | 2400 | 707 | 0.03 | 15 | 15 | 7 | 7.4989e-10 | 5spot_SharedNeighbor | Water | Porous | Wet | R245fa | MinimizeLCOE_Brownfield | IgnoreSilica | 2019 | 91.9982 | 11.0417 | 0.50763 | 4 | 14805.2055 | 21023.4824 | 301.8241 | 428.5921 | 85.3121 | 0 | 150.8598 | 1674118.6491 | 53398.5145 | 2387751.0098 | 2705909.1432 | 0 | 206938.7206 | 0 | 2740965.2545 | 7131429.3429 | 4867347.0628 | 21767857.6974 | 961560.8286 | 7332603.3321 | 7332603.3321 | 1478867.319 | 3814762.4027 | 0 | 30062021.8582 | 42688254.9121 | 749894.2093 | 2.0305 | 14805.2055 | 21023.4824 | 301.8241 | 428.5921
1 | 2400 | 707 | 0.03 | 15 | 15 | 7 | 1e-09 | 5spot_SharedNeighbor | Water | Porous | Wet | R245fa | MinimizeLCOE_Brownfield | IgnoreSilica | 2019 | 94.3493 | 11.3206 | 0.5255 | 4 | 14508.2473 | 20515.0349 | 295.7702 | 418.2267 | 85.2981 | 0 | 157.2347 | 1703598.0112 | 54327.376 | 2435909.0493 | 2774184.1763 | 0 | 200295.9633 | 0 | 2795642.6847 | 7273688.8004 | 4964442.0656 | 22202088.1269 | 961560.8286 | 7332603.3321 | 7332603.3321 | 1478867.319 | 3814762.4027 | 0 | 30496252.2877 | 43122485.3416 | 1000000 | 2.102 | 14508.2473 | 20515.0349 | 295.7702 | 418.2267
1 | 2400 | 707 | 0.03 | 15 | 15 | 7 | 1.3335e-09 | 5spot_SharedNeighbor | Water | Porous | Wet | R245fa | MinimizeLCOE_Brownfield | IgnoreSilica | 2019 | 96.1586 | 11.5349 | 0.53947 | 4 | 14285.7849 | 20136.9613 | 291.235 | 410.5192 | 85.2865 | 0 | 174.468 | 1726085.7014 | 55035.3137 | 2472753.7827 | 2826698.2583 | 0 | 194608.1733 | 0 | 2837320.6795 | 7382126.3935 | 5038452.9511 | 22533081.2535 | 961560.8286 | 7332603.3321 | 7332603.3321 | 1478867.319 | 3814762.4027 | 0 | 30827245.4143 | 43453478.4682 | 1333521.4322 | 2.1579 | 14285.7849 | 20136.9613 | 291.235 | 410.5192
1 | 2400 | 707 | 0.03 | 15 | 15 | 7 | 1.7783e-09 | 5spot_SharedNeighbor | Water | Porous | Wet | R245fa | MinimizeLCOE_Brownfield | IgnoreSilica | 2019 | 97.5398 | 11.6983 | 0.55028 | 4 | 14119.0946 | 19855.3457 | 287.8368 | 404.7781 | 85.2771 | 0 | 179.5667 | 1743138.1706 | 55571.7759 | 2500756.1 | 2866770.4031 | 0 | 189892.0483 | 0 | 2868890.1142 | 7464263.5869 | 5094513.2733 | 22783795.4723 | 961560.8286 | 7332603.3321 | 7332603.3321 | 1478867.319 | 3814762.4027 | 0 | 31077959.6331 | 43704192.687 | 1778279.41 | 2.2011 | 14119.0946 | 19855.3457 | 287.8368 | 404.7781
1 | 2400 | 707 | 0.03 | 15 | 15 | 7 | 2.3714e-09 | 5spot_SharedNeighbor | Water | Porous | Wet | R245fa | MinimizeLCOE_Brownfield | IgnoreSilica | 2019 | 98.583 | 11.8216 | 0.55855 | 4 | 13994.1704 | 19645.4756 | 285.2901 | 400.4996 | 85.2697 | 0 | 174.1767 | 1755952.4993 | 55974.6954 | 2521834.6868 | 2897026.0808 | 0 | 186049.6044 | 0 | 2892566.651 | 7525865.0789 | 5136557.5574 | 22971826.8541 | 961560.8286 | 7332603.3321 | 7332603.3321 | 1478867.319 | 3814762.4027 | 0 | 31265991.0148 | 43892224.0687 | 2371373.7057 | 2.2342 | 13994.1704 | 19645.4756 | 285.2901 | 400.4996
1 | 2400 | 707 | 0.03 | 15 | 15 | 7 | 3.1623e-09 | 5spot_SharedNeighbor | Water | Porous | Wet | R245fa | MinimizeLCOE_Brownfield | IgnoreSilica | 2019 | 99.377 | 11.9154 | 0.56488 | 4 | 13900.5329 | 19488.5472 | 283.3812 | 397.3004 | 85.2639 | 0 | 184.0641 | 1765669.5391 | 56280.1038 | 2537839.0271 | 2920050.7969 | 0 | 183022.2067 | 0 | 2910516.0527 | 7572565.7402 | 5168431.7184 | 23114375.1849 | 961560.8286 | 7332603.3321 | 7332603.3321 | 1478867.319 | 3814762.4027 | 0 | 31408539.3457 | 44034772.3996 | 3162277.6602 | 2.2595 | 13900.5329 | 19488.5472 | 283.3812 | 397.3004
1 | 2400 | 707 | 0.03 | 15 | 15 | 7 | 4.217e-09 | 5spot_SharedNeighbor | Water | Porous | Wet | R245fa | MinimizeLCOE_Brownfield | IgnoreSilica | 2019 | 99.9714 | 11.9855 | 0.56967 | 4 | 13830.3381 | 19371.4044 | 281.9501 | 394.9123 | 85.2595 | 0 | 154.1737 | 1772922.6395 | 56508 | 2549796.7561 | 2937283.3967 | 0 | 180628.4513 | 0 | 2923884.305 | 7607347.1904 | 5192170.7728 | 23220541.5118 | 961560.8286 | 7332603.3321 | 7332603.3321 | 1478867.319 | 3814762.4027 | 0 | 31514705.6726 | 44140938.7265 | 4216965.0343 | 2.2787 | 13830.3381 | 19371.4044 | 281.9501 | 394.9123
1 | 2400 | 707 | 0.03 | 15 | 15 | 7 | 5.6234e-09 | 5spot_SharedNeighbor | Water | Porous | Wet | R245fa | MinimizeLCOE_Brownfield | IgnoreSilica | 2019 | 100.4272 | 12.0393 | 0.57332 | 4 | 13777.7124 | 19283.4746 | 280.8773 | 393.1197 | 85.256 | 0 | 157.5153 | 1778472.8752 | 56682.3507 | 2558953.7741 | 2950496.8888 | 0 | 178812.6251 | 0 | 2934133.2204 | 7634012.7661 | 5210370.5761 | 23301935.0767 | 961560.8286 | 7332603.3321 | 7332603.3321 | 1478867.319 | 3814762.4027 | 0 | 31596099.2374 | 44222332.2913 | 5623413.2519 | 2.2933 | 13777.7124 | 19283.4746 | 280.8773 | 393.1197
1 | 2400 | 707 | 0.03 | 15 | 15 | 7 | 7.4989e-09 | 5spot_SharedNeighbor | Water | Porous | Wet | R245fa | MinimizeLCOE_Brownfield | IgnoreSilica | 2019 | 100.7756 | 12.0804 | 0.5761 | 4 | 13738.2558 | 19217.4614 | 280.0729 | 391.7739 | 85.2534 | 0 | 161.3155 | 1782708.0295 | 56815.3666 | 2565945.0231 | 2960595.1595 | 0 | 177442.498 | 0 | 2941967.3699 | 7654395.6159 | 5224282.29 | 23364151.3523 | 961560.8286 | 7332603.3321 | 7332603.3321 | 1478867.319 | 3814762.4027 | 0 | 31658315.5131 | 44284548.567 | 7498942.0933 | 2.3044 | 13738.2558 | 19217.4614 | 280.0729 | 391.7739
1 | 2400 | 707 | 0.03 | 15 | 15 | 7 | 1e-08 | 5spot_SharedNeighbor | Water | Porous | Wet | R245fa | MinimizeLCOE_Brownfield | IgnoreSilica | 2019 | 101.0313 | 12.1106 | 0.57817 | 4 | 13708.6715 | 19168.243 | 279.4698 | 390.7706 | 85.2514 | 0 | 172.3719 | 1785813.5221 | 56912.8893 | 2571073.6266 | 2968008.4916 | 0 | 176366.2617 | 0 | 2947688.1686 | 7669279.9606 | 5234441.1611 | 23409584.0814 | 961560.8286 | 7332603.3321 | 7332603.3321 | 1478867.319 | 3814762.4027 | 0 | 31703748.2422 | 44329981.2961 | 10000000 | 2.3127 | 13708.6715 | 19168.243 | 279.4698 | 390.7706
1 | 2500 | 707 | 0.03 | 15 | 15 | 7 | 1e-13 | 5spot_SharedNeighbor | Water | Porous | Wet | R245fa | MinimizeLCOE_Brownfield | IgnoreSilica | 2019 | 0 | 0 | 0 | 0 |  |  |  |  | 15 |  | 20.0704 | [19 empty] | 100 | 0
1 | 2500 | 707 | 0.03 | 15 | 15 | 7 | 1.3335e-13 | 5spot_SharedNeighbor | Water | Porous | Wet | R245fa | MinimizeLCOE_Brownfield | IgnoreSilica | 2019 | 0 | 0 | 0 | 0 |  |  |  |  | 15 |  | 24.6842 | [19 empty] | 133.3521 | 0
1 | 2500 | 707 | 0.03 | 15 | 15 | 7 | 1.7783e-13 | 5spot_SharedNeighbor | Water | Porous | Wet | R245fa | MinimizeLCOE_Brownfield | IgnoreSilica | 2019 | 0 | 0 | 0 | 0 |  |  |  |  | 15 |  | 24.636 | [19 empty] | 177.8279 | 0
1 | 2500 | 707 | 0.03 | 15 | 15 | 7 | 2.3714e-13 | 5spot_SharedNeighbor | Water | Porous | Wet | R245fa | MinimizeLCOE_Brownfield | IgnoreSilica | 2019 | 0 | 0 | 0 | 0 |  |  |  |  | 15 |  | 25.276 | [19 empty] | 237.1374 | 0
1 | 2500 | 707 | 0.03 | 15 | 15 | 7 | 3.1623e-13 | 5spot_SharedNeighbor | Water | Porous | Wet | R245fa | MinimizeLCOE_Brownfield | IgnoreSilica | 2019 | 0 | 0 | 0 | 0 |  |  |  |  | 15 |  | 25.5135 | [19 empty] | 316.2278 | 0
1 | 2500 | 707 | 0.03 | 15 | 15 | 7 | 4.217e-13 | 5spot_SharedNeighbor | Water | Porous | Wet | R245fa | MinimizeLCOE_Brownfield | IgnoreSilica | 2019 | 0 | 0 | 0 | 0 |  |  |  |  | 15 |  | 25.1791 | [19 empty] | 421.6965 | 0
1 | 2500 | 707 | 0.03 | 15 | 15 | 7 | 5.6234e-13 | 5spot_SharedNeighbor | Water | Porous | Wet | R245fa | MinimizeLCOE_Brownfield | IgnoreSilica | 2019 | 0 | 0 | 0 | 0 |  |  |  |  | 15 |  | 28.3182 | [19 empty] | 562.3413 | 0
1 | 2500 | 707 | 0.03 | 15 | 15 | 7 | 7.4989e-13 | 5spot_SharedNeighbor | Water | Porous | Wet | R245fa | MinimizeLCOE_Brownfield | IgnoreSilica | 2019 | 0 | 0 | 0 | 0 |  |  |  |  | 15 |  | 28.7364 | [19 empty] | 749.8942 | 0
1 | 2500 | 707 | 0.03 | 15 | 15 | 7 | 1e-12 | 5spot_SharedNeighbor | Water | Porous | Wet | R245fa | MinimizeLCOE_Brownfield | IgnoreSilica | 2019 | 0 | 0 | 0 | 0 |  |  |  |  | 15 |  | 28.3979 | [19 empty] | 1000 | 0
1 | 2500 | 707 | 0.03 | 15 | 15 | 7 | 1.3335e-12 | 5spot_SharedNeighbor | Water | Porous | Wet | R245fa | MinimizeLCOE_Brownfield | IgnoreSilica | 2019 | 1.3208 | 0.12631 | 0.0013953 | 4 | 1679491.0191 | 4028769.3284 | 34238.6961 | 82131.9121 | 75.2792 | 0 | 226.6326 | 67350.6417 | 1972.6485 | 67342.0655 | 59257.2492 | 0 | 40604.095 | 0 | 92245.413 | 240003.6424 | 163807.4175 | 732583.1729 | 961560.8286 | 7679370.0231 | 7679370.0231 | 1478867.319 | 3953469.0791 | 0 | 9373514.0246 | 22485220.4459 | 1333.5214 | 0.0055812 | 1679491.0191 | 4028769.3284 | 34238.6961 | 82131.9121
1 | 2500 | 707 | 0.03 | 15 | 15 | 7 | 1.7783e-12 | 5spot_SharedNeighbor | Water | Porous | Wet | R245fa | MinimizeLCOE_Brownfield | IgnoreSilica | 2019 | 1.8459 | 0.19153 | 0.0030596 | 4 | 785394.5235 | 1856768.2239 | 16011.3297 | 37852.7317 | 78.7005 | 0 | 334.2666 | 93034.2972 | 2804.4086 | 93685.5724 | 74919.1417 | 0 | 49027.7326 | 0 | 122253.7495 | 318079.1784 | 217095.5752 | 970899.6555 | 961560.8286 | 7679370.0231 | 7679370.0231 | 1478867.319 | 3953469.0791 | 0 | 9611830.5073 | 22723536.9286 | 1778.2794 | 0.012238 | 785394.5235 | 1856768.2239 | 16011.3297 | 37852.7317
1 | 2500 | 707 | 0.03 | 15 | 15 | 7 | 2.3714e-12 | 5spot_SharedNeighbor | Water | Porous | Wet | R245fa | MinimizeLCOE_Brownfield | IgnoreSilica | 2019 | 2.5266 | 0.2773 | 0.0054553 | 4 | 453641.4233 | 1054512.3754 | 9248.094 | 21497.6611 | 81.1721 | 0 | 480.6676 | 123105.0647 | 3788.6384 | 125710.495 | 95248.3355 | 0 | 58331.5719 | 0 | 158411.8011 | 412155.0118 | 281304.2645 | 1258055.1828 | 961560.8286 | 7679370.0231 | 7679370.0231 | 1478867.319 | 3953469.0791 | 0 | 9898986.0346 | 23010692.4559 | 2371.3737 | 0.021821 | 453641.4233 | 1054512.3754 | 9248.094 | 21497.6611
1 | 2500 | 707 | 0.03 | 15 | 15 | 7 | 3.1623e-12 | 5spot_SharedNeighbor | Water | Porous | Wet | R245fa | MinimizeLCOE_Brownfield | IgnoreSilica | 2019 | 3.4003 | 0.38794 | 0.0087426 | 4 | 292840.1057 | 667777.9951 | 5969.9417 | 13613.5577 | 82.972 | 0 | 83.2458 | 157899.8637 | 4932.1502 | 164211.2544 | 120946.175 | 0 | 68528.7885 | 0 | 201442.1104 | 524111.0499 | 357716.561 | 1599787.9532 | 961560.8286 | 7679370.0231 | 7679370.0231 | 1478867.319 | 3953469.0791 | 0 | 10240718.8049 | 23352425.2262 | 3162.2777 | 0.03497 | 292840.1057 | 667777.9951 | 5969.9417 | 13613.5577
1 | 2500 | 707 | 0.03 | 15 | 15 | 7 | 4.217e-12 | 5spot_SharedNeighbor | Water | Porous | Wet | R245fa | MinimizeLCOE_Brownfield | IgnoreSilica | 2019 | 4.5038 | 0.52917 | 0.013294 | 4 | 200283.3594 | 446849.4093 | 4083.0472 | 9109.6296 | 84.2872 | 0 | 120.2048 | 198307.1401 | 6266.4979 | 210274.3255 | 154528.5804 | 0 | 79452.7917 | 0 | 253043.4409 | 658367.1268 | 449349.0921 | 2009588.9954 | 961560.8286 | 7679370.0231 | 7679370.0231 | 1478867.319 | 3953469.0791 | 0 | 10650519.8472 | 23762226.2685 | 4216.965 | 0.053177 | 200283.3594 | 446849.4093 | 4083.0472 | 9109.6296
1 | 2500 | 707 | 0.03 | 15 | 15 | 7 | 5.6234e-12 | 5spot_SharedNeighbor | Water | Porous | Wet | R245fa | MinimizeLCOE_Brownfield | IgnoreSilica | 2019 | 5.9166 | 0.70949 | 0.019295 | 4 | 144331.3428 | 314213.1292 | 2942.3896 | 6405.6596 | 85.2701 | 0 | 121.3217 | 245194.3449 | 7812.386 | 265664.2206 | 196500.5492 | 0 | 91594.1169 | 0 | 314638.5909 | 818625.0722 | 558728.4328 | 2498757.7135 | 961560.8286 | 7679370.0231 | 7679370.0231 | 1478867.319 | 3953469.0791 | 0 | 11139688.5652 | 24251394.9865 | 5623.4133 | 0.077181 | 144331.3428 | 314213.1292 | 2942.3896 | 6405.6596
1 | 2500 | 707 | 0.03 | 15 | 15 | 7 | 7.4989e-12 | 5spot_SharedNeighbor | Water | Porous | Wet | R245fa | MinimizeLCOE_Brownfield | IgnoreSilica | 2019 | 7.6191 | 0.92639 | 0.027102 | 4 | 107869.4675 | 228819.1752 | 2199.065 | 4664.7884 | 85.9411 | 0 | 124.9564 | 296901.8008 | 9514.6457 | 328685.3468 | 247138.4428 | 0 | 103405.7375 | 0 | 384401.9297 | 1000134.9695 | 682612.6674 | 3052795.5402 | 961560.8286 | 7679370.0231 | 7679370.0231 | 1478867.319 | 3953469.0791 | 0 | 11693726.392 | 24805432.8133 | 7498.9421 | 0.10841 | 107869.4675 | 228819.1752 | 2199.065 | 4664.7884
1 | 2500 | 707 | 0.03 | 15 | 15 | 7 | 1e-11 | 5spot_SharedNeighbor | Water | Porous | Wet | R245fa | MinimizeLCOE_Brownfield | IgnoreSilica | 2019 | 10.0675 | 1.2413 | 0.03795 | 4 | 82114.1028 | 168488.9557 | 1674.0071 | 3434.8753 | 86.6086 | 0 | 131.8666 | 366173.3155 | 11801.0323 | 415154.1089 | 320606.2885 | 0 | 120905.363 | 0 | 481509.6422 | 1252789.3178 | 855054.4516 | 3823993.5197 | 961560.8286 | 7679370.0231 | 7679370.0231 | 1478867.319 | 3953469.0791 | 0 | 12464924.3715 | 25576630.7928 | 10000 | 0.1518 | 82114.1028 | 168488.9557 | 1674.0071 | 3434.8753
1 | 2500 | 707 | 0.03 | 15 | 15 | 7 | 1.3335e-11 | 5spot_SharedNeighbor | Water | Porous | Wet | R245fa | MinimizeLCOE_Brownfield | IgnoreSilica | 2019 | 12.9787 | 1.6147 | 0.051833 | 4 | 64285.5017 | 127526.0147 | 1310.5469 | 2599.7903 | 87.0415 | 0 | 91.6174 | 441575.9081 | 14283.1968 | 512194.6221 | 407870.5967 | 0 | 137491.9216 | 0 | 590232.3357 | 1535663.4641 | 1048121.869 | 4687433.9141 | 961560.8286 | 7679370.0231 | 7679370.0231 | 1478867.319 | 3953469.0791 | 0 | 13328364.7659 | 26440071.1872 | 13335.2143 | 0.20733 | 64285.5017 | 127526.0147 | 1310.5469 | 2599.7903
1 | 2500 | 707 | 0.03 | 15 | 15 | 7 | 1.7783e-11 | 5spot_SharedNeighbor | Water | Porous | Wet | R245fa | MinimizeLCOE_Brownfield | IgnoreSilica | 2019 | 16.6009 | 2.0793 | 0.069801 | 4 | 51403.8205 | 98365.0541 | 1047.9364 | 2005.3047 | 87.3708 | 0 | 117.3779 | 528391.5632 | 17136.6173 | 626888.102 | 516322.565 | 0 | 155203.831 | 0 | 719137.6446 | 1871048.6358 | 1277029.1401 | 5711158.0988 | 961560.8286 | 7679370.0231 | 7679370.0231 | 1478867.319 | 3953469.0791 | 0 | 14352088.9506 | 27463795.3719 | 17782.7941 | 0.2792 | 51403.8205 | 98365.0541 | 1047.9364 | 2005.3047
1 | 2500 | 707 | 0.03 | 15 | 15 | 7 | 2.3714e-11 | 5spot_SharedNeighbor | Water | Porous | Wet | R245fa | MinimizeLCOE_Brownfield | IgnoreSilica | 2019 | 21.0808 | 2.6541 | 0.092841 | 4 | 41908.0277 | 77214.9607 | 854.3518 | 1574.1314 | 87.6235 | 0 | 125.8749 | 628103.9651 | 20408.822 | 761907.4325 | 650463.4934 | 0 | 174057.9936 | 0 | 871627.2656 | 2267795.3497 | 1547816.9247 | 6922181.2467 | 961560.8286 | 7679370.0231 | 7679370.0231 | 1478867.319 | 3953469.0791 | 0 | 15563112.0985 | 28674818.5198 | 23713.7371 | 0.37136 | 41908.0277 | 77214.9607 | 854.3518 | 1574.1314
1 | 2500 | 707 | 0.03 | 15 | 15 | 7 | 3.1623e-11 | 5spot_SharedNeighbor | Water | Porous | Wet | R245fa | MinimizeLCOE_Brownfield | IgnoreSilica | 2019 | 26.5083 | 3.3507 | 0.12189 | 4 | 34803.5599 | 61694.9716 | 709.5176 | 1257.7354 | 87.8169 | 0 | 124.9258 | 740664.4507 | 24096.6523 | 917915.33 | 812991.657 | 0 | 193352.3862 | 0 | 1048717.9857 | 2728549.0772 | 1862290.8113 | 8328578.3504 | 961560.8286 | 7679370.0231 | 7679370.0231 | 1478867.319 | 3953469.0791 | 0 | 16969509.2021 | 30081215.6234 | 31622.7766 | 0.48758 | 34803.5599 | 61694.9716 | 709.5176 | 1257.7354
1 | 2500 | 707 | 0.03 | 15 | 15 | 7 | 4.217e-11 | 5spot_SharedNeighbor | Water | Porous | Wet | R245fa | MinimizeLCOE_Brownfield | IgnoreSilica | 2019 | 32.9392 | 4.1761 | 0.15776 | 4 | 29428.8974 | 50206.4779 | 599.9479 | 1023.527 | 87.9652 | 0 | 130.1617 | 865412.2064 | 28177.0249 | 1094623.9871 | 1005577.7676 | 0 | 212338.1367 | 0 | 1250390.3578 | 3253259.2206 | 2220416.2659 | 9930194.9668 | 961560.8286 | 7679370.0231 | 7679370.0231 | 1478867.319 | 3953469.0791 | 0 | 18571125.8186 | 31682832.2399 | 42169.6503 | 0.63105 | 29428.8974 | 50206.4779 | 599.9479 | 1023.527
1 | 2500 | 707 | 0.03 | 15 | 15 | 7 | 5.6234e-11 | 5spot_SharedNeighbor | Water | Porous | Wet | R245fa | MinimizeLCOE_Brownfield | IgnoreSilica | 2019 | 40.3445 | 5.1269 | 0.20082 | 4 | 25332.5079 | 41655.1982 | 516.4374 | 849.1976 | 88.0787 | 0 | 146.1047 | 1000379.6526 | 32584.5188 | 1289697.8968 | 1227441.9862 | 0 | 230080.6261 | 0 | 1474272.0254 | 3835753.3953 | 2617980.5092 | 11708190.6104 | 961560.8286 | 7679370.0231 | 7679370.0231 | 1478867.319 | 3953469.0791 | 0 | 20349121.4622 | 33460827.8835 | 56234.1325 | 0.80328 | 25332.5079 | 41655.1982 | 516.4374 | 849.1976
1 | 2500 | 707 | 0.03 | 15 | 15 | 7 | 7.4989e-11 | 5spot_SharedNeighbor | Water | Porous | Wet | R245fa | MinimizeLCOE_Brownfield | IgnoreSilica | 2019 | 48.4419 | 6.1664 | 0.25028 | 4 | 22201.6096 | 35298.5763 | 452.6098 | 719.6092 | 88.1618 | 0 | 153.7123 | 1139732.2593 | 37127.381 | 1494858.1948 | 1470060.9097 | 0 | 244579.9107 | 0 | 1710679.8756 | 4450838.1277 | 3037788.4778 | 13585665.1366 | 961560.8286 | 7679370.0231 | 7679370.0231 | 1478867.319 | 3953469.0791 | 0 | 22226595.9884 | 35338302.4097 | 74989.4209 | 1.0011 | 22201.6096 | 35298.5763 | 452.6098 | 719.6092
1 | 2500 | 707 | 0.03 | 15 | 15 | 7 | 1e-10 | 5spot_SharedNeighbor | Water | Porous | Wet | R245fa | MinimizeLCOE_Brownfield | IgnoreSilica | 2019 | 56.228 | 7.1651 | 0.30295 | 4 | 19773.1536 | 30593.017 | 403.1025 | 623.68 | 88.2137 | 0 | 188.7144 | 1267171.1167 | 41274.1003 | 1685526.4273 | 1703267.1731 | 0 | 249251.4611 | 0 | 1929131.2086 | 5019203.6856 | 3425709.6498 | 15320534.8225 | 961560.8286 | 7679370.0231 | 7679370.0231 | 1478867.319 | 3953469.0791 | 0 | 23961465.6743 | 37073172.0956 | 100000 | 1.2118 | 19773.1536 | 30593.017 | 403.1025 | 623.68
1 | 2500 | 707 | 0.03 | 15 | 15 | 7 | 1.3335e-10 | 5spot_SharedNeighbor | Water | Porous | Wet | R245fa | MinimizeLCOE_Brownfield | IgnoreSilica | 2019 | 65.3091 | 8.3277 | 0.36115 | 4 | 17967.6922 | 27043.9749 | 366.2957 | 551.328 | 88.2456 | 0 | 152.317 | 1408982.9162 | 45878.0531 | 1900937.8554 | 1975031.6255 | 0 | 259739.2349 | 0 | 2180322.1772 | 5672751.0595 | 3871769.1615 | 17315412.0833 | 961560.8286 | 7679370.0231 | 7679370.0231 | 1478867.319 | 3953469.0791 | 0 | 25956342.935 | 39068049.3563 | 133352.1432 | 1.4446 | 17967.6922 | 27043.9749 | 366.2957 | 551.328
1 | 2500 | 707 | 0.03 | 15 | 15 | 7 | 1.7783e-10 | 5spot_SharedNeighbor | Water | Porous | Wet | R245fa | MinimizeLCOE_Brownfield | IgnoreSilica | 2019 | 72.807 | 9.2848 | 0.41466 | 4 | 16604.5795 | 24509.6548 | 338.5068 | 499.6625 | 88.2509 | 0 | 160.1452 | 1521216.4644 | 49512.3133 | 2073782.8532 | 2199118.4521 | 0 | 258600.892 | 0 | 2379870.0802 | 6191933.7703 | 4226122.0298 | 18900156.8553 | 961560.8286 | 7679370.0231 | 7679370.0231 | 1478867.319 | 3953469.0791 | 0 | 27541087.7071 | 40652794.1283 | 177827.941 | 1.6586 | 16604.5795 | 24509.6548 | 338.5068 | 499.6625
1 | 2500 | 707 | 0.03 | 15 | 15 | 7 | 2.3714e-10 | 5spot_SharedNeighbor | Water | Porous | Wet | R245fa | MinimizeLCOE_Brownfield | IgnoreSilica | 2019 | 79.3823 | 10.1213 | 0.46373 | 4 | 15578.133 | 22646.7723 | 317.5813 | 461.6851 | 88.2411 | 0 | 158.9322 | 1616377.2553 | 52586.0721 | 2221962.7993 | 2395334.3729 | 0 | 253449.6431 | 0 | 2550486.9557 | 6635843.8818 | 4529099.8023 | 20255140.7824 | 961560.8286 | 7679370.0231 | 7679370.0231 | 1478867.319 | 3953469.0791 | 0 | 28896071.6342 | 42007778.0555 | 237137.3706 | 1.8549 | 15578.133 | 22646.7723 | 317.5813 | 461.6851
1 | 2500 | 707 | 0.03 | 15 | 15 | 7 | 3.1623e-10 | 5spot_SharedNeighbor | Water | Porous | Wet | R245fa | MinimizeLCOE_Brownfield | IgnoreSilica | 2019 | 84.907 | 10.8217 | 0.50666 | 4 | 14807.2086 | 21276.8514 | 301.865 | 433.7574 | 88.2229 | 0 | 154.6476 | 1694146.4877 | 55092.1885 | 2344176.6825 | 2559947.9532 | 0 | 245687.4567 | 0 | 2690629.7998 | 7000466.8149 | 4777962.4464 | 21368109.8297 | 961560.8286 | 7679370.0231 | 7679370.0231 | 1478867.319 | 3953469.0791 | 0 | 30009040.6814 | 43120747.1027 | 316227.766 | 2.0267 | 14807.2086 | 21276.8514 | 301.865 | 433.7574
1 | 2500 | 707 | 0.03 | 15 | 15 | 7 | 4.217e-10 | 5spot_SharedNeighbor | Water | Porous | Wet | R245fa | MinimizeLCOE_Brownfield | IgnoreSilica | 2019 | 89.4307 | 11.3933 | 0.54296 | 4 | 14229.0221 | 20266.1868 | 290.0779 | 413.1536 | 88.2017 | 0 | 163.4257 | 1756416.1858 | 57094.6602 | 2442762.9819 | 2694537.6572 | 0 | 236882.8315 | 0 | 2803200.7835 | 7293353.4231 | 4977863.5747 | 22262112.0978 | 961560.8286 | 7679370.0231 | 7679370.0231 | 1478867.319 | 3953469.0791 | 0 | 30903042.9496 | 44014749.3709 | 421696.5034 | 2.1718 | 14229.0221 | 20266.1868 | 290.0779 | 413.1536
1 | 2500 | 707 | 0.03 | 15 | 15 | 7 | 5.6234e-10 | 5spot_SharedNeighbor | Water | Porous | Wet | R245fa | MinimizeLCOE_Brownfield | IgnoreSilica | 2019 | 93.0434 | 11.8485 | 0.57274 | 4 | 13795.6622 | 19518.8907 | 281.2432 | 397.919 | 88.1808 | 0 | 168.4543 | 1805273.3977 | 58663.035 | 2520573.4894 | 2801886.7501 | 0 | 228051.0598 | 0 | 2891634.6155 | 7523440.1137 | 5134902.4688 | 22964424.9299 | 961560.8286 | 7679370.0231 | 7679370.0231 | 1478867.319 | 3953469.0791 | 0 | 31605355.7817 | 44717062.203 | 562341.3252 | 2.291 | 13795.6622 | 19518.8907 | 281.2432 | 397.919
1 | 2500 | 707 | 0.03 | 15 | 15 | 7 | 7.4989e-10 | 5spot_SharedNeighbor | Water | Porous | Wet | R245fa | MinimizeLCOE_Brownfield | IgnoreSilica | 2019 | 95.8808 | 12.2051 | 0.59665 | 4 | 13470.9109 | 18964.8335 | 274.6227 | 386.6238 | 88.1621 | 0 | 175.2284 | 1843120.2265 | 59876.1981 | 2581128.8736 | 2886110.156 | 0 | 219884.306 | 0 | 2960146.7065 | 7701694.5207 | 5256564.7644 | 23508525.7517 | 961560.8286 | 7679370.0231 | 7679370.0231 | 1478867.319 | 3953469.0791 | 0 | 32149456.6035 | 45261163.0248 | 749894.2093 | 2.3866 | 13470.9109 | 18964.8335 | 274.6227 | 386.6238
1 | 2500 | 707 | 0.03 | 15 | 15 | 7 | 1e-09 | 5spot_SharedNeighbor | Water | Porous | Wet | R245fa | MinimizeLCOE_Brownfield | IgnoreSilica | 2019 | 98.0734 | 12.4802 | 0.61548 | 4 | 13227.5395 | 18553.3709 | 269.6613 | 378.2356 | 88.1462 | 0 | 169.209 | 1872056.2374 | 60802.6493 | 2627593.2094 | 2951136.4023 | 0 | 212691.2708 | 0 | 3012469.11 | 7837826.6818 | 5349477.7616 | 23924053.3226 | 961560.8286 | 7679370.0231 | 7679370.0231 | 1478867.319 | 3953469.0791 | 0 | 32564984.1744 | 45676690.5957 | 1000000 | 2.4619 | 13227.5395 | 18553.3709 | 269.6613 | 378.2356
1 | 2500 | 707 | 0.03 | 15 | 15 | 7 | 1.3335e-09 | 5spot_SharedNeighbor | Water | Porous | Wet | R245fa | MinimizeLCOE_Brownfield | IgnoreSilica | 2019 | 99.7667 | 12.6923 | 0.63018 | 4 | 13045.1333 | 18246.6983 | 265.9427 | 371.9836 | 88.1331 | 0 | 148.9618 | 1894220.8454 | 61511.648 | 2663282.4722 | 3001318.8603 | 0 | 206678.3085 | 0 | 3052534.7324 | 7942069.2128 | 5420625.431 | 24242241.5106 | 961560.8286 | 7679370.0231 | 7679370.0231 | 1478867.319 | 3953469.0791 | 0 | 32883172.3624 | 45994878.7837 | 1333521.4322 | 2.5207 | 13045.1333 | 18246.6983 | 265.9427 | 371.9836
1 | 2500 | 707 | 0.03 | 15 | 15 | 7 | 1.7783e-09 | 5spot_SharedNeighbor | Water | Porous | Wet | R245fa | MinimizeLCOE_Brownfield | IgnoreSilica | 2019 | 101.0554 | 12.8535 | 0.64151 | 4 | 12908.4028 | 18018.1091 | 263.1553 | 367.3235 | 88.1227 | 0 | 173.4646 | 1910985.5545 | 62047.5322 | 2690333.7741 | 3039491.6935 | 0 | 201736.51 | 0 | 3082792.075 | 8020792.6117 | 5474355.7683 | 24482535.5192 | 961560.8286 | 7679370.0231 | 7679370.0231 | 1478867.319 | 3953469.0791 | 0 | 33123466.371 | 46235172.7923 | 1778279.41 | 2.566 | 12908.4028 | 18018.1091 | 263.1553 | 367.3235
1 | 2500 | 707 | 0.03 | 15 | 15 | 7 | 2.3714e-09 | 5spot_SharedNeighbor | Water | Porous | Wet | R245fa | MinimizeLCOE_Brownfield | IgnoreSilica | 2019 | 102.0371 | 12.9762 | 0.6502 | 4 | 12805.899 | 17847.3218 | 261.0656 | 363.8418 | 88.1145 | 0 | 155.289 | 1923695.6637 | 62453.5876 | 2710875.4405 | 3068556.8914 | 0 | 197791.1517 | 0 | 3105715.3666 | 8080434.3142 | 5515062.4557 | 24664584.8715 | 961560.8286 | 7679370.0231 | 7679370.0231 | 1478867.319 | 3953469.0791 | 0 | 33305515.7232 | 46417222.1445 | 2371373.7057 | 2.6008 | 12805.899 | 17847.3218 | 261.0656 | 363.8418
1 | 2500 | 707 | 0.03 | 15 | 15 | 7 | 3.1623e-09 | 5spot_SharedNeighbor | Water | Porous | Wet | R245fa | MinimizeLCOE_Brownfield | IgnoreSilica | 2019 | 102.7681 | 13.0675 | 0.65677 | 4 | 12729.0476 | 17720.0437 | 259.4989 | 361.2471 | 88.1083 | 0 | 156.002 | 1933127.3214 | 62754.7786 | 2726136.9517 | 3090194.7147 | 0 | 194619.908 | 0 | 3122665.133 | 8124534.1294 | 5545161.4858 | 24799194.4227 | 961560.8286 | 7679370.0231 | 7679370.0231 | 1478867.319 | 3953469.0791 | 0 | 33440125.2745 | 46551831.6958 | 3162277.6602 | 2.6271 | 12729.0476 | 17720.0437 | 259.4989 | 361.2471
1 | 2500 | 707 | 0.03 | 15 | 15 | 7 | 4.217e-09 | 5spot_SharedNeighbor | Water | Porous | Wet | R245fa | MinimizeLCOE_Brownfield | IgnoreSilica | 2019 | 103.3406 | 13.1389 | 0.66184 | 4 | 12671.4254 | 17624.1818 | 258.3241 | 359.2928 | 88.1033 | 0 | 161.4999 | 1940493.7442 | 62989.9432 | 2738067.5552 | 3107135.8645 | 0 | 192254.5931 | 0 | 3135967.2631 | 8159143.5432 | 5568783.1218 | 24904835.6282 | 961560.8286 | 7679370.0231 | 7679370.0231 | 1478867.319 | 3953469.0791 | 0 | 33545766.48 | 46657472.9013 | 4216965.0343 | 2.6474 | 12671.4254 | 17624.1818 | 258.3241 | 359.2928
1 | 2500 | 707 | 0.03 | 15 | 15 | 7 | 5.6234e-09 | 5spot_SharedNeighbor | Water | Porous | Wet | R245fa | MinimizeLCOE_Brownfield | IgnoreSilica | 2019 | 103.7498 | 13.19 | 0.66558 | 4 | 12628.219 | 17553.1274 | 257.4433 | 357.8442 | 88.0997 | 0 | 137.1867 | 1945747.7339 | 63157.6298 | 2746582.7624 | 3119241.1735 | 0 | 190316.3492 | 0 | 3145367.8031 | 8183601.8199 | 5585476.3983 | 24979491.6702 | 961560.8286 | 7679370.0231 | 7679370.0231 | 1478867.319 | 3953469.0791 | 0 | 33620422.522 | 46732128.9432 | 5623413.2519 | 2.6623 | 12628.219 | 17553.1274 | 257.4433 | 357.8442
1 | 2500 | 707 | 0.03 | 15 | 15 | 7 | 7.4989e-09 | 5spot_SharedNeighbor | Water | Porous | Wet | R245fa | MinimizeLCOE_Brownfield | IgnoreSilica | 2019 | 104.0781 | 13.2309 | 0.66849 | 4 | 12595.8211 | 17499.2869 | 256.7828 | 356.7466 | 88.0968 | 0 | 179.7163 | 1949956.8535 | 63291.9441 | 2753408.0325 | 3128952.3803 | 0 | 188933.9968 | 0 | 3152971.8508 | 8203385.9924 | 5598979.5025 | 25039880.5529 | 961560.8286 | 7679370.0231 | 7679370.0231 | 1478867.319 | 3953469.0791 | 0 | 33680811.4047 | 46792517.826 | 7498942.0933 | 2.674 | 12595.8211 | 17499.2869 | 256.7828 | 356.7466
1 | 2500 | 707 | 0.03 | 15 | 15 | 7 | 1e-08 | 5spot_SharedNeighbor | Water | Porous | Wet | R245fa | MinimizeLCOE_Brownfield | IgnoreSilica | 2019 | 104.3144 | 13.2604 | 0.67064 | 4 | 12571.5272 | 17459.2805 | 256.2876 | 355.931 | 88.0947 | 0 | 186.3773 | 1952983.445 | 63388.5098 | 2758317.7349 | 3135942.6693 | 0 | 187827.1528 | 0 | 3158399.2096 | 8217506.8666 | 5608617.2893 | 25082982.8772 | 961560.8286 | 7679370.0231 | 7679370.0231 | 1478867.319 | 3953469.0791 | 0 | 33723913.729 | 46835620.1503 | 10000000 | 2.6826 | 12571.5272 | 17459.2805 | 256.2876 | 355.931
1 | 2600 | 707 | 0.03 | 15 | 15 | 7 | 1e-13 | 5spot_SharedNeighbor | Water | Porous | Wet | R245fa | MinimizeLCOE_Brownfield | IgnoreSilica | 2019 | 0 | 0 | 0 | 0 |  |  |  |  | 15 |  | 21.8252 | [19 empty] | 100 | 0
1 | 2600 | 707 | 0.03 | 15 | 15 | 7 | 1.3335e-13 | 5spot_SharedNeighbor | Water | Porous | Wet | R245fa | MinimizeLCOE_Brownfield | IgnoreSilica | 2019 | 0 | 0 | 0 | 0 |  |  |  |  | 15 |  | 24.8921 | [19 empty] | 133.3521 | 0
1 | 2600 | 707 | 0.03 | 15 | 15 | 7 | 1.7783e-13 | 5spot_SharedNeighbor | Water | Porous | Wet | R245fa | MinimizeLCOE_Brownfield | IgnoreSilica | 2019 | 0 | 0 | 0 | 0 |  |  |  |  | 15 |  | 24.6669 | [19 empty] | 177.8279 | 0
1 | 2600 | 707 | 0.03 | 15 | 15 | 7 | 2.3714e-13 | 5spot_SharedNeighbor | Water | Porous | Wet | R245fa | MinimizeLCOE_Brownfield | IgnoreSilica | 2019 | 0 | 0 | 0 | 0 |  |  |  |  | 15 |  | 25.5336 | [19 empty] | 237.1374 | 0
1 | 2600 | 707 | 0.03 | 15 | 15 | 7 | 3.1623e-13 | 5spot_SharedNeighbor | Water | Porous | Wet | R245fa | MinimizeLCOE_Brownfield | IgnoreSilica | 2019 | 0 | 0 | 0 | 0 |  |  |  |  | 15 |  | 26.0186 | [19 empty] | 316.2278 | 0
1 | 2600 | 707 | 0.03 | 15 | 15 | 7 | 4.217e-13 | 5spot_SharedNeighbor | Water | Porous | Wet | R245fa | MinimizeLCOE_Brownfield | IgnoreSilica | 2019 | 0 | 0 | 0 | 0 |  |  |  |  | 15 |  | 25.2415 | [19 empty] | 421.6965 | 0
1 | 2600 | 707 | 0.03 | 15 | 15 | 7 | 5.6234e-13 | 5spot_SharedNeighbor | Water | Porous | Wet | R245fa | MinimizeLCOE_Brownfield | IgnoreSilica | 2019 | 0 | 0 | 0 | 0 |  |  |  |  | 15 |  | 28.0002 | [19 empty] | 562.3413 | 0
1 | 2600 | 707 | 0.03 | 15 | 15 | 7 | 7.4989e-13 | 5spot_SharedNeighbor | Water | Porous | Wet | R245fa | MinimizeLCOE_Brownfield | IgnoreSilica | 2019 | 0 | 0 | 0 | 0 |  |  |  |  | 15 |  | 28.3733 | [19 empty] | 749.8942 | 0
1 | 2600 | 707 | 0.03 | 15 | 15 | 7 | 1e-12 | 5spot_SharedNeighbor | Water | Porous | Wet | R245fa | MinimizeLCOE_Brownfield | IgnoreSilica | 2019 | 1.6 | 0.16861 | 0.00012619 | 4 | 19650873.9888 | 46604523.1999 | 400609.646 | 950096.2427 | 79.3919 | 0 | 33.7793 | 85806.3513 | 2594.7834 | 84559.7989 | 68346.2428 | 0 | 57540.4973 | 0 | 116550.5928 | 303240.7345 | 206968.0323 | 925607.0333 | 961560.8286 | 8031996.805 | 8031996.805 | 1478867.319 | 4094519.7919 | 0 | 9919164.6669 | 23524548.5828 | 1000 | 0.00050477 | 19650873.9888 | 46604523.1999 | 400609.646 | 950096.2427
1 | 2600 | 707 | 0.03 | 15 | 15 | 7 | 1.3335e-12 | 5spot_SharedNeighbor | Water | Porous | Wet | R245fa | MinimizeLCOE_Brownfield | IgnoreSilica | 2019 | 1.5542 | 0.16263 | 0.0022479 | 4 | 1097426.0309 | 2610568.6625 | 22372.514 | 53219.9732 | 79.079 | 0 | 271.7496 | 83436.8317 | 2516.7536 | 82169.852 | 66978.2206 | 0 | 47058.2928 | 0 | 110042.3808 | 286307.7019 | 195410.8896 | 873920.923 | 961560.8286 | 8031996.805 | 8031996.805 | 1478867.319 | 4094519.7919 | 0 | 9867478.5566 | 23472862.4725 | 1333.5214 | 0.0089915 | 1097426.0309 | 2610568.6625 | 22372.514 | 53219.9732
1 | 2600 | 707 | 0.03 | 15 | 15 | 7 | 1.7783e-12 | 5spot_SharedNeighbor | Water | Porous | Wet | R245fa | MinimizeLCOE_Brownfield | IgnoreSilica | 2019 | 2.1571 | 0.2423 | 0.0044381 | 4 | 571422.9084 | 1337814.5159 | 11649.2289 | 27273.1584 | 82.2477 | 0 | 397.5412 | 113286.9684 | 3506.6626 | 112750.856 | 85213.1703 | 0 | 56745.7132 | 0 | 144886.3145 | 376964.47 | 257285.9966 | 1150640.1515 | 961560.8286 | 8031996.805 | 8031996.805 | 1478867.319 | 4094519.7919 | 0 | 10144197.7851 | 23749581.701 | 1778.2794 | 0.017753 | 571422.9084 | 1337814.5159 | 11649.2289 | 27273.1584
1 | 2600 | 707 | 0.03 | 15 | 15 | 7 | 2.3714e-12 | 5spot_SharedNeighbor | Water | Porous | Wet | R245fa | MinimizeLCOE_Brownfield | IgnoreSilica | 2019 | 2.9056 | 0.3427 | 0.0075683 | 4 | 345693.6846 | 795114.9883 | 7047.4333 | 16209.4945 | 84.4715 | 0 | 87.9774 | 147029.7945 | 4636.4997 | 148518.3294 | 108329.3342 | 0 | 66638.5725 | 0 | 185309.4868 | 482137.2725 | 329068.5954 | 1471667.885 | 961560.8286 | 8031996.805 | 8031996.805 | 1478867.319 | 4094519.7919 | 0 | 10465225.5187 | 24070609.4346 | 2371.3737 | 0.030273 | 345693.6846 | 795114.9883 | 7047.4333 | 16209.4945
1 | 2600 | 707 | 0.03 | 15 | 15 | 7 | 3.1623e-12 | 5spot_SharedNeighbor | Water | Porous | Wet | R245fa | MinimizeLCOE_Brownfield | IgnoreSilica | 2019 | 3.8996 | 0.47641 | 0.011831 | 4 | 229529.1464 | 517021.28 | 4679.2621 | 10540.1781 | 86.169 | 0 | 98.9437 | 187494.0947 | 5994.8992 | 193041.6962 | 138470.8341 | 0 | 78360.2618 | 0 | 235311.0965 | 612231.2043 | 417860.377 | 1868764.4638 | 961560.8286 | 8031996.805 | 8031996.805 | 1478867.319 | 4094519.7919 | 0 | 10862322.0975 | 24467706.0134 | 3162.2777 | 0.047324 | 229529.1464 | 517021.28 | 4679.2621 | 10540.1781
1 | 2600 | 707 | 0.03 | 15 | 15 | 7 | 4.217e-12 | 5spot_SharedNeighbor | Water | Porous | Wet | R245fa | MinimizeLCOE_Brownfield | IgnoreSilica | 2019 | 5.1512 | 0.64569 | 0.017616 | 4 | 160834.7353 | 353919.303 | 3278.8336 | 7215.1237 | 87.4067 | 0 | 104.3436 | 234068.1242 | 7561.9674 | 245955.5013 | 176865.3413 | 0 | 90861.8744 | 0 | 294571.9954 | 766415.9069 | 523094.6047 | 2339395.3155 | 961560.8286 | 8031996.805 | 8031996.805 | 1478867.319 | 4094519.7919 | 0 | 11332952.9492 | 24938336.8651 | 4216.965 | 0.070463 | 160834.7353 | 353919.303 | 3278.8336 | 7215.1237
1 | 2600 | 707 | 0.03 | 15 | 15 | 7 | 5.6234e-12 | 5spot_SharedNeighbor | Water | Porous | Wet | R245fa | MinimizeLCOE_Brownfield | IgnoreSilica | 2019 | 6.6982 | 0.855 | 0.025257 | 4 | 117586.6129 | 252258.666 | 2397.1622 | 5142.6341 | 88.2969 | 0 | 103.4701 | 286694.8281 | 9331.5947 | 307680.9281 | 224262.7785 | 0 | 103743.0374 | 0 | 363368.135 | 945409.3503 | 645261.3078 | 2885751.9598 | 961560.8286 | 8031996.805 | 8031996.805 | 1478867.319 | 4094519.7919 | 0 | 11879309.5934 | 25484693.5093 | 5623.4133 | 0.10103 | 117586.6129 | 252258.666 | 2397.1622 | 5142.6341
1 | 2600 | 707 | 0.03 | 15 | 15 | 7 | 7.4989e-12 | 5spot_SharedNeighbor | Water | Porous | Wet | R245fa | MinimizeLCOE_Brownfield | IgnoreSilica | 2019 | 9.2197 | 1.1973 | 0.035913 | 4 | 88674.7956 | 183384.4993 | 1807.7556 | 3738.5411 | 89.1455 | 0 | 100.737 | 365079.5667 | 11967.4649 | 402531.9252 | 301747.155 | 0 | 127774.2308 | 0 | 471549.1336 | 1226874.1175 | 837366.795 | 3744890.3885 | 961560.8286 | 8031996.805 | 8031996.805 | 1478867.319 | 4094519.7919 | 0 | 12738448.0222 | 26343831.9381 | 7498.9421 | 0.14365 | 88674.7956 | 183384.4993 | 1807.7556 | 3738.5411
1 | 2600 | 707 | 0.03 | 15 | 15 | 7 | 1e-11 | 5spot_SharedNeighbor | Water | Porous | Wet | R245fa | MinimizeLCOE_Brownfield | IgnoreSilica | 2019 | 11.3735 | 1.4902 | 0.049072 | 4 | 68311.1901 | 137624.215 | 1392.616 | 2805.6558 | 89.5906 | 0 | 84.0727 | 426880.5708 | 14044.4637 | 479387.3064 | 367976.2641 | 0 | 137224.9918 | 0 | 555950.3028 | 1446468.6467 | 987244.5734 | 4415177.1198 | 961560.8286 | 8031996.805 | 8031996.805 | 1478867.319 | 4094519.7919 | 0 | 13408734.7534 | 27014118.6693 | 10000 | 0.19629 | 68311.1901 | 137624.215 | 1392.616 | 2805.6558
1 | 2600 | 707 | 0.03 | 15 | 15 | 7 | 1.3335e-11 | 5spot_SharedNeighbor | Water | Porous | Wet | R245fa | MinimizeLCOE_Brownfield | IgnoreSilica | 2019 | 14.6176 | 1.9311 | 0.066641 | 4 | 53994.5864 | 105034.1086 | 1100.7527 | 2141.2624 | 90.0014 | 0 | 119.2265 | 513321.5141 | 16943.9062 | 589632.8644 | 467691.4939 | 0 | 155743.3868 | 0 | 679899.9345 | 1768960.1629 | 1207351.6597 | 5399544.9224 | 961560.8286 | 8031996.805 | 8031996.805 | 1478867.319 | 4094519.7919 | 0 | 14393102.5561 | 27998486.472 | 13335.2143 | 0.26657 | 53994.5864 | 105034.1086 | 1100.7527 | 2141.2624
1 | 2600 | 707 | 0.03 | 15 | 15 | 7 | 1.7783e-11 | 5spot_SharedNeighbor | Water | Porous | Wet | R245fa | MinimizeLCOE_Brownfield | IgnoreSilica | 2019 | 18.6519 | 2.4794 | 0.089308 | 4 | 43558.9809 | 81644.4777 | 888.0087 | 1664.4331 | 90.3154 | 0 | 122.7055 | 612923.607 | 20278.6615 | 719971.8608 | 591560.8399 | 0 | 175573.6986 | 0 | 826920.3805 | 2151477.2053 | 1468427.4011 | 6567133.6548 | 961560.8286 | 8031996.805 | 8031996.805 | 1478867.319 | 4094519.7919 | 0 | 15560691.2884 | 29166075.2043 | 17782.7941 | 0.35723 | 43558.9809 | 81644.4777 | 888.0087 | 1664.4331
1 | 2600 | 707 | 0.03 | 15 | 15 | 7 | 2.3714e-11 | 5spot_SharedNeighbor | Water | Porous | Wet | R245fa | MinimizeLCOE_Brownfield | IgnoreSilica | 2019 | 23.5971 | 3.1518 | 0.11819 | 4 | 35810.6669 | 64589.1652 | 730.0489 | 1316.7375 | 90.5558 | 0 | 135.0688 | 726457.0364 | 24073.3506 | 872156.4135 | 743413.1914 | 0 | 196289.2058 | 0 | 999331.7871 | 2600056.3189 | 1774591.8635 | 7936369.1671 | 961560.8286 | 8031996.805 | 8031996.805 | 1478867.319 | 4094519.7919 | 0 | 16929926.8007 | 30535310.7166 | 23713.7371 | 0.47276 | 35810.6669 | 64589.1652 | 730.0489 | 1316.7375
1 | 2600 | 707 | 0.03 | 15 | 15 | 7 | 3.1623e-11 | 5spot_SharedNeighbor | Water | Porous | Wet | R245fa | MinimizeLCOE_Brownfield | IgnoreSilica | 2019 | 29.5487 | 3.9611 | 0.15436 | 4 | 29979.3261 | 52014.3895 | 611.1691 | 1060.3837 | 90.7402 | 0 | 113.1158 | 853963.5162 | 28327.6051 | 1046983.5218 | 926182.4348 | 0 | 217249.4888 | 0 | 1198355.561 | 3117875.3533 | 2128013.9946 | 9516951.4756 | 961560.8286 | 8031996.805 | 8031996.805 | 1478867.319 | 4094519.7919 | 0 | 18510509.1093 | 32115893.0252 | 31622.7766 | 0.61744 | 29979.3261 | 52014.3895 | 611.1691 | 1060.3837
1 | 2600 | 707 | 0.03 | 15 | 15 | 7 | 4.217e-11 | 5spot_SharedNeighbor | Water | Porous | Wet | R245fa | MinimizeLCOE_Brownfield | IgnoreSilica | 2019 | 36.5324 | 4.9109 | 0.19859 | 4 | 25547.3475 | 42674.5509 | 520.8172 | 869.9784 | 90.8816 | 0 | 128.7595 | 994141.9378 | 32996.4235 | 1243288.3839 | 1140662.7418 | 0 | 237484.6272 | 0 | 1422943.9046 | 3702208.1537 | 2526833.1377 | 11300559.3102 | 961560.8286 | 8031996.805 | 8031996.805 | 1478867.319 | 4094519.7919 | 0 | 20294116.9439 | 33899500.8598 | 42169.6503 | 0.79437 | 25547.3475 | 42674.5509 | 520.8172 | 869.9784
1 | 2600 | 707 | 0.03 | 15 | 15 | 7 | 5.6234e-11 | 5spot_SharedNeighbor | Water | Porous | Wet | R245fa | MinimizeLCOE_Brownfield | IgnoreSilica | 2019 | 44.4519 | 5.9881 | 0.25096 | 4 | 22159.3686 | 35712.8133 | 451.7487 | 728.054 | 90.9885 | 0 | 141.5448 | 1143745.8102 | 37970.2386 | 1456920.344 | 1383884.2585 | 0 | 255698.447 | 0 | 1668505.4483 | 4341108.9189 | 2962896.038 | 13250729.5032 | 961560.8286 | 8031996.805 | 8031996.805 | 1478867.319 | 4094519.7919 | 0 | 22244287.1369 | 35849671.0527 | 56234.1325 | 1.0038 | 22159.3686 | 35712.8133 | 451.7487 | 728.054
1 | 2600 | 707 | 0.03 | 15 | 15 | 7 | 7.4989e-11 | 5spot_SharedNeighbor | Water | Porous | Wet | R245fa | MinimizeLCOE_Brownfield | IgnoreSilica | 2019 | 52.9586 | 7.1446 | 0.31008 | 4 | 19566.1209 | 30535.5129 | 398.8818 | 622.5077 | 91.0638 | 0 | 141.3639 | 1295763.8146 | 43014.7878 | 1677885.2097 | 1645174.2239 | 0 | 269752.3391 | 0 | 1923320.2463 | 5004084.7536 | 3415390.668 | 15274386.0428 | 961560.8286 | 8031996.805 | 8031996.805 | 1478867.319 | 4094519.7919 | 0 | 24267943.6764 | 37873327.5923 | 74989.4209 | 1.2403 | 19566.1209 | 30535.5129 | 398.8818 | 622.5077
1 | 2600 | 707 | 0.03 | 15 | 15 | 7 | 1e-10 | 5spot_SharedNeighbor | Water | Porous | Wet | R245fa | MinimizeLCOE_Brownfield | IgnoreSilica | 2019 | 61.5749 | 8.3143 | 0.37316 | 4 | 17587.3256 | 26702.2928 | 358.5414 | 544.3624 | 91.1082 | 0 | 170.2588 | 1442199.8231 | 47863.1516 | 1894193.5872 | 1909662.9553 | 0 | 278121.9014 | 0 | 2173096.1532 | 5653950.4274 | 3858937.3438 | 17258025.343 | 961560.8286 | 8031996.805 | 8031996.805 | 1478867.319 | 4094519.7919 | 0 | 26251582.9766 | 39856966.8925 | 100000 | 1.4926 | 17587.3256 | 26702.2928 | 358.5414 | 544.3624
1 | 2600 | 707 | 0.03 | 15 | 15 | 7 | 1.3335e-10 | 5spot_SharedNeighbor | Water | Porous | Wet | R245fa | MinimizeLCOE_Brownfield | IgnoreSilica | 2019 | 70.1035 | 9.469 | 0.43838 | 4 | 16057.6987 | 23816.5676 | 327.3579 | 485.5329 | 91.1249 | 0 | 112.2899 | 1580737.7736 | 52437.8849 | 2101849.0233 | 2171148.5559 | 0 | 281258.8137 | 0 | 2413098.5001 | 6278387.3026 | 4285128.342 | 19164046.1961 | 961560.8286 | 8031996.805 | 8031996.805 | 1478867.319 | 4094519.7919 | 0 | 28157603.8297 | 41762987.7456 | 133352.1432 | 1.7535 | 16057.6987 | 23816.5676 | 327.3579 | 485.5329
1 | 2600 | 707 | 0.03 | 15 | 15 | 7 | 1.7783e-10 | 5spot_SharedNeighbor | Water | Porous | Wet | R245fa | MinimizeLCOE_Brownfield | IgnoreSilica | 2019 | 77.5017 | 10.4671 | 0.49832 | 4 | 14931.0859 | 21756.7318 | 304.3904 | 443.5404 | 91.119 | 0 | 144.7178 | 1696311.7037 | 56243.4798 | 2277303.5277 | 2397612.7481 | 0 | 277885.4406 | 0 | 2615089.191 | 6803925.6464 | 4643819.0604 | 20768190.7977 | 961560.8286 | 8031996.805 | 8031996.805 | 1478867.319 | 4094519.7919 | 0 | 29761748.4313 | 43367132.3472 | 177827.941 | 1.9933 | 14931.0859 | 21756.7318 | 304.3904 | 443.5404
1 | 2600 | 707 | 0.03 | 15 | 15 | 7 | 2.3714e-10 | 5spot_SharedNeighbor | Water | Porous | Wet | R245fa | MinimizeLCOE_Brownfield | IgnoreSilica | 2019 | 83.8741 | 11.3235 | 0.55224 | 4 | 14082.8713 | 20242.0007 | 287.0984 | 412.6606 | 91.0999 | 0 | 141.3724 | 1792720.3029 | 59409.3124 | 2425213.4332 | 2592335.9046 | 0 | 270582.6371 | 0 | 2784702.0202 | 7245223.4356 | 4945013.8692 | 22115200.9151 | 961560.8286 | 8031996.805 | 8031996.805 | 1478867.319 | 4094519.7919 | 0 | 31108758.5487 | 44714142.4646 | 237137.3706 | 2.209 | 14082.8713 | 20242.0007 | 287.0984 | 412.6606
1 | 2600 | 707 | 0.03 | 15 | 15 | 7 | 3.1623e-10 | 5spot_SharedNeighbor | Water | Porous | Wet | R245fa | MinimizeLCOE_Brownfield | IgnoreSilica | 2019 | 89.1944 | 12.0357 | 0.59887 | 4 | 13445.6687 | 19125.2327 | 274.1081 | 389.8937 | 91.0746 | 0 | 158.0769 | 1871127.6754 | 61977.5419 | 2546556.4425 | 2754634.4756 | 0 | 261219.9474 | 0 | 2923251.2723 | 7605700.1692 | 5191046.647 | 23215514.1712 | 961560.8286 | 8031996.805 | 8031996.805 | 1478867.319 | 4094519.7919 | 0 | 32209071.8048 | 45814455.7207 | 316227.766 | 2.3955 | 13445.6687 | 19125.2327 | 274.1081 | 389.8937
1 | 2600 | 707 | 0.03 | 15 | 15 | 7 | 4.217e-10 | 5spot_SharedNeighbor | Water | Porous | Wet | R245fa | MinimizeLCOE_Brownfield | IgnoreSilica | 2019 | 93.5038 | 12.6107 | 0.63781 | 4 | 12967.5551 | 18300.3836 | 264.3611 | 373.0781 | 91.0482 | 0 | 174.8272 | 1933314.6752 | 64009.9918 | 2643475.1656 | 2885894.1544 | 0 | 251141.6404 | 0 | 3033355.8947 | 7892169.8111 | 5386568.0639 | 24089929.3971 | 961560.8286 | 8031996.805 | 8031996.805 | 1478867.319 | 4094519.7919 | 0 | 33083487.0307 | 46688870.9466 | 421696.5034 | 2.5513 | 12967.5551 | 18300.3836 | 264.3611 | 373.0781
1 | 2600 | 707 | 0.03 | 15 | 15 | 7 | 5.6234e-10 | 5spot_SharedNeighbor | Water | Porous | Wet | R245fa | MinimizeLCOE_Brownfield | IgnoreSilica | 2019 | 98.6411 | 13.2936 | 0.67703 | 4 | 12610.9148 | 17634.8158 | 257.0906 | 359.5096 | 91.0102 | 0 | 140.7015 | 2005967.2492 | 66379.1476 | 2757472.7864 | 3042115.0678 | 0 | 250893.3464 | 0 | 3167902.763 | 8242233.1631 | 5625493.4948 | 25158457.0183 | 961560.8286 | 8031996.805 | 8031996.805 | 1478867.319 | 4094519.7919 | 0 | 34152014.652 | 47757398.5679 | 562341.3252 | 2.7081 | 12610.9148 | 17634.8158 | 257.0906 | 359.5096
1 | 2600 | 707 | 0.03 | 15 | 15 | 7 | 7.4989e-10 | 5spot_SharedNeighbor | Water | Porous | Wet | R245fa | MinimizeLCOE_Brownfield | IgnoreSilica | 2019 | 99.6157 | 13.4228 | 0.69483 | 4 | 12340.1712 | 17235.4103 | 251.5711 | 351.3672 | 91.0021 | 0 | 160.0558 | 2019569.0316 | 66821.9776 | 2778911.0376 | 3071716.6489 | 0 | 232669.3085 | 0 | 3186178.3216 | 8289782.4178 | 5657946.8382 | 25303595.5818 | 961560.8286 | 8031996.805 | 8031996.805 | 1478867.319 | 4094519.7919 | 0 | 34297153.2155 | 47902537.1314 | 749894.2093 | 2.7793 | 12340.1712 | 17235.4103 | 251.5711 | 351.3672
1 | 2600 | 707 | 0.03 | 15 | 15 | 7 | 1e-09 | 5spot_SharedNeighbor | Water | Porous | Wet | R245fa | MinimizeLCOE_Brownfield | IgnoreSilica | 2019 | 101.6887 | 13.6973 | 0.71469 | 4 | 12138.5855 | 16897.7647 | 247.4615 | 344.4838 | 90.9843 | 0 | 148.4414 | 2048328.5505 | 67757.7675 | 2824325.1797 | 3134685.5421 | 0 | 225104.3453 | 0 | 3237078.5402 | 8422214.3454 | 5748334.3499 | 25707828.6205 | 961560.8286 | 8031996.805 | 8031996.805 | 1478867.319 | 4094519.7919 | 0 | 34701386.2542 | 48306770.1701 | 1000000 | 2.8588 | 12138.5855 | 16897.7647 | 247.4615 | 344.4838
1 | 2600 | 707 | 0.03 | 15 | 15 | 7 | 1.3335e-09 | 5spot_SharedNeighbor | Water | Porous | Wet | R245fa | MinimizeLCOE_Brownfield | IgnoreSilica | 2019 | 103.2675 | 13.9061 | 0.73006 | 4 | 11987.4338 | 16646.4192 | 244.3801 | 339.3598 | 90.97 | 0 | 167.6088 | 2070066.8092 | 68464.4531 | 2858739.274 | 3182616.2674 | 0 | 218747.1934 | 0 | 3275467.2588 | 8522093.9168 | 5816504.2097 | 26012699.3823 | 961560.8286 | 8031996.805 | 8031996.805 | 1478867.319 | 4094519.7919 | 0 | 35006257.016 | 48611640.9319 | 1333521.4322 | 2.9202 | 11987.4338 | 16646.4192 | 244.3801 | 339.3598
1 | 2600 | 707 | 0.03 | 15 | 15 | 7 | 1.7783e-09 | 5spot_SharedNeighbor | Water | Porous | Wet | R245fa | MinimizeLCOE_Brownfield | IgnoreSilica | 2019 | 104.4756 | 14.0656 | 0.74191 | 4 | 11874.0941 | 16458.6735 | 242.0695 | 335.5323 | 90.9586 | 0 | 174.3235 | 2086605.3422 | 69001.7165 | 2884972.6502 | 3219274.7095 | 0 | 213615.7826 | 0 | 3304653.3784 | 8598030.213 | 5868332.2922 | 26244486.0847 | 961560.8286 | 8031996.805 | 8031996.805 | 1478867.319 | 4094519.7919 | 0 | 35238043.7184 | 48843427.6343 | 1778279.41 | 2.9676 | 11874.0941 | 16458.6735 | 242.0695 | 335.5323
1 | 2600 | 707 | 0.03 | 15 | 15 | 7 | 2.3714e-09 | 5spot_SharedNeighbor | Water | Porous | Wet | R245fa | MinimizeLCOE_Brownfield | IgnoreSilica | 2019 | 105.3887 | 14.1861 | 0.75095 | 4 | 11789.1039 | 16318.4886 | 240.3368 | 332.6745 | 90.9498 | 0 | 164.2751 | 2099051.5546 | 69405.8157 | 2904744.0217 | 3246972.5972 | 0 | 209511.8162 | 0 | 3326577.4641 | 8655072.1868 | 5907264.6114 | 26418600.0677 | 961560.8286 | 8031996.805 | 8031996.805 | 1478867.319 | 4094519.7919 | 0 | 35412157.7013 | 49017541.6172 | 2371373.7057 | 3.0038 | 11789.1039 | 16318.4886 | 240.3368 | 332.6745
1 | 2600 | 707 | 0.03 | 15 | 15 | 7 | 3.1623e-09 | 5spot_SharedNeighbor | Water | Porous | Wet | R245fa | MinimizeLCOE_Brownfield | IgnoreSilica | 2019 | 106.0855 | 14.2779 | 0.75786 | 4 | 11725.3703 | 16213.4799 | 239.0375 | 330.5337 | 90.9429 | 0 | 178.7036 | 2108517.4304 | 69713.0211 | 2919797.8443 | 3268101.611 | 0 | 206324.5676 | 0 | 3343257.245 | 8698469.5552 | 5936884.2071 | 26551065.4816 | 961560.8286 | 8031996.805 | 8031996.805 | 1478867.319 | 4094519.7919 | 0 | 35544623.1153 | 49150007.0312 | 3162277.6602 | 3.0314 | 11725.3703 | 16213.4799 | 239.0375 | 330.5337
1 | 2600 | 707 | 0.03 | 15 | 15 | 7 | 4.217e-09 | 5spot_SharedNeighbor | Water | Porous | Wet | R245fa | MinimizeLCOE_Brownfield | IgnoreSilica | 2019 | 106.5996 | 14.3457 | 0.76304 | 4 | 11677.5762 | 16135.2198 | 238.0632 | 328.9383 | 90.9378 | 0 | 174.2197 | 2115485.0534 | 69939.0759 | 2930887.9826 | 3283689.4678 | 0 | 203789.2869 | 0 | 3355478.4379 | 8730266.5923 | 5958586.3383 | 26648122.235 | 961560.8286 | 8031996.805 | 8031996.805 | 1478867.319 | 4094519.7919 | 0 | 35641679.8686 | 49247063.7845 | 4216965.0343 | 3.0521 | 11677.5762 | 16135.2198 | 238.0632 | 328.9383
1 | 2600 | 707 | 0.03 | 15 | 15 | 7 | 5.6234e-09 | 5spot_SharedNeighbor | Water | Porous | Wet | R245fa | MinimizeLCOE_Brownfield | IgnoreSilica | 2019 | 106.9823 | 14.3961 | 0.76693 | 4 | 11641.735 | 16076.7513 | 237.3325 | 327.7463 | 90.9339 | 0 | 167.3418 | 2120661.0532 | 70106.964 | 2939131.5945 | 3295288.5198 | 0 | 201814.3474 | 0 | 3364530.9668 | 8753819.4153 | 5974661.6239 | 26720014.4849 | 961560.8286 | 8031996.805 | 8031996.805 | 1478867.319 | 4094519.7919 | 0 | 35713572.1185 | 49318956.0344 | 5623413.2519 | 3.0677 | 11641.735 | 16076.7513 | 237.3325 | 327.7463
1 | 2600 | 707 | 0.03 | 15 | 15 | 7 | 7.4989e-09 | 5spot_SharedNeighbor | Water | Porous | Wet | R245fa | MinimizeLCOE_Brownfield | IgnoreSilica | 2019 | 107.277 | 14.4349 | 0.7699 | 4 | 11614.8573 | 16032.7725 | 236.7846 | 326.8498 | 90.9309 | 0 | 184.3078 | 2124641.493 | 70236.0501 | 2945474.0558 | 3304219.6255 | 0 | 200340.5023 | 0 | 3371515.5734 | 8771991.929 | 5987064.7379 | 26775483.9668 | 961560.8286 | 8031996.805 | 8031996.805 | 1478867.319 | 4094519.7919 | 0 | 35769041.6004 | 49374425.5163 | 7498942.0933 | 3.0796 | 11614.8573 | 16032.7725 | 236.7846 | 326.8498
1 | 2600 | 707 | 0.03 | 15 | 15 | 7 | 1e-08 | 5spot_SharedNeighbor | Water | Porous | Wet | R245fa | MinimizeLCOE_Brownfield | IgnoreSilica | 2019 | 107.5009 | 14.4644 | 0.77215 | 4 | 11594.7014 | 15999.757 | 236.3737 | 326.1767 | 90.9286 | 0 | 166.3497 | 2127663.2653 | 70334.033 | 2950290.6988 | 3311006.2497 | 0 | 199231.6796 | 0 | 3376825.1113 | 8785806.2575 | 5996493.301 | 26817650.5963 | 961560.8286 | 8031996.805 | 8031996.805 | 1478867.319 | 4094519.7919 | 0 | 35811208.2299 | 49416592.1458 | 10000000 | 3.0886 | 11594.7014 | 15999.757 | 236.3737 | 326.1767
1 | 2700 | 707 | 0.03 | 15 | 15 | 7 | 1e-13 | 5spot_SharedNeighbor | Water | Porous | Wet | R245fa | MinimizeLCOE_Brownfield | IgnoreSilica | 2019 | 0 | 0 | 0 | 0 |  |  |  |  | 15 |  | 22.293 | [19 empty] | 100 | 0
1 | 2700 | 707 | 0.03 | 15 | 15 | 7 | 1.3335e-13 | 5spot_SharedNeighbor | Water | Porous | Wet | R245fa | MinimizeLCOE_Brownfield | IgnoreSilica | 2019 | 0 | 0 | 0 | 0 |  |  |  |  | 15 |  | 24.0166 | [19 empty] | 133.3521 | 0
1 | 2700 | 707 | 0.03 | 15 | 15 | 7 | 1.7783e-13 | 5spot_SharedNeighbor | Water | Porous | Wet | R245fa | MinimizeLCOE_Brownfield | IgnoreSilica | 2019 | 0 | 0 | 0 | 0 |  |  |  |  | 15 |  | 25.5328 | [19 empty] | 177.8279 | 0
1 | 2700 | 707 | 0.03 | 15 | 15 | 7 | 2.3714e-13 | 5spot_SharedNeighbor | Water | Porous | Wet | R245fa | MinimizeLCOE_Brownfield | IgnoreSilica | 2019 | 0 | 0 | 0 | 0 |  |  |  |  | 15 |  | 24.9274 | [19 empty] | 237.1374 | 0
1 | 2700 | 707 | 0.03 | 15 | 15 | 7 | 3.1623e-13 | 5spot_SharedNeighbor | Water | Porous | Wet | R245fa | MinimizeLCOE_Brownfield | IgnoreSilica | 2019 | 0 | 0 | 0 | 0 |  |  |  |  | 15 |  | 25.3748 | [19 empty] | 316.2278 | 0
1 | 2700 | 707 | 0.03 | 15 | 15 | 7 | 4.217e-13 | 5spot_SharedNeighbor | Water | Porous | Wet | R245fa | MinimizeLCOE_Brownfield | IgnoreSilica | 2019 | 0 | 0 | 0 | 0 |  |  |  |  | 15 |  | 26.6541 | [19 empty] | 421.6965 | 0
1 | 2700 | 707 | 0.03 | 15 | 15 | 7 | 5.6234e-13 | 5spot_SharedNeighbor | Water | Porous | Wet | R245fa | MinimizeLCOE_Brownfield | IgnoreSilica | 2019 | 0 | 0 | 0 | 0 |  |  |  |  | 15 |  | 27.1405 | [19 empty] | 562.3413 | 0
1 | 2700 | 707 | 0.03 | 15 | 15 | 7 | 7.4989e-13 | 5spot_SharedNeighbor | Water | Porous | Wet | R245fa | MinimizeLCOE_Brownfield | IgnoreSilica | 2019 | 0 | 0 | 0 | 0 |  |  |  |  | 15 |  | 28.3296 | [19 empty] | 749.8942 | 0
1 | 2700 | 707 | 0.03 | 15 | 15 | 7 | 1e-12 | 5spot_SharedNeighbor | Water | Porous | Wet | R245fa | MinimizeLCOE_Brownfield | IgnoreSilica | 2019 | 1.2625 | 0.13024 | 0.0014258 | 4 | 1772513.0731 | 4246029.5042 | 36135.0765 | 86561.0546 | 78.4444 | 0 | 209.9613 | 71169.2804 | 2131.88 | 68830.5692 | 58801.4056 | 0 | 43532.4071 | 0 | 95341.5615 | 248059.1857 | 169305.4913 | 757171.7806 | 961560.8286 | 8390483.6777 | 8390483.6777 | 1478867.319 | 4237914.541 | 0 | 10109216.287 | 24216481.8247 | 1000 | 0.0057033 | 1772513.0731 | 4246029.5042 | 36135.0765 | 86561.0546
1 | 2700 | 707 | 0.03 | 15 | 15 | 7 | 1.3335e-12 | 5spot_SharedNeighbor | Water | Porous | Wet | R245fa | MinimizeLCOE_Brownfield | IgnoreSilica | 2019 | 1.807 | 0.20515 | 0.0033602 | 4 | 772511.7016 | 1822111.9851 | 15748.6959 | 37146.2174 | 82.742 | 0 | 333.3354 | 101469.153 | 3145.9222 | 98655.8219 | 75471.76 | 0 | 54127.1261 | 0 | 129819.2154 | 337762.9689 | 230530.1666 | 1030982.134 | 961560.8286 | 8390483.6777 | 8390483.6777 | 1478867.319 | 4237914.541 | 0 | 10383026.6404 | 24490292.1781 | 1333.5214 | 0.013441 | 772511.7016 | 1822111.9851 | 15748.6959 | 37146.2174
1 | 2700 | 707 | 0.03 | 15 | 15 | 7 | 1.7783e-12 | 5spot_SharedNeighbor | Water | Porous | Wet | R245fa | MinimizeLCOE_Brownfield | IgnoreSilica | 2019 | 2.4682 | 0.2981 | 0.0062175 | 4 | 429901.5634 | 997142.6361 | 8764.1249 | 20328.1014 | 85.6151 | 0 | 472.1516 | 134879.4649 | 4280.5548 | 132722.984 | 96177.757 | 0 | 64448.9511 | 0 | 168678.7876 | 438867.6045 | 299536.1579 | 1339592.2618 | 961560.8286 | 8390483.6777 | 8390483.6777 | 1478867.319 | 4237914.541 | 0 | 10691636.7681 | 24798902.3059 | 1778.2794 | 0.02487 | 429901.5634 | 997142.6361 | 8764.1249 | 20328.1014
1 | 2700 | 707 | 0.03 | 15 | 15 | 7 | 2.3714e-12 | 5spot_SharedNeighbor | Water | Porous | Wet | R245fa | MinimizeLCOE_Brownfield | IgnoreSilica | 2019 | 3.3419 | 0.42202 | 0.010213 | 4 | 271031.3864 | 616353.0931 | 5525.3414 | 12565.1915 | 87.7702 | 0 | 88.833 | 174843.4681 | 5646.6044 | 174977.319 | 123498.5301 | 0 | 76453.067 | 0 | 216613.4055 | 563583.6477 | 384657.42 | 1720273.4617 | 961560.8286 | 8390483.6777 | 8390483.6777 | 1478867.319 | 4237914.541 | 0 | 11072317.9681 | 25179583.5058 | 2371.3737 | 0.040853 | 271031.3864 | 616353.0931 | 5525.3414 | 12565.1915
1 | 2700 | 707 | 0.03 | 15 | 15 | 7 | 3.1623e-12 | 5spot_SharedNeighbor | Water | Porous | Wet | R245fa | MinimizeLCOE_Brownfield | IgnoreSilica | 2019 | 4.4332 | 0.57775 | 0.015667 | 4 | 183782.4963 | 408899.9632 | 3746.6548 | 8335.9788 | 89.3213 | 0 | 98.4699 | 220294.6349 | 7205.2984 | 224682.314 | 157803.039 | 0 | 88993.2505 | 0 | 272601.6294 | 709253.5214 | 484080.102 | 2164913.7897 | 961560.8286 | 8390483.6777 | 8390483.6777 | 1478867.319 | 4237914.541 | 0 | 11516958.296 | 25624223.8337 | 3162.2777 | 0.062666 | 183782.4963 | 408899.9632 | 3746.6548 | 8335.9788
1 | 2700 | 707 | 0.03 | 15 | 15 | 7 | 4.217e-12 | 5spot_SharedNeighbor | Water | Porous | Wet | R245fa | MinimizeLCOE_Brownfield | IgnoreSilica | 2019 | 5.824 | 0.77668 | 0.022977 | 4 | 131106.8461 | 284602.9999 | 2672.7904 | 5802.0171 | 90.4774 | 0 | 117.6216 | 273183.8346 | 9020.0643 | 284426.5797 | 201502.7861 | 0 | 102800.3665 | 0 | 339664.1162 | 883736.3556 | 603168.2217 | 2697502.3247 | 961560.8286 | 8390483.6777 | 8390483.6777 | 1478867.319 | 4237914.541 | 0 | 12049546.8311 | 26156812.3688 | 4216.965 | 0.091906 | 131106.8461 | 284602.9999 | 2672.7904 | 5802.0171
1 | 2700 | 707 | 0.03 | 15 | 15 | 7 | 5.6234e-12 | 5spot_SharedNeighbor | Water | Porous | Wet | R245fa | MinimizeLCOE_Brownfield | IgnoreSilica | 2019 | 7.507 | 1.017 | 0.032501 | 4 | 97336.3296 | 205851.2519 | 1984.3327 | 4196.5562 | 91.2775 | 0 | 115.0174 | 331714.993 | 11024.6465 | 352674.8794 | 254306.1167 | 0 | 116375.6111 | 0 | 415777.5363 | 1081767.8616 | 738328.7937 | 3301970.4384 | 961560.8286 | 8390483.6777 | 8390483.6777 | 1478867.319 | 4237914.541 | 0 | 12654014.9448 | 26761280.4825 | 5623.4133 | 0.13 | 97336.3296 | 205851.2519 | 1984.3327 | 4196.5562
1 | 2700 | 707 | 0.03 | 15 | 15 | 7 | 7.4989e-12 | 5spot_SharedNeighbor | Water | Porous | Wet | R245fa | MinimizeLCOE_Brownfield | IgnoreSilica | 2019 | 9.8971 | 1.3612 | 0.045654 | 4 | 73824.4656 | 151075.8904 | 1505.0116 | 3079.8864 | 92.048 | 0 | 110.3746 | 408979.4516 | 13676.5015 | 445015.7049 | 329657.2538 | 0 | 135919.0394 | 0 | 519966.7009 | 1352846.696 | 923345.6682 | 4129407.0163 | 961560.8286 | 8390483.6777 | 8390483.6777 | 1478867.319 | 4237914.541 | 0 | 13481451.5226 | 27588717.0603 | 7498.9421 | 0.18261 | 73824.4656 | 151075.8904 | 1505.0116 | 3079.8864
1 | 2700 | 707 | 0.03 | 15 | 15 | 7 | 1e-11 | 5spot_SharedNeighbor | Water | Porous | Wet | R245fa | MinimizeLCOE_Brownfield | IgnoreSilica | 2019 | 12.7935 | 1.7771 | 0.062688 | 4 | 57523.9967 | 113784.21 | 1172.7045 | 2319.645 | 92.5637 | 0 | 57.6594 | 494660.274 | 16608.3208 | 550599.3167 | 420696.9139 | 0 | 155052.1694 | 0 | 638670.6279 | 1661689.9645 | 1134137.5451 | 5072115.1323 | 961560.8286 | 8390483.6777 | 8390483.6777 | 1478867.319 | 4237914.541 | 0 | 14424159.6387 | 28531425.1764 | 10000 | 0.25075 | 57523.9967 | 113784.21 | 1172.7045 | 2319.645
1 | 2700 | 707 | 0.03 | 15 | 15 | 7 | 1.3335e-11 | 5spot_SharedNeighbor | Water | Porous | Wet | R245fa | MinimizeLCOE_Brownfield | IgnoreSilica | 2019 | 16.3692 | 2.2908 | 0.084577 | 4 | 45910.9035 | 87610.1633 | 935.9559 | 1786.0517 | 92.952 | 0 | 60.8144 | 592535.8981 | 19951.8441 | 674403.3714 | 533102.7321 | 0 | 175341.995 | 0 | 778180.9779 | 2024667.2775 | 1381877.0197 | 6180061.1157 | 961560.8286 | 8390483.6777 | 8390483.6777 | 1478867.319 | 4237914.541 | 0 | 15532105.6221 | 29639371.1598 | 13335.2143 | 0.33831 | 45910.9035 | 87610.1633 | 935.9559 | 1786.0517
1 | 2700 | 707 | 0.03 | 15 | 15 | 7 | 1.7783e-11 | 5spot_SharedNeighbor | Water | Porous | Wet | R245fa | MinimizeLCOE_Brownfield | IgnoreSilica | 2019 | 20.8445 | 2.9342 | 0.11285 | 4 | 37350.2622 | 68603.8945 | 761.4356 | 1398.5832 | 93.2526 | 0 | 65.0936 | 706331.3482 | 23833.1799 | 821909.4192 | 674171.0601 | 0 | 197553.2867 | 0 | 945281.3347 | 2459428.129 | 1678610.2342 | 7507117.9919 | 961560.8286 | 8390483.6777 | 8390483.6777 | 1478867.319 | 4237914.541 | 0 | 16859162.4982 | 30966428.036 | 17782.7941 | 0.45138 | 37350.2622 | 68603.8945 | 761.4356 | 1398.5832
1 | 2700 | 707 | 0.03 | 15 | 15 | 7 | 2.3714e-11 | 5spot_SharedNeighbor | Water | Porous | Wet | R245fa | MinimizeLCOE_Brownfield | IgnoreSilica | 2019 | 26.2649 | 3.7138 | 0.1486 | 4 | 30949.8105 | 54682.8319 | 630.9537 | 1114.7835 | 93.4815 | 0 | 77.9995 | 834674.0872 | 28202.7298 | 992217.8885 | 845120.1429 | 0 | 220110.8309 | 0 | 1138927.0149 | 2963254.4667 | 2022482.0623 | 9044989.2232 | 961560.8286 | 8390483.6777 | 8390483.6777 | 1478867.319 | 4237914.541 | 0 | 18397033.7296 | 32504299.2673 | 23713.7371 | 0.59442 | 30949.8105 | 54682.8319 | 630.9537 | 1114.7835
1 | 2700 | 707 | 0.03 | 15 | 15 | 7 | 3.1623e-11 | 5spot_SharedNeighbor | Water | Porous | Wet | R245fa | MinimizeLCOE_Brownfield | IgnoreSilica | 2019 | 32.7345 | 4.6444 | 0.19304 | 4 | 26106.7504 | 44376.6103 | 532.2214 | 904.6772 | 93.6573 | 0 | 75.9822 | 977844.8687 | 33068.0077 | 1186426.6549 | 1049175.5971 | 0 | 242562.7284 | 0 | 1360740.3641 | 3540367.3013 | 2416373.4304 | 10806558.9526 | 961560.8286 | 8390483.6777 | 8390483.6777 | 1478867.319 | 4237914.541 | 0 | 20158603.459 | 34265868.9967 | 31622.7766 | 0.77216 | 26106.7504 | 44376.6103 | 532.2214 | 904.6772
1 | 2700 | 707 | 0.03 | 15 | 15 | 7 | 4.217e-11 | 5spot_SharedNeighbor | Water | Porous | Wet | R245fa | MinimizeLCOE_Brownfield | IgnoreSilica | 2019 | 40.2667 | 5.7281 | 0.24689 | 4 | 22410.8473 | 36695.5849 | 456.8754 | 748.0891 | 93.7922 | 0 | 72.7263 | 1134267.1913 | 38373.6346 | 1403002.9238 | 1286764.24 | 0 | 263948.5783 | 0 | 1609279.0615 | 4187014.0095 | 2857723.096 | 12780372.7351 | 961560.8286 | 8390483.6777 | 8390483.6777 | 1478867.319 | 4237914.541 | 0 | 22132417.2414 | 36239682.7792 | 42169.6503 | 0.98758 | 22410.8473 | 36695.5849 | 456.8754 | 748.0891
1 | 2700 | 707 | 0.03 | 15 | 15 | 7 | 5.6234e-11 | 5spot_SharedNeighbor | Water | Porous | Wet | R245fa | MinimizeLCOE_Brownfield | IgnoreSilica | 2019 | 48.6466 | 6.9336 | 0.30964 | 4 | 19578.7073 | 30968.5962 | 399.1384 | 631.3367 | 93.8917 | 0 | 82.2868 | 1298326.8064 | 43927.3786 | 1634486.8683 | 1551070.5133 | 0 | 282163.0858 | 0 | 1875890.1144 | 4880681.2797 | 3331165.2614 | 14897711.3078 | 961560.8286 | 8390483.6777 | 8390483.6777 | 1478867.319 | 4237914.541 | 0 | 24249755.8141 | 38357021.3519 | 56234.1325 | 1.2386 | 19578.7073 | 30968.5962 | 399.1384 | 631.3367
1 | 2700 | 707 | 0.03 | 15 | 15 | 7 | 7.4989e-11 | 5spot_SharedNeighbor | Water | Porous | Wet | R245fa | MinimizeLCOE_Brownfield | IgnoreSilica | 2019 | 57.4823 | 8.2034 | 0.37919 | 4 | 17409.7876 | 26710.7623 | 354.9221 | 544.535 | 93.9572 | 0 | 83.5725 | 1462215.5168 | 49462.9123 | 1869760.8734 | 1829608.1101 | 0 | 295209.319 | 0 | 2147440.1254 | 5587198.7057 | 3813377.9221 | 17054273.4848 | 961560.8286 | 8390483.6777 | 8390483.6777 | 1478867.319 | 4237914.541 | 0 | 26406317.9912 | 40513583.5289 | 74989.4209 | 1.5168 | 17409.7876 | 26710.7623 | 354.9221 | 544.535
1 | 2700 | 707 | 0.03 | 15 | 15 | 7 | 1e-10 | 5spot_SharedNeighbor | Water | Porous | Wet | R245fa | MinimizeLCOE_Brownfield | IgnoreSilica | 2019 | 66.2371 | 9.4587 | 0.4518 | 4 | 15755.5793 | 23561.6901 | 321.1988 | 480.3369 | 93.9894 | 0 | 85.0566 | 1616881.2143 | 54673.0858 | 2095298.561 | 2105271.9815 | 0 | 301591.0301 | 0 | 2407749.1903 | 6264469.496 | 4275629.153 | 19121563.7119 | 961560.8286 | 8390483.6777 | 8390483.6777 | 1478867.319 | 4237914.541 | 0 | 28473608.2182 | 42580873.7559 | 100000 | 1.8072 | 15755.5793 | 23561.6901 | 321.1988 | 480.3369
1 | 2700 | 707 | 0.03 | 15 | 15 | 7 | 1.3335e-10 | 5spot_SharedNeighbor | Water | Porous | Wet | R245fa | MinimizeLCOE_Brownfield | IgnoreSilica | 2019 | 74.4077 | 10.6262 | 0.52315 | 4 | 14500.4992 | 21241.995 | 295.6123 | 433.0468 | 93.9931 | 0 | 83.9113 | 1755159.0834 | 59317.288 | 2299763.1598 | 2362083.2911 | 0 | 301205.7023 | 0 | 2643236.1246 | 6877158.1939 | 4693801.7788 | 20991724.622 | 961560.8286 | 8390483.6777 | 8390483.6777 | 1478867.319 | 4237914.541 | 0 | 30343769.1283 | 44451034.666 | 133352.1432 | 2.0926 | 14500.4992 | 21241.995 | 295.6123 | 433.0468
1 | 2700 | 707 | 0.03 | 15 | 15 | 7 | 1.7783e-10 | 5spot_SharedNeighbor | Water | Porous | Wet | R245fa | MinimizeLCOE_Brownfield | IgnoreSilica | 2019 | 81.9982 | 11.7063 | 0.59173 | 4 | 13534.966 | 19495.1902 | 275.9286 | 397.4358 | 93.9757 | 0 | 79.9283 | 1878882.2518 | 63459.4789 | 2484966.0833 | 2600136.2129 | 0 | 296428.8076 | 0 | 2856310.4055 | 7431533.7652 | 5072174.4975 | 22683891.5026 | 961560.8286 | 8390483.6777 | 8390483.6777 | 1478867.319 | 4237914.541 | 0 | 32035936.009 | 46143201.5467 | 177827.941 | 2.3669 | 13534.966 | 19495.1902 | 275.9286 | 397.4358
1 | 2700 | 707 | 0.03 | 15 | 15 | 7 | 2.3714e-10 | 5spot_SharedNeighbor | Water | Porous | Wet | R245fa | MinimizeLCOE_Brownfield | IgnoreSilica | 2019 | 88.1855 | 12.5827 | 0.65052 | 4 | 12827.26 | 18248.8039 | 261.501 | 372.0266 | 93.9475 | 0 | 91.0754 | 1976608.5508 | 66721.2713 | 2632779.0049 | 2793731.611 | 0 | 287177.4339 | 0 | 3025236.97 | 7871046.0346 | 5372150.6524 | 24025451.5288 | 961560.8286 | 8390483.6777 | 8390483.6777 | 1478867.319 | 4237914.541 | 0 | 33377496.0352 | 47484761.5729 | 237137.3706 | 2.6021 | 12827.26 | 18248.8039 | 261.501 | 372.0266
1 | 2700 | 707 | 0.03 | 15 | 15 | 7 | 3.1623e-10 | 5spot_SharedNeighbor | Water | Porous | Wet | R245fa | MinimizeLCOE_Brownfield | IgnoreSilica | 2019 | 93.2823 | 13.3017 | 0.70063 | 4 | 12295.532 | 17329.3185 | 250.6611 | 353.2816 | 93.9155 | 0 | 77.9543 | 2055125.4635 | 69334.8511 | 2752525.6568 | 2952865.8922 | 0 | 276160.6294 | 0 | 3161344.8722 | 8225170.8766 | 5613848.1336 | 25106376.3754 | 961560.8286 | 8390483.6777 | 8390483.6777 | 1478867.319 | 4237914.541 | 0 | 34458420.8817 | 48565686.4194 | 316227.766 | 2.8025 | 12295.532 | 17329.3185 | 250.6611 | 353.2816
1 | 2700 | 707 | 0.03 | 15 | 15 | 7 | 4.217e-10 | 5spot_SharedNeighbor | Water | Porous | Wet | R245fa | MinimizeLCOE_Brownfield | IgnoreSilica | 2019 | 97.387 | 13.8786 | 0.74209 | 4 | 11896.4365 | 16648.9933 | 242.5249 | 339.4122 | 93.8843 | 0 | 94.5186 | 2117111.2647 | 71393.3876 | 2847691.3681 | 3080781.6969 | 0 | 264892.1712 | 0 | 3268929.2565 | 8505083.3759 | 5804894.166 | 25960776.687 | 961560.8286 | 8390483.6777 | 8390483.6777 | 1478867.319 | 4237914.541 | 0 | 35312821.1934 | 49420086.7311 | 421696.5034 | 2.9684 | 11896.4365 | 16648.9933 | 242.5249 | 339.4122
1 | 2700 | 707 | 0.03 | 15 | 15 | 7 | 5.6234e-10 | 5spot_SharedNeighbor | Water | Porous | Wet | R245fa | MinimizeLCOE_Brownfield | IgnoreSilica | 2019 | 100.6144 | 14.3308 | 0.77549 | 4 | 11597.0359 | 16144.8736 | 236.4213 | 329.1351 | 93.8565 | 0 | 89.2952 | 2165093.0594 | 72983.8014 | 2921744.1041 | 3181197.8775 | 0 | 254220.8475 | 0 | 3352143.4791 | 8721589.7134 | 5952664.1902 | 26621637.0727 | 961560.8286 | 8390483.6777 | 8390483.6777 | 1478867.319 | 4237914.541 | 0 | 35973681.579 | 50080947.1167 | 562341.3252 | 3.102 | 11597.0359 | 16144.8736 | 236.4213 | 329.1351
1 | 2700 | 707 | 0.03 | 15 | 15 | 7 | 7.4989e-10 | 5spot_SharedNeighbor | Water | Porous | Wet | R245fa | MinimizeLCOE_Brownfield | IgnoreSilica | 2019 | 106.9 | 15.2078 | 0.82125 | 4 | 11368.8455 | 15663.3166 | 231.7693 | 319.3179 | 93.7948 | 0 | 104.6216 | 2256706.2771 | 76012.7425 | 3064080.9788 | 3376344.4575 | 0 | 265321.7844 | 0 | 3525001.8337 | 9171331.694 | 6259622.3332 | 27994422.1012 | 961560.8286 | 8390483.6777 | 8390483.6777 | 1478867.319 | 4237914.541 | 0 | 37346466.6076 | 51453732.1453 | 749894.2093 | 3.285 | 11368.8455 | 15663.3166 | 231.7693 | 319.3179
1 | 2700 | 707 | 0.03 | 15 | 15 | 7 | 1e-09 | 5spot_SharedNeighbor | Water | Porous | Wet | R245fa | MinimizeLCOE_Brownfield | IgnoreSilica | 2019 | 105.0675 | 14.9526 | 0.82268 | 4 | 11204.0423 | 15491.0109 | 228.4096 | 315.8052 | 93.8136 | 0 | 85.5609 | 2230236.4894 | 75138.5865 | 3022831.2395 | 3319506.1194 | 0 | 236758.2203 | 0 | 3464943.5555 | 9015072.3737 | 6152972.1363 | 27517458.7206 | 961560.8286 | 8390483.6777 | 8390483.6777 | 1478867.319 | 4237914.541 | 0 | 36869503.2269 | 50976768.7646 | 1000000 | 3.2907 | 11204.0423 | 15491.0109 | 228.4096 | 315.8052
1 | 2700 | 707 | 0.03 | 15 | 15 | 7 | 1.3335e-09 | 5spot_SharedNeighbor | Water | Porous | Wet | R245fa | MinimizeLCOE_Brownfield | IgnoreSilica | 2019 | 106.5413 | 15.1578 | 0.83865 | 4 | 11077.7213 | 15283.0677 | 225.8343 | 311.566 | 93.7983 | 0 | 85.1133 | 2251531.2119 | 75841.8058 | 3056014.0232 | 3365215.9461 | 0 | 230095.7899 | 0 | 3501692.523 | 9110685.6489 | 6218230.1612 | 27809307.11 | 961560.8286 | 8390483.6777 | 8390483.6777 | 1478867.319 | 4237914.541 | 0 | 37161351.6163 | 51268617.154 | 1333521.4322 | 3.3546 | 11077.7213 | 15283.0677 | 225.8343 | 311.566
1 | 2700 | 707 | 0.03 | 15 | 15 | 7 | 1.7783e-09 | 5spot_SharedNeighbor | Water | Porous | Wet | R245fa | MinimizeLCOE_Brownfield | IgnoreSilica | 2019 | 107.6667 | 15.3143 | 0.85093 | 4 | 10982.98 | 15127.6625 | 223.9029 | 308.3979 | 93.7863 | 0 | 81.132 | 2267704.7926 | 76375.5175 | 3081262.6979 | 3400098.3422 | 0 | 224753.8801 | 0 | 3529576.1398 | 9183233.1002 | 6267745.2875 | 28030749.7578 | 961560.8286 | 8390483.6777 | 8390483.6777 | 1478867.319 | 4237914.541 | 0 | 37382794.2642 | 51490059.8019 | 1778279.41 | 3.4037 | 10982.98 | 15127.6625 | 223.9029 | 308.3979
1 | 2700 | 707 | 0.03 | 15 | 15 | 7 | 2.3714e-09 | 5spot_SharedNeighbor | Water | Porous | Wet | R245fa | MinimizeLCOE_Brownfield | IgnoreSilica | 2019 | 108.5144 | 15.4321 | 0.86026 | 4 | 10911.9239 | 15011.6167 | 222.4543 | 306.0321 | 93.777 | 0 | 92.2621 | 2279838.5175 | 76775.6931 | 3100230.9231 | 3426361.841 | 0 | 220496.3716 | 0 | 3550444.305 | 9237527.7854 | 6304802.5258 | 28196477.9625 | 961560.8286 | 8390483.6777 | 8390483.6777 | 1478867.319 | 4237914.541 | 0 | 37548522.4689 | 51655788.0066 | 2371373.7057 | 3.4411 | 10911.9239 | 15011.6167 | 222.4543 | 306.0321
1 | 2700 | 707 | 0.03 | 15 | 15 | 7 | 3.1623e-09 | 5spot_SharedNeighbor | Water | Porous | Wet | R245fa | MinimizeLCOE_Brownfield | IgnoreSilica | 2019 | 109.1601 | 15.5217 | 0.86738 | 4 | 10858.6323 | 14924.6751 | 221.3679 | 304.2597 | 93.7698 | 0 | 92.3348 | 2289051.6895 | 77079.4178 | 3114648.5879 | 3446357.7821 | 0 | 217198.6306 | 0 | 3566291.0821 | 9278757.8487 | 6332942.8912 | 28322327.9299 | 961560.8286 | 8390483.6777 | 8390483.6777 | 1478867.319 | 4237914.541 | 0 | 37674372.4362 | 51781637.974 | 3162277.6602 | 3.4695 | 10858.6323 | 14924.6751 | 221.3679 | 304.2597
1 | 2700 | 707 | 0.03 | 15 | 15 | 7 | 4.217e-09 | 5spot_SharedNeighbor | Water | Porous | Wet | R245fa | MinimizeLCOE_Brownfield | IgnoreSilica | 2019 | 109.6398 | 15.5883 | 0.87274 | 4 | 10818.6647 | 14859.7709 | 220.5531 | 302.9365 | 93.7644 | 0 | 88.013 | 2295881.105 | 77304.4856 | 3125344.3379 | 3461210.2928 | 0 | 214607.5803 | 0 | 3577995.6426 | 9309210.7143 | 6353727.5977 | 28415281.7562 | 961560.8286 | 8390483.6777 | 8390483.6777 | 1478867.319 | 4237914.541 | 0 | 37767326.2625 | 51874591.8002 | 4216965.0343 | 3.4909 | 10818.6647 | 14859.7709 | 220.5531 | 302.9365
1 | 2700 | 707 | 0.03 | 15 | 15 | 7 | 5.6234e-09 | 5spot_SharedNeighbor | Water | Porous | Wet | R245fa | MinimizeLCOE_Brownfield | IgnoreSilica | 2019 | 110.0102 | 15.6397 | 0.87683 | 4 | 10788.6903 | 14810.9418 | 219.942 | 301.9411 | 93.7602 | 0 | 81.8338 | 2301145.5947 | 77477.938 | 3133594.0877 | 3472676.9416 | 0 | 212669.9265 | 0 | 3587050.1505 | 9332768.6865 | 6369806.3978 | 28487189.7233 | 961560.8286 | 8390483.6777 | 8390483.6777 | 1478867.319 | 4237914.541 | 0 | 37839234.2296 | 51946499.7673 | 5623413.2519 | 3.5073 | 10788.6903 | 14810.9418 | 219.942 | 301.9411
1 | 2700 | 707 | 0.03 | 15 | 15 | 7 | 7.4989e-09 | 5spot_SharedNeighbor | Water | Porous | Wet | R245fa | MinimizeLCOE_Brownfield | IgnoreSilica | 2019 | 110.2855 | 15.6779 | 0.87989 | 4 | 10766.2108 | 14774.4455 | 219.4838 | 301.1971 | 93.757 | 0 | 90.1737 | 2305051.7995 | 77606.6139 | 3139718.0936 | 3481194.9999 | 0 | 211171.7291 | 0 | 3593749.8621 | 9350199.9616 | 6381703.6012 | 28540396.6609 | 961560.8286 | 8390483.6777 | 8390483.6777 | 1478867.319 | 4237914.541 | 0 | 37892441.1672 | 51999706.705 | 7498942.0933 | 3.5196 | 10766.2108 | 14774.4455 | 219.4838 | 301.1971
1 | 2700 | 707 | 0.03 | 15 | 15 | 7 | 1e-08 | 5spot_SharedNeighbor | Water | Porous | Wet | R245fa | MinimizeLCOE_Brownfield | IgnoreSilica | 2019 | 110.4829 | 15.7052 | 0.88215 | 4 | 10749.3525 | 14747.3238 | 219.1401 | 300.6441 | 93.7548 | 0 | 88.3004 | 2307851.1855 | 77698.8167 | 3144108.335 | 3487304.7071 | 0 | 209981.0033 | 0 | 3598508.1785 | 9362580.125 | 6390153.3171 | 28578185.668 | 961560.8286 | 8390483.6777 | 8390483.6777 | 1478867.319 | 4237914.541 | 0 | 37930230.1743 | 52037495.7121 | 10000000 | 3.5286 | 10749.3525 | 14747.3238 | 219.1401 | 300.6441
1 | 2800 | 707 | 0.03 | 15 | 15 | 7 | 1e-13 | 5spot_SharedNeighbor | Water | Porous | Wet | R245fa | MinimizeLCOE_Brownfield | IgnoreSilica | 2019 | 0 | 0 | 0 | 0 |  |  |  |  | 15 |  | 22.1121 | [19 empty] | 100 | 0
1 | 2800 | 707 | 0.03 | 15 | 15 | 7 | 1.3335e-13 | 5spot_SharedNeighbor | Water | Porous | Wet | R245fa | MinimizeLCOE_Brownfield | IgnoreSilica | 2019 | 0 | 0 | 0 | 0 |  |  |  |  | 15 |  | 24.5894 | [19 empty] | 133.3521 | 0
1 | 2800 | 707 | 0.03 | 15 | 15 | 7 | 1.7783e-13 | 5spot_SharedNeighbor | Water | Porous | Wet | R245fa | MinimizeLCOE_Brownfield | IgnoreSilica | 2019 | 0 | 0 | 0 | 0 |  |  |  |  | 15 |  | 26.2558 | [19 empty] | 177.8279 | 0
1 | 2800 | 707 | 0.03 | 15 | 15 | 7 | 2.3714e-13 | 5spot_SharedNeighbor | Water | Porous | Wet | R245fa | MinimizeLCOE_Brownfield | IgnoreSilica | 2019 | 0 | 0 | 0 | 0 |  |  |  |  | 15 |  | 25.4634 | [19 empty] | 237.1374 | 0
1 | 2800 | 707 | 0.03 | 15 | 15 | 7 | 3.1623e-13 | 5spot_SharedNeighbor | Water | Porous | Wet | R245fa | MinimizeLCOE_Brownfield | IgnoreSilica | 2019 | 0 | 0 | 0 | 0 |  |  |  |  | 15 |  | 25.4544 | [19 empty] | 316.2278 | 0
1 | 2800 | 707 | 0.03 | 15 | 15 | 7 | 4.217e-13 | 5spot_SharedNeighbor | Water | Porous | Wet | R245fa | MinimizeLCOE_Brownfield | IgnoreSilica | 2019 | 0 | 0 | 0 | 0 |  |  |  |  | 15 |  | 25.8198 | [19 empty] | 421.6965 | 0
1 | 2800 | 707 | 0.03 | 15 | 15 | 7 | 5.6234e-13 | 5spot_SharedNeighbor | Water | Porous | Wet | R245fa | MinimizeLCOE_Brownfield | IgnoreSilica | 2019 | 0 | 0 | 0 | 0 |  |  |  |  | 15 |  | 28.0704 | [19 empty] | 562.3413 | 0
1 | 2800 | 707 | 0.03 | 15 | 15 | 7 | 7.4989e-13 | 5spot_SharedNeighbor | Water | Porous | Wet | R245fa | MinimizeLCOE_Brownfield | IgnoreSilica | 2019 | 0.99609 | 0.098133 | 0.00063847 | 4 | 4052068.9994 | 9775683.6953 | 82606.9074 | 199290.5347 | 76.526 | 0 | 77.3284 | 57401.4419 | 1689.9571 | 54971.4986 | 50881.5348 | 0 | 39124.8277 | 0 | 79587.0114 | 207069.0781 | 141328.9007 | 632054.2502 | 961560.8286 | 8754830.6413 | 8754830.6413 | 1478867.319 | 4383653.3264 | 0 | 10348445.7201 | 24965797.0069 | 749.8942 | 0.0025539 | 4052068.9994 | 9775683.6953 | 82606.9074 | 199290.5347
1 | 2800 | 707 | 0.03 | 15 | 15 | 7 | 1e-12 | 5spot_SharedNeighbor | Water | Porous | Wet | R245fa | MinimizeLCOE_Brownfield | IgnoreSilica | 2019 | 1.4764 | 0.16635 | 0.0022718 | 4 | 1168078.9213 | 2776663.19 | 23812.8688 | 56606.0348 | 82.3894 | 0 | 256.22 | 87532.169 | 2701.1544 | 83445.1597 | 65963.2452 | 0 | 50307.9655 | 0 | 113080.3806 | 294211.9542 | 200805.7042 | 898047.7327 | 961560.8286 | 8754830.6413 | 8754830.6413 | 1478867.319 | 4383653.3264 | 0 | 10614439.2026 | 25231790.4894 | 1000 | 0.0090871 | 1168078.9213 | 2776663.19 | 23812.8688 | 56606.0348
1 | 2800 | 707 | 0.03 | 15 | 15 | 7 | 1.3335e-12 | 5spot_SharedNeighbor | Water | Porous | Wet | R245fa | MinimizeLCOE_Brownfield | IgnoreSilica | 2019 | 2.0793 | 0.25469 | 0.0048116 | 4 | 567526.6935 | 1327012.4726 | 11569.7993 | 27052.9442 | 86.2941 | 0 | 381.197 | 121714.8748 | 3874.8966 | 116957.497 | 85142.2082 | 0 | 61830.6025 | 0 | 151912.8309 | 395246.0244 | 269763.5331 | 1206442.4676 | 961560.8286 | 8754830.6413 | 8754830.6413 | 1478867.319 | 4383653.3264 | 0 | 10922833.9375 | 25540185.2243 | 1333.5214 | 0.019246 | 567526.6935 | 1327012.4726 | 11569.7993 | 27052.9442
1 | 2800 | 707 | 0.03 | 15 | 15 | 7 | 1.7783e-12 | 5spot_SharedNeighbor | Water | Porous | Wet | R245fa | MinimizeLCOE_Brownfield | IgnoreSilica | 2019 | 2.8324 | 0.36679 | 0.0084633 | 4 | 333201.423 | 764986.9208 | 6792.7617 | 15595.2931 | 89.0051 | 0 | 88.9638 | 160356.7222 | 5216.8693 | 156249.214 | 109273.3941 | 0 | 73727.3189 | 0 | 196881.1722 | 512244.4242 | 349617.3451 | 1563566.4599 | 961560.8286 | 8754830.6413 | 8754830.6413 | 1478867.319 | 4383653.3264 | 0 | 11279957.9298 | 25897309.2166 | 1778.2794 | 0.033853 | 333201.423 | 764986.9208 | 6792.7617 | 15595.2931
1 | 2800 | 707 | 0.03 | 15 | 15 | 7 | 2.3714e-12 | 5spot_SharedNeighbor | Water | Porous | Wet | R245fa | MinimizeLCOE_Brownfield | IgnoreSilica | 2019 | 3.783 | 0.5094 | 0.013512 | 4 | 216476.0792 | 486927.4365 | 4413.1577 | 9926.6744 | 90.9684 | 0 | 90.0911 | 204652.5305 | 6763.1994 | 202888.664 | 139780.8716 | 0 | 86386.9004 | 0 | 249784.1447 | 649887.1067 | 443561.3042 | 1983704.7215 | 961560.8286 | 8754830.6413 | 8754830.6413 | 1478867.319 | 4383653.3264 | 0 | 11700096.1915 | 26317447.4782 | 2371.3737 | 0.054048 | 216476.0792 | 486927.4365 | 4413.1577 | 9926.6744
1 | 2800 | 707 | 0.03 | 15 | 15 | 7 | 3.1623e-12 | 5spot_SharedNeighbor | Water | Porous | Wet | R245fa | MinimizeLCOE_Brownfield | IgnoreSilica | 2019 | 5.0003 | 0.69286 | 0.02042 | 4 | 149419.6447 | 328378.4994 | 3046.1216 | 6694.4399 | 92.4353 | 0 | 66.2396 | 256401.4756 | 8573.5611 | 259195.0399 | 178937.56 | 0 | 100248.7492 | 0 | 313308.9904 | 815165.7246 | 556367.357 | 2488198.4579 | 961560.8286 | 8754830.6413 | 8754830.6413 | 1478867.319 | 4383653.3264 | 0 | 12204589.9278 | 26821941.2146 | 3162.2777 | 0.08168 | 149419.6447 | 328378.4994 | 3046.1216 | 6694.4399
1 | 2800 | 707 | 0.03 | 15 | 15 | 7 | 4.217e-12 | 5spot_SharedNeighbor | Water | Porous | Wet | R245fa | MinimizeLCOE_Brownfield | IgnoreSilica | 2019 | 6.5324 | 0.9242 | 0.029496 | 4 | 108515.6221 | 232410.1896 | 2212.2377 | 4737.9961 | 93.5117 | 0 | 60.7142 | 315978.7903 | 10657.4467 | 326106.2696 | 228342.8442 | 0 | 115448.5803 | 0 | 388648.2331 | 1011182.9799 | 690153.1615 | 3086518.3055 | 961560.8286 | 8754830.6413 | 8754830.6413 | 1478867.319 | 4383653.3264 | 0 | 12802909.7755 | 27420261.0622 | 4216.965 | 0.11798 | 108515.6221 | 232410.1896 | 2212.2377 | 4737.9961
1 | 2800 | 707 | 0.03 | 15 | 15 | 7 | 5.6234e-12 | 5spot_SharedNeighbor | Water | Porous | Wet | R245fa | MinimizeLCOE_Brownfield | IgnoreSilica | 2019 | 8.3183 | 1.1927 | 0.041107 | 4 | 81827.2954 | 170724.8 | 1668.1601 | 3480.456 | 94.2022 | 0 | 54.5004 | 379465.024 | 12870.9473 | 399690.6387 | 285923.9034 | 0 | 129057.6913 | 0 | 470733.1999 | 1224751.2254 | 835917.8775 | 3738410.5075 | 961560.8286 | 8754830.6413 | 8754830.6413 | 1478867.319 | 4383653.3264 | 0 | 13454801.9774 | 28072153.2642 | 5623.4133 | 0.16443 | 81827.2954 | 170724.8 | 1668.1601 | 3480.456
1 | 2800 | 707 | 0.03 | 15 | 15 | 7 | 7.4989e-12 | 5spot_SharedNeighbor | Water | Porous | Wet | R245fa | MinimizeLCOE_Brownfield | IgnoreSilica | 2019 | 11.0445 | 1.6083 | 0.057672 | 4 | 62535.7031 | 125900.0205 | 1274.8749 | 2566.6422 | 95.024 | 0 | 50.5502 | 470465.5721 | 16058.4526 | 507366.9262 | 374192.9784 | 0 | 152556.4592 | 0 | 593049.7515 | 1542993.8021 | 1053124.9753 | 4709808.9173 | 961560.8286 | 8754830.6413 | 8754830.6413 | 1478867.319 | 4383653.3264 | 0 | 14426200.3872 | 29043551.6739 | 7498.9421 | 0.23069 | 62535.7031 | 125900.0205 | 1274.8749 | 2566.6422
1 | 2800 | 707 | 0.03 | 15 | 15 | 7 | 1e-11 | 5spot_SharedNeighbor | Water | Porous | Wet | R245fa | MinimizeLCOE_Brownfield | IgnoreSilica | 2019 | 14.2675 | 2.0969 | 0.078822 | 4 | 49160.9819 | 95523.1752 | 1002.2131 | 1947.3691 | 95.5207 | 0 | 118.4506 | 568416.3417 | 19473.3727 | 627085.8263 | 478101.096 | 0 | 174183.6784 | 0 | 728231.5229 | 1894709.0417 | 1293177.8533 | 5783378.7329 | 961560.8286 | 8754830.6413 | 8754830.6413 | 1478867.319 | 4383653.3264 | 0 | 15499770.2028 | 30117121.4896 | 10000 | 0.31529 | 49160.9819 | 95523.1752 | 1002.2131 | 1947.3691
1 | 2800 | 707 | 0.03 | 15 | 15 | 7 | 1.3335e-11 | 5spot_SharedNeighbor | Water | Porous | Wet | R245fa | MinimizeLCOE_Brownfield | IgnoreSilica | 2019 | 18.2186 | 2.6961 | 0.10594 | 4 | 39532.3637 | 74026.6109 | 805.9207 | 1509.1326 | 95.8929 | 0 | 125.9185 | 679620.0993 | 23343.1816 | 766538.4068 | 605502.929 | 0 | 196660.2445 | 0 | 885949.2958 | 2305058.3346 | 1573249.6776 | 7035922.1692 | 961560.8286 | 8754830.6413 | 8754830.6413 | 1478867.319 | 4383653.3264 | 0 | 16752313.6391 | 31369664.9259 | 13335.2143 | 0.42376 | 39532.3637 | 74026.6109 | 805.9207 | 1509.1326
1 | 2800 | 707 | 0.03 | 15 | 15 | 7 | 1.7783e-11 | 5spot_SharedNeighbor | Water | Porous | Wet | R245fa | MinimizeLCOE_Brownfield | IgnoreSilica | 2019 | 23.1102 | 3.4383 | 0.1407 | 4 | 32401.2161 | 58374.5666 | 660.5426 | 1190.0445 | 96.1798 | 0 | 97.8116 | 807589.3217 | 27788.0357 | 930936.2312 | 763334.3538 | 0 | 220676.1428 | 0 | 1072626.3932 | 2790753.8493 | 1904746.8464 | 8518451.1741 | 961560.8286 | 8754830.6413 | 8754830.6413 | 1478867.319 | 4383653.3264 | 0 | 18234842.6441 | 32852193.9308 | 17782.7941 | 0.56278 | 32401.2161 | 58374.5666 | 660.5426 | 1190.0445
1 | 2800 | 707 | 0.03 | 15 | 15 | 7 | 2.3714e-11 | 5spot_SharedNeighbor | Water | Porous | Wet | R245fa | MinimizeLCOE_Brownfield | IgnoreSilica | 2019 | 29.0345 | 4.3374 | 0.18448 | 4 | 27041.8655 | 46850.996 | 551.285 | 955.1209 | 96.3997 | 0 | 120.4698 | 952093.3982 | 32797.436 | 1120869.5581 | 954553.2381 | 0 | 245216.7086 | 0 | 1289156.8322 | 3354121.635 | 2289256.9362 | 10238065.7423 | 961560.8286 | 8754830.6413 | 8754830.6413 | 1478867.319 | 4383653.3264 | 0 | 19954457.2123 | 34571808.499 | 23713.7371 | 0.73791 | 27041.8655 | 46850.996 | 551.285 | 955.1209
1 | 2800 | 707 | 0.03 | 15 | 15 | 7 | 3.1623e-11 | 5spot_SharedNeighbor | Water | Porous | Wet | R245fa | MinimizeLCOE_Brownfield | IgnoreSilica | 2019 | 36.0527 | 5.4027 | 0.23847 | 4 | 22969.3109 | 38293.1152 | 468.2605 | 780.6569 | 96.5687 | 0 | 141.0763 | 1112294.7185 | 38340.0602 | 1335998.9406 | 1181099.6827 | 0 | 269301.5346 | 0 | 1535443.6253 | 3994909.3502 | 2726607.7187 | 12193995.6308 | 961560.8286 | 8754830.6413 | 8754830.6413 | 1478867.319 | 4383653.3264 | 0 | 21910387.1007 | 36527738.3875 | 31622.7766 | 0.9539 | 22969.3109 | 38293.1152 | 468.2605 | 780.6569
1 | 2800 | 707 | 0.03 | 15 | 15 | 7 | 4.217e-11 | 5spot_SharedNeighbor | Water | Porous | Wet | R245fa | MinimizeLCOE_Brownfield | IgnoreSilica | 2019 | 44.0964 | 6.6238 | 0.30309 | 4 | 19852.2208 | 31909.2061 | 404.7144 | 650.5123 | 96.6967 | 0 | 162.3801 | 1284859.0145 | 44298.5035 | 1572387.7336 | 1440757.4037 | 0 | 291336.5265 | 0 | 1807119.2809 | 4701753.6778 | 3209043.4965 | 14351555.6371 | 961560.8286 | 8754830.6413 | 8754830.6413 | 1478867.319 | 4383653.3264 | 0 | 24067947.107 | 38685298.3937 | 42169.6503 | 1.2124 | 19852.2208 | 31909.2061 | 404.7144 | 650.5123
1 | 2800 | 707 | 0.03 | 15 | 15 | 7 | 5.6234e-11 | 5spot_SharedNeighbor | Water | Porous | Wet | R245fa | MinimizeLCOE_Brownfield | IgnoreSilica | 2019 | 52.9003 | 7.9596 | 0.37721 | 4 | 17460.6048 | 27148.4058 | 355.958 | 553.457 | 96.7876 | 0 | 131.676 | 1463192.1152 | 50442.7348 | 1821199.224 | 1724888.8177 | 0 | 309189.9894 | 0 | 2093876.0236 | 5447835.9005 | 3718259.9439 | 16628884.7491 | 961560.8286 | 8754830.6413 | 8754830.6413 | 1478867.319 | 4383653.3264 | 0 | 26345276.2191 | 40962627.5058 | 56234.1325 | 1.5088 | 17460.6048 | 27148.4058 | 355.958 | 553.457
1 | 2800 | 707 | 0.03 | 15 | 15 | 7 | 7.4989e-11 | 5spot_SharedNeighbor | Water | Porous | Wet | R245fa | MinimizeLCOE_Brownfield | IgnoreSilica | 2019 | 61.9964 | 9.3375 | 0.45775 | 4 | 15629.5383 | 23612.7297 | 318.6293 | 481.3774 | 96.8413 | 0 | 175.5265 | 1638013.0972 | 56450.4537 | 2069243.2912 | 2018235.0648 | 0 | 320736.7517 | 0 | 2380044.6768 | 6192388.0349 | 4226432.0746 | 18901543.4449 | 961560.8286 | 8754830.6413 | 8754830.6413 | 1478867.319 | 4383653.3264 | 0 | 28617934.9148 | 43235286.2016 | 74989.4209 | 1.831 | 15629.5383 | 23612.7297 | 318.6293 | 481.3774
1 | 2800 | 707 | 0.03 | 15 | 15 | 7 | 1e-10 | 5spot_SharedNeighbor | Water | Porous | Wet | R245fa | MinimizeLCOE_Brownfield | IgnoreSilica | 2019 | 70.8197 | 10.6701 | 0.54007 | 4 | 14234.3085 | 21000.6616 | 290.1856 | 428.1269 | 96.8599 | 0 | 147.8267 | 1799768.1243 | 61992.2853 | 2302262.82 | 2302396.7748 | 0 | 324752.1132 | 0 | 2648557.1259 | 6891002.3478 | 4703250.6983 | 21033982.2896 | 961560.8286 | 8754830.6413 | 8754830.6413 | 1478867.319 | 4383653.3264 | 0 | 30750373.7596 | 45367725.0463 | 100000 | 2.1603 | 14234.3085 | 21000.6616 | 290.1856 | 428.1269
1 | 2800 | 707 | 0.03 | 15 | 15 | 7 | 1.3335e-10 | 5spot_SharedNeighbor | Water | Porous | Wet | R245fa | MinimizeLCOE_Brownfield | IgnoreSilica | 2019 | 78.9413 | 11.8917 | 0.61955 | 4 | 13176.5353 | 19074.9458 | 268.6215 | 388.8686 | 96.8504 | 0 | 185.6625 | 1942614.9537 | 66869.9643 | 2510828.6333 | 2563471.0148 | 0 | 321969.4562 | 0 | 2888244.0687 | 7514618.6063 | 5128881.6088 | 22937498.3059 | 961560.8286 | 8754830.6413 | 8754830.6413 | 1478867.319 | 4383653.3264 | 0 | 32653889.7759 | 47271241.0626 | 133352.1432 | 2.4782 | 13176.5353 | 19074.9458 | 268.6215 | 388.8686
1 | 2800 | 707 | 0.03 | 15 | 15 | 7 | 1.7783e-10 | 5spot_SharedNeighbor | Water | Porous | Wet | R245fa | MinimizeLCOE_Brownfield | IgnoreSilica | 2019 | 86.3764 | 13.0047 | 0.69475 | 4 | 12361.0779 | 17621.021 | 251.9973 | 359.2283 | 96.8212 | 0 | 165.2367 | 2068757.5951 | 71162.3986 | 2697191.4895 | 2801966.6286 | 0 | 314733.5939 | 0 | 3101986.5652 | 8070732.7378 | 5508440.9305 | 24634971.9392 | 961560.8286 | 8754830.6413 | 8754830.6413 | 1478867.319 | 4383653.3264 | 0 | 34351363.4091 | 48968714.6959 | 177827.941 | 2.779 | 12361.0779 | 17621.021 | 251.9973 | 359.2283
1 | 2800 | 707 | 0.03 | 15 | 15 | 7 | 2.3714e-10 | 5spot_SharedNeighbor | Water | Porous | Wet | R245fa | MinimizeLCOE_Brownfield | IgnoreSilica | 2019 | 92.364 | 13.8967 | 0.75822 | 4 | 11764.9924 | 16584.6452 | 239.8453 | 338.1004 | 96.7843 | 0 | 166.3674 | 2167340.2424 | 74506.0629 | 2844286.7961 | 2993616.6519 | 0 | 303557.8525 | 0 | 3269489.9662 | 8506542.2276 | 5805889.8623 | 25965229.6619 | 961560.8286 | 8754830.6413 | 8754830.6413 | 1478867.319 | 4383653.3264 | 0 | 35681621.1318 | 50298972.4185 | 237137.3706 | 3.0329 | 11764.9924 | 16584.6452 | 239.8453 | 338.1004
1 | 2800 | 707 | 0.03 | 15 | 15 | 7 | 3.1623e-10 | 5spot_SharedNeighbor | Water | Porous | Wet | R245fa | MinimizeLCOE_Brownfield | IgnoreSilica | 2019 | 97.2575 | 14.6225 | 0.81174 | 4 | 11316.9223 | 15818.7843 | 230.7108 | 322.4873 | 96.7459 | 0 | 184.5406 | 2246023.4878 | 77167.268 | 2962617.4862 | 3149942.2372 | 0 | 291066.5546 | 0 | 3403458.6432 | 8855101.2442 | 6043788.5533 | 27029165.4746 | 961560.8286 | 8754830.6413 | 8754830.6413 | 1478867.319 | 4383653.3264 | 0 | 36745556.9446 | 51362908.2313 | 316227.766 | 3.247 | 11316.9223 | 15818.7843 | 230.7108 | 322.4873
1 | 2800 | 707 | 0.03 | 15 | 15 | 7 | 4.217e-10 | 5spot_SharedNeighbor | Water | Porous | Wet | R245fa | MinimizeLCOE_Brownfield | IgnoreSilica | 2019 | 101.1675 | 15.2003 | 0.85562 | 4 | 10980.4195 | 15251.4184 | 223.8507 | 310.9208 | 96.7101 | 0 | 176.6445 | 2307720.1648 | 79248.9659 | 3055987.3724 | 3274636.7524 | 0 | 278676.2531 | 0 | 3508545.1083 | 9128514.6703 | 6230398.8347 | 27863728.1219 | 961560.8286 | 8754830.6413 | 8754830.6413 | 1478867.319 | 4383653.3264 | 0 | 37580119.5918 | 52197470.8786 | 421696.5034 | 3.4225 | 10980.4195 | 15251.4184 | 223.8507 | 310.9208
1 | 2800 | 707 | 0.03 | 15 | 15 | 7 | 5.6234e-10 | 5spot_SharedNeighbor | Water | Porous | Wet | R245fa | MinimizeLCOE_Brownfield | IgnoreSilica | 2019 | 104.2218 | 15.6503 | 0.89071 | 4 | 10727.8241 | 14830.5477 | 218.7012 | 302.3408 | 96.6791 | 0 | 191.7238 | 2355212.5443 | 80848.2555 | 3128216.2915 | 3371907.4877 | 0 | 267175.0248 | 0 | 3589310.2455 | 9338648.99 | 6373819.8257 | 28505138.6651 | 961560.8286 | 8754830.6413 | 8754830.6413 | 1478867.319 | 4383653.3264 | 0 | 38221530.1351 | 52838881.4218 | 562341.3252 | 3.5628 | 10727.8241 | 14830.5477 | 218.7012 | 302.3408
1 | 2800 | 707 | 0.03 | 15 | 15 | 7 | 7.4989e-10 | 5spot_SharedNeighbor | Water | Porous | Wet | R245fa | MinimizeLCOE_Brownfield | IgnoreSilica | 2019 | 106.7458 | 16.0211 | 0.91926 | 4 | 10538.2679 | 14513.5764 | 214.8368 | 295.8789 | 96.6516 | 0 | 136.171 | 2394003.8091 | 82152.4356 | 3187444.0057 | 3452194.7706 | 0 | 258056.806 | 0 | 3655802.2126 | 9511647.4489 | 6491894.8287 | 29033196.3173 | 961560.8286 | 8754830.6413 | 8754830.6413 | 1478867.319 | 4383653.3264 | 0 | 38749587.7872 | 53366939.074 | 749894.2093 | 3.677 | 10538.2679 | 14513.5764 | 214.8368 | 295.8789
1 | 2800 | 707 | 0.03 | 15 | 15 | 7 | 1e-09 | 5spot_SharedNeighbor | Water | Porous | Wet | R245fa | MinimizeLCOE_Brownfield | IgnoreSilica | 2019 | 108.4413 | 16.2697 | 0.9401 | 4 | 10396.0178 | 14283.1915 | 211.9369 | 291.1822 | 96.6321 | 0 | 185.2398 | 2419833.3999 | 83019.7474 | 3226998.882 | 3506077.9987 | 0 | 248877.86 | 0 | 3699075.0763 | 9624234.564 | 6568737.8482 | 29376855.3766 | 961560.8286 | 8754830.6413 | 8754830.6413 | 1478867.319 | 4383653.3264 | 0 | 39093246.8465 | 53710598.1332 | 1000000 | 3.7604 | 10396.0178 | 14283.1915 | 211.9369 | 291.1822
1 | 2800 | 707 | 0.03 | 15 | 15 | 7 | 1.3335e-09 | 5spot_SharedNeighbor | Water | Porous | Wet | R245fa | MinimizeLCOE_Brownfield | IgnoreSilica | 2019 | 109.825 | 16.4723 | 0.95669 | 4 | 10289.2945 | 14109.0814 | 209.7612 | 287.6327 | 96.6157 | 0 | 163.8039 | 2440780.9347 | 83722.4827 | 3259146.5206 | 3550025.8088 | 0 | 241942.2198 | 0 | 3734491.007 | 9716379.5507 | 6631628.695 | 29658117.2193 | 961560.8286 | 8754830.6413 | 8754830.6413 | 1478867.319 | 4383653.3264 | 0 | 39374508.6893 | 53991859.976 | 1333521.4322 | 3.8267 | 10289.2945 | 14109.0814 | 209.7612 | 287.6327
1 | 2800 | 707 | 0.03 | 15 | 15 | 7 | 1.7783e-09 | 5spot_SharedNeighbor | Water | Porous | Wet | R245fa | MinimizeLCOE_Brownfield | IgnoreSilica | 2019 | 110.8922 | 16.6284 | 0.96948 | 4 | 10209.227 | 13978.6115 | 208.1289 | 284.9729 | 96.6027 | 0 | 162.9068 | 2456855.1272 | 84261.3299 | 3283857.4396 | 3583901.6921 | 0 | 236482.4909 | 0 | 3761689.6511 | 9787144.8434 | 6679927.4614 | 29874120.0356 | 961560.8286 | 8754830.6413 | 8754830.6413 | 1478867.319 | 4383653.3264 | 0 | 39590511.5055 | 54207862.7922 | 1778279.41 | 3.8779 | 10209.227 | 13978.6115 | 208.1289 | 284.9729
1 | 2800 | 707 | 0.03 | 15 | 15 | 7 | 2.3714e-09 | 5spot_SharedNeighbor | Water | Porous | Wet | R245fa | MinimizeLCOE_Brownfield | IgnoreSilica | 2019 | 111.6808 | 16.7436 | 0.97911 | 4 | 10149.162 | 13881.4659 | 206.9044 | 282.9925 | 96.5929 | 0 | 195.4855 | 2468686.8934 | 84657.7344 | 3302070.0926 | 3608921.8317 | 0 | 232064.1292 | 0 | 3781596.2657 | 9838937.7714 | 6715277.1989 | 30032211.9175 | 961560.8286 | 8754830.6413 | 8754830.6413 | 1478867.319 | 4383653.3264 | 0 | 39748603.3874 | 54365954.6741 | 2371373.7057 | 3.9164 | 10149.162 | 13881.4659 | 206.9044 | 282.9925
1 | 2800 | 707 | 0.03 | 15 | 15 | 7 | 3.1623e-09 | 5spot_SharedNeighbor | Water | Porous | Wet | R245fa | MinimizeLCOE_Brownfield | IgnoreSilica | 2019 | 112.2876 | 16.8321 | 0.98648 | 4 | 10104.1053 | 13808.5124 | 205.9859 | 281.5052 | 96.5852 | 0 | 189.3353 | 2477765.0538 | 84961.7536 | 3316057.7052 | 3628167.9786 | 0 | 228690.4738 | 0 | 3796900.7563 | 9878756.9166 | 6742454.5837 | 30153755.2216 | 961560.8286 | 8754830.6413 | 8754830.6413 | 1478867.319 | 4383653.3264 | 0 | 39870146.6916 | 54487497.9783 | 3162277.6602 | 3.9459 | 10104.1053 | 13808.5124 | 205.9859 | 281.5052
1 | 2800 | 707 | 0.03 | 15 | 15 | 7 | 4.217e-09 | 5spot_SharedNeighbor | Water | Porous | Wet | R245fa | MinimizeLCOE_Brownfield | IgnoreSilica | 2019 | 112.746 | 16.899 | 0.99207 | 4 | 10070.3089 | 13753.8654 | 205.2969 | 280.3912 | 96.5794 | 0 | 196.0836 | 2484608.6906 | 85190.8651 | 3326610.2028 | 3642705.0233 | 0 | 226093.0836 | 0 | 3808431.0675 | 9908756.4211 | 6762929.862 | 30245325.2161 | 961560.8286 | 8754830.6413 | 8754830.6413 | 1478867.319 | 4383653.3264 | 0 | 39961716.686 | 54579067.9728 | 4216965.0343 | 3.9683 | 10070.3089 | 13753.8654 | 205.2969 | 280.3912
1 | 2800 | 707 | 0.03 | 15 | 15 | 7 | 5.6234e-09 | 5spot_SharedNeighbor | Water | Porous | Wet | R245fa | MinimizeLCOE_Brownfield | IgnoreSilica | 2019 | 113.0964 | 16.9501 | 0.99631 | 4 | 10044.96 | 13712.818 | 204.7801 | 279.5543 | 96.5749 | 0 | 203.936 | 2489831.3642 | 85365.6663 | 3334667.7982 | 3653815.1824 | 0 | 224133.5023 | 0 | 3817247.2702 | 9931694.372 | 6778585.4848 | 30315340.6405 | 961560.8286 | 8754830.6413 | 8754830.6413 | 1478867.319 | 4383653.3264 | 0 | 40031732.1104 | 54649083.3972 | 5623413.2519 | 3.9853 | 10044.96 | 13712.818 | 204.7801 | 279.5543
1 | 2800 | 707 | 0.03 | 15 | 15 | 7 | 7.4989e-09 | 5spot_SharedNeighbor | Water | Porous | Wet | R245fa | MinimizeLCOE_Brownfield | IgnoreSilica | 2019 | 113.3398 | 16.9856 | 0.9994 | 4 | 10025.948 | 13682.4953 | 204.3925 | 278.9362 | 96.5717 | 0 | 188.3465 | 2493454.3919 | 85486.9047 | 3340259.8038 | 3661530.863 | 0 | 222522.963 | 0 | 3823269.4213 | 9947362.7738 | 6789279.491 | 30363166.6124 | 961560.8286 | 8754830.6413 | 8754830.6413 | 1478867.319 | 4383653.3264 | 0 | 40079558.0824 | 54696909.3691 | 7498942.0933 | 3.9976 | 10025.948 | 13682.4953 | 204.3925 | 278.9362
1 | 2800 | 707 | 0.03 | 15 | 15 | 7 | 1e-08 | 5spot_SharedNeighbor | Water | Porous | Wet | R245fa | MinimizeLCOE_Brownfield | IgnoreSilica | 2019 | 113.5445 | 17.0155 | 1.0018 | 4 | 10011.6892 | 13659.305 | 204.1018 | 278.4634 | 96.569 | 0 | 185.5148 | 2496498.3106 | 85588.7508 | 3344959.3896 | 3668018.4061 | 0 | 221426.9413 | 0 | 3828431.8013 | 9960794.2277 | 6798446.7343 | 30404164.5617 | 961560.8286 | 8754830.6413 | 8754830.6413 | 1478867.319 | 4383653.3264 | 0 | 40120556.0316 | 54737907.3183 | 10000000 | 4.0074 | 10011.6892 | 13659.305 | 204.1018 | 278.4634
1 | 2900 | 707 | 0.03 | 15 | 15 | 7 | 1e-13 | 5spot_SharedNeighbor | Water | Porous | Wet | R245fa | MinimizeLCOE_Brownfield | IgnoreSilica | 2019 | 0 | 0 | 0 | 0 |  |  |  |  | 15 |  | 22.1867 | [19 empty] | 100 | 0
1 | 2900 | 707 | 0.03 | 15 | 15 | 7 | 1.3335e-13 | 5spot_SharedNeighbor | Water | Porous | Wet | R245fa | MinimizeLCOE_Brownfield | IgnoreSilica | 2019 | 0 | 0 | 0 | 0 |  |  |  |  | 15 |  | 24.7831 | [19 empty] | 133.3521 | 0
1 | 2900 | 707 | 0.03 | 15 | 15 | 7 | 1.7783e-13 | 5spot_SharedNeighbor | Water | Porous | Wet | R245fa | MinimizeLCOE_Brownfield | IgnoreSilica | 2019 | 0 | 0 | 0 | 0 |  |  |  |  | 15 |  | 26.657 | [19 empty] | 177.8279 | 0
1 | 2900 | 707 | 0.03 | 15 | 15 | 7 | 2.3714e-13 | 5spot_SharedNeighbor | Water | Porous | Wet | R245fa | MinimizeLCOE_Brownfield | IgnoreSilica | 2019 | 0 | 0 | 0 | 0 |  |  |  |  | 15 |  | 25.5558 | [19 empty] | 237.1374 | 0
1 | 2900 | 707 | 0.03 | 15 | 15 | 7 | 3.1623e-13 | 5spot_SharedNeighbor | Water | Porous | Wet | R245fa | MinimizeLCOE_Brownfield | IgnoreSilica | 2019 | 0 | 0 | 0 | 0 |  |  |  |  | 15 |  | 25.6217 | [19 empty] | 316.2278 | 0
1 | 2900 | 707 | 0.03 | 15 | 15 | 7 | 4.217e-13 | 5spot_SharedNeighbor | Water | Porous | Wet | R245fa | MinimizeLCOE_Brownfield | IgnoreSilica | 2019 | 0 | 0 | 0 | 0 |  |  |  |  | 15 |  | 26.3031 | [19 empty] | 421.6965 | 0
1 | 2900 | 707 | 0.03 | 15 | 15 | 7 | 5.6234e-13 | 5spot_SharedNeighbor | Water | Porous | Wet | R245fa | MinimizeLCOE_Brownfield | IgnoreSilica | 2019 | 0 | 0 | 0 | 0 |  |  |  |  | 15 |  | 28.0595 | [19 empty] | 562.3413 | 0
1 | 2900 | 707 | 0.03 | 15 | 15 | 7 | 7.4989e-13 | 5spot_SharedNeighbor | Water | Porous | Wet | R245fa | MinimizeLCOE_Brownfield | IgnoreSilica | 2019 | 1.6 | 0.19222 | 0.00074437 | 4 | 3731604.8597 | 8814965.9724 | 76073.8124 | 179705.0045 | 85.3582 | 0 | 32.3559 | 99409.957 | 3135.9462 | 93449.5239 | 70733.2497 | 0 | 63953.348 | 0 | 128965.9897 | 335543.0506 | 229015.0268 | 1024206.0919 | 961560.8286 | 9125037.6958 | 9125037.6958 | 1478867.319 | 4531736.1482 | 0 | 11110804.6163 | 26246445.7793 | 749.8942 | 0.0029775 | 3731604.8597 | 8814965.9724 | 76073.8124 | 179705.0045
1 | 2900 | 707 | 0.03 | 15 | 15 | 7 | 1e-12 | 5spot_SharedNeighbor | Water | Porous | Wet | R245fa | MinimizeLCOE_Brownfield | IgnoreSilica | 2019 | 1.7098 | 0.20901 | 0.003396 | 4 | 820370.7805 | 1934592.1807 | 16724.368 | 39439.2783 | 86.1994 | 0 | 305.2008 | 106105.9437 | 3369.1646 | 99859.7003 | 74246.0159 | 0 | 57805.6909 | 0 | 133140.741 | 346404.8971 | 236428.4602 | 1057360.6137 | 961560.8286 | 9125037.6958 | 9125037.6958 | 1478867.319 | 4531736.1482 | 0 | 11143959.1381 | 26279600.301 | 1000 | 0.013584 | 820370.7805 | 1934592.1807 | 16724.368 | 39439.2783
1 | 2900 | 707 | 0.03 | 15 | 15 | 7 | 1.3335e-12 | 5spot_SharedNeighbor | Water | Porous | Wet | R245fa | MinimizeLCOE_Brownfield | IgnoreSilica | 2019 | 2.371 | 0.31169 | 0.0066471 | 4 | 432018.2793 | 1001273.9553 | 8807.277 | 20412.3239 | 89.7553 | 0 | 432.1043 | 144195.8902 | 4708.9882 | 137089.435 | 95874.2021 | 0 | 70180.1451 | 0 | 176298.9776 | 458693.7759 | 313067.9273 | 1400109.3414 | 961560.8286 | 9125037.6958 | 9125037.6958 | 1478867.319 | 4531736.1482 | 0 | 11486707.8658 | 26622349.0288 | 1333.5214 | 0.026588 | 432018.2793 | 1001273.9553 | 8807.277 | 20412.3239
1 | 2900 | 707 | 0.03 | 15 | 15 | 7 | 1.7783e-12 | 5spot_SharedNeighbor | Water | Porous | Wet | R245fa | MinimizeLCOE_Brownfield | IgnoreSilica | 2019 | 3.3419 | 0.46443 | 0.011317 | 4 | 264162.7779 | 598515.7959 | 5385.3155 | 12201.5541 | 92.5877 | 0 | 49.61 | 194486.4382 | 6494.203 | 188189.5965 | 127702.4998 | 0 | 87417.3413 | 0 | 235673.1308 | 613173.1431 | 418503.2696 | 1871639.6223 | 961560.8286 | 9125037.6958 | 9125037.6958 | 1478867.319 | 4531736.1482 | 0 | 11958238.1467 | 27093879.3097 | 1778.2794 | 0.045268 | 264162.7779 | 598515.7959 | 5385.3155 | 12201.5541
1 | 2900 | 707 | 0.03 | 15 | 15 | 7 | 2.3714e-12 | 5spot_SharedNeighbor | Water | Porous | Wet | R245fa | MinimizeLCOE_Brownfield | IgnoreSilica | 2019 | 4.2286 | 0.60505 | 0.017536 | 4 | 176041.7709 | 391820.1907 | 3588.8496 | 7987.7846 | 94.0944 | 0 | 62.1108 | 236477.1542 | 7991.2654 | 232262.352 | 157062.8129 | 0 | 96447.0618 | 0 | 284793.852 | 740975.1837 | 505730.7884 | 2261740.4704 | 961560.8286 | 9125037.6958 | 9125037.6958 | 1478867.319 | 4531736.1482 | 0 | 12348338.9948 | 27483980.1578 | 2371.3737 | 0.070144 | 176041.7709 | 391820.1907 | 3588.8496 | 7987.7846
1 | 2900 | 707 | 0.03 | 15 | 15 | 7 | 3.1623e-12 | 5spot_SharedNeighbor | Water | Porous | Wet | R245fa | MinimizeLCOE_Brownfield | IgnoreSilica | 2019 | 5.6117 | 0.82481 | 0.026083 | 4 | 123977.4695 | 269051.5638 | 2527.4484 | 5484.98 | 95.5243 | 0 | 104.9332 | 296548.4562 | 10134.6096 | 297267.0447 | 202659.1885 | 0 | 112922.4174 | 0 | 358617.3694 | 933048.8328 | 636825.0006 | 2848022.9193 | 961560.8286 | 9125037.6958 | 9125037.6958 | 1478867.319 | 4531736.1482 | 0 | 12934621.4437 | 28070262.6067 | 3162.2777 | 0.10433 | 123977.4695 | 269051.5638 | 2527.4484 | 5484.98
1 | 2900 | 707 | 0.03 | 15 | 15 | 7 | 4.217e-12 | 5spot_SharedNeighbor | Water | Porous | Wet | R245fa | MinimizeLCOE_Brownfield | IgnoreSilica | 2019 | 7.2512 | 1.0852 | 0.037235 | 4 | 91201.4911 | 192824.5967 | 1859.2658 | 3930.9902 | 96.497 | 0 | 103.8352 | 361599.3903 | 12451.9863 | 369954.4819 | 256648.6426 | 0 | 128364.4621 | 0 | 440317.3956 | 1145615.542 | 781906.1474 | 3496858.0482 | 961560.8286 | 9125037.6958 | 9125037.6958 | 1478867.319 | 4531736.1482 | 0 | 13583456.5726 | 28719097.7356 | 4216.965 | 0.14894 | 91201.4911 | 192824.5967 | 1859.2658 | 3930.9902
1 | 2900 | 707 | 0.03 | 15 | 15 | 7 | 5.6234e-12 | 5spot_SharedNeighbor | Water | Porous | Wet | R245fa | MinimizeLCOE_Brownfield | IgnoreSilica | 2019 | 9.5681 | 1.4557 | 0.052548 | 4 | 68812.0485 | 140820.4392 | 1402.8267 | 2870.8151 | 97.3947 | 0 | 112.4282 | 446742.7248 | 15488.9461 | 467628.3718 | 333104.4019 | 0 | 150285.8993 | 0 | 551167.6341 | 1434025.124 | 978751.6134 | 4377194.7154 | 961560.8286 | 9125037.6958 | 9125037.6958 | 1478867.319 | 4531736.1482 | 0 | 14463793.2398 | 29599434.4027 | 5623.4133 | 0.21019 | 68812.0485 | 140820.4392 | 1402.8267 | 2870.8151
1 | 2900 | 707 | 0.03 | 15 | 15 | 7 | 7.4989e-12 | 5spot_SharedNeighbor | Water | Porous | Wet | R245fa | MinimizeLCOE_Brownfield | IgnoreSilica | 2019 | 12.3527 | 1.9001 | 0.072296 | 4 | 53451.7641 | 105790.5816 | 1089.6865 | 2156.6841 | 98.0041 | 0 | 117.6687 | 540488.2649 | 18823.1194 | 578453.4625 | 424748.0047 | 0 | 171568.9048 | 0 | 676291.885 | 1759572.7581 | 1200944.563 | 5370890.9624 | 961560.8286 | 9125037.6958 | 9125037.6958 | 1478867.319 | 4531736.1482 | 0 | 15457489.4868 | 30593130.6497 | 7498.9421 | 0.28919 | 53451.7641 | 105790.5816 | 1089.6865 | 2156.6841
1 | 2900 | 707 | 0.03 | 15 | 15 | 7 | 1e-11 | 5spot_SharedNeighbor | Water | Porous | Wet | R245fa | MinimizeLCOE_Brownfield | IgnoreSilica | 2019 | 15.846 | 2.4581 | 0.098041 | 4 | 42442.4839 | 81037.7914 | 865.2474 | 1652.065 | 98.4697 | 0 | 137.9657 | 649349.0783 | 22688.9845 | 710515.1352 | 540030.2855 | 0 | 194699.3285 | 0 | 825740.2967 | 2148406.8693 | 1466331.8336 | 6557761.8116 | 961560.8286 | 9125037.6958 | 9125037.6958 | 1478867.319 | 4531736.1482 | 0 | 16644360.336 | 31780001.4989 | 10000 | 0.39216 | 42442.4839 | 81037.7914 | 865.2474 | 1652.065
1 | 2900 | 707 | 0.03 | 15 | 15 | 7 | 1.3335e-11 | 5spot_SharedNeighbor | Water | Porous | Wet | R245fa | MinimizeLCOE_Brownfield | IgnoreSilica | 2019 | 20.1749 | 3.1499 | 0.13121 | 4 | 34385.6926 | 63225.0895 | 700.9989 | 1288.929 | 98.8259 | 0 | 108.015 | 774504.0166 | 27124.6555 | 866172.7895 | 682907.7134 | 0 | 219270.2792 | 0 | 1002291.9871 | 2607758.1521 | 1779848.5229 | 7959878.1162 | 961560.8286 | 9125037.6958 | 9125037.6958 | 1478867.319 | 4531736.1482 | 0 | 18046476.6406 | 33182117.8035 | 13335.2143 | 0.52483 | 34385.6926 | 63225.0895 | 700.9989 | 1288.929
1 | 2900 | 707 | 0.03 | 15 | 15 | 7 | 1.7783e-11 | 5spot_SharedNeighbor | Water | Porous | Wet | R245fa | MinimizeLCOE_Brownfield | IgnoreSilica | 2019 | 25.4996 | 4.0009 | 0.17347 | 4 | 28384.95 | 50198.5948 | 578.6656 | 1023.3663 | 99.1004 | 0 | 133.0984 | 917739.9404 | 32190.4897 | 1048586.3744 | 858593.8855 | 0 | 245191.3338 | 0 | 1209897.7893 | 3147905.8635 | 2148510.4349 | 9608616.1115 | 961560.8286 | 9125037.6958 | 9125037.6958 | 1478867.319 | 4531736.1482 | 0 | 19695214.6358 | 34830855.7988 | 17782.7941 | 0.69386 | 28384.95 | 50198.5948 | 578.6656 | 1023.3663
1 | 2900 | 707 | 0.03 | 15 | 15 | 7 | 2.3714e-11 | 5spot_SharedNeighbor | Water | Porous | Wet | R245fa | MinimizeLCOE_Brownfield | IgnoreSilica | 2019 | 31.9117 | 5.0258 | 0.22635 | 4 | 23853.174 | 40569.942 | 486.2792 | 827.0731 | 99.3115 | 0 | 119.277 | 1078743.8746 | 37872.5731 | 1258268.0936 | 1070045.6354 | 0 | 271415.191 | 0 | 1449374.6934 | 3770975.6447 | 2573768.3633 | 11510464.0691 | 961560.8286 | 9125037.6958 | 9125037.6958 | 1478867.319 | 4531736.1482 | 0 | 21597062.5935 | 36732703.7565 | 23713.7371 | 0.90542 | 23853.174 | 40569.942 | 486.2792 | 827.0731
1 | 2900 | 707 | 0.03 | 15 | 15 | 7 | 3.1623e-11 | 5spot_SharedNeighbor | Water | Porous | Wet | R245fa | MinimizeLCOE_Brownfield | IgnoreSilica | 2019 | 39.4561 | 6.2318 | 0.29108 | 4 | 20395.1557 | 33394.4902 | 415.7828 | 680.7919 | 99.4737 | 0 | 124.0908 | 1256276.2243 | 44125.0264 | 1494350.9415 | 1318855.4191 | 0 | 296845.2432 | 0 | 1720076.6132 | 4475286.5114 | 3054475.002 | 13660290.9812 | 961560.8286 | 9125037.6958 | 9125037.6958 | 1478867.319 | 4531736.1482 | 0 | 23746889.5056 | 38882530.6685 | 31622.7766 | 1.1643 | 20395.1557 | 33394.4902 | 415.7828 | 680.7919
1 | 2900 | 707 | 0.03 | 15 | 15 | 7 | 4.217e-11 | 5spot_SharedNeighbor | Water | Porous | Wet | R245fa | MinimizeLCOE_Brownfield | IgnoreSilica | 2019 | 48.0035 | 7.5981 | 0.36767 | 4 | 17741.5334 | 28033.2587 | 361.6852 | 571.4959 | 99.5945 | 0 | 121.4297 | 1445566.736 | 50777.2413 | 1750996.696 | 1600731.3689 | 0 | 319469.3907 | 0 | 2015341.1588 | 5243504.292 | 3578799.4225 | 16005186.3063 | 961560.8286 | 9125037.6958 | 9125037.6958 | 1478867.319 | 4531736.1482 | 0 | 26091784.8307 | 41227425.9936 | 42169.6503 | 1.4707 | 17741.5334 | 28033.2587 | 361.6852 | 571.4959
1 | 2900 | 707 | 0.03 | 15 | 15 | 7 | 5.6234e-11 | 5spot_SharedNeighbor | Water | Porous | Wet | R245fa | MinimizeLCOE_Brownfield | IgnoreSilica | 2019 | 57.1728 | 9.0624 | 0.45398 | 4 | 15703.8421 | 24038.8195 | 320.1441 | 490.0639 | 99.6749 | 0 | 155.0725 | 1637547.325 | 57507.389 | 2015986.7756 | 1902992.0274 | 0 | 336496.9436 | 0 | 2320706.8796 | 6038003.2584 | 4121061.2924 | 18430301.8909 | 961560.8286 | 9125037.6958 | 9125037.6958 | 1478867.319 | 4531736.1482 | 0 | 28516900.4153 | 43652541.5783 | 56234.1325 | 1.8159 | 15703.8421 | 24038.8195 | 320.1441 | 490.0639
1 | 2900 | 707 | 0.03 | 15 | 15 | 7 | 7.4989e-11 | 5spot_SharedNeighbor | Water | Porous | Wet | R245fa | MinimizeLCOE_Brownfield | IgnoreSilica | 2019 | 66.4493 | 10.5403 | 0.5459 | 4 | 14144.4734 | 21075.9588 | 288.3542 | 429.6619 | 99.7149 | 0 | 168.8337 | 1822075.9717 | 63957.0885 | 2274898.6563 | 2208490.5431 | 0 | 346003.0934 | 0 | 2619015.8876 | 6814142.1056 | 4650792.0037 | 20799375.3497 | 961560.8286 | 9125037.6958 | 9125037.6958 | 1478867.319 | 4531736.1482 | 0 | 30885973.8741 | 46021615.0371 | 74989.4209 | 2.1836 | 14144.4734 | 21075.9588 | 288.3542 | 429.6619
1 | 2900 | 707 | 0.03 | 15 | 15 | 7 | 1e-10 | 5spot_SharedNeighbor | Water | Porous | Wet | R245fa | MinimizeLCOE_Brownfield | IgnoreSilica | 2019 | 75.2897 | 11.9434 | 0.63806 | 4 | 12957.2712 | 18887.6478 | 264.1515 | 385.0502 | 99.7188 | 0 | 168.8447 | 1990047.1125 | 69807.8099 | 2514088.0948 | 2499172.225 | 0 | 347407.8957 | 0 | 2894004.0238 | 7529604.8281 | 5139110.0131 | 22983242.003 | 961560.8286 | 9125037.6958 | 9125037.6958 | 1478867.319 | 4531736.1482 | 0 | 33069840.5274 | 48205481.6904 | 100000 | 2.5522 | 12957.2712 | 18887.6478 | 264.1515 | 385.0502
1 | 2900 | 707 | 0.03 | 15 | 15 | 7 | 1.3335e-10 | 5spot_SharedNeighbor | Water | Porous | Wet | R245fa | MinimizeLCOE_Brownfield | IgnoreSilica | 2019 | 83.3017 | 13.209 | 0.72546 | 4 | 12057.7583 | 17273.6533 | 245.8137 | 352.1468 | 99.6959 | 0 | 178.3581 | 2136312.7276 | 74883.6735 | 2725096.0576 | 2762106.4711 | 0 | 341939.7681 | 0 | 3135732.0922 | 8158531.6768 | 5568365.5105 | 24902967.9773 | 961560.8286 | 9125037.6958 | 9125037.6958 | 1478867.319 | 4531736.1482 | 0 | 34989566.5017 | 50125207.6646 | 133352.1432 | 2.9018 | 12057.7583 | 17273.6533 | 245.8137 | 352.1468
1 | 2900 | 707 | 0.03 | 15 | 15 | 7 | 1.7783e-10 | 5spot_SharedNeighbor | Water | Porous | Wet | R245fa | MinimizeLCOE_Brownfield | IgnoreSilica | 2019 | 90.2271 | 14.2974 | 0.80421 | 4 | 11378.6934 | 16083.842 | 231.9701 | 327.8909 | 99.6574 | 0 | 179.9466 | 2258528.074 | 79109.4772 | 2903379.5403 | 2988905.2476 | 0 | 331427.1284 | 0 | 3338926.2923 | 8687201.3047 | 5929193.3946 | 26516670.459 | 961560.8286 | 9125037.6958 | 9125037.6958 | 1478867.319 | 4531736.1482 | 0 | 36603268.9834 | 51738910.1464 | 177827.941 | 3.2168 | 11378.6934 | 16083.842 | 231.9701 | 327.8909
1 | 2900 | 707 | 0.03 | 15 | 15 | 7 | 2.3714e-10 | 5spot_SharedNeighbor | Water | Porous | Wet | R245fa | MinimizeLCOE_Brownfield | IgnoreSilica | 2019 | 96.3413 | 15.2534 | 0.87504 | 4 | 10856.1932 | 15180.4754 | 221.3182 | 309.4745 | 99.6101 | 0 | 194.1226 | 2363382.0168 | 82722.5316 | 3057791.1394 | 3188722.7056 | 0 | 319145.3315 | 0 | 3514587.8527 | 9144236.6517 | 6241129.41 | 27911717.6394 | 961560.8286 | 9125037.6958 | 9125037.6958 | 1478867.319 | 4531736.1482 | 0 | 37998316.1638 | 53133957.3267 | 237137.3706 | 3.5002 | 10856.1932 | 15180.4754 | 221.3182 | 309.4745
1 | 2900 | 707 | 0.03 | 15 | 15 | 7 | 3.1623e-10 | 5spot_SharedNeighbor | Water | Porous | Wet | R245fa | MinimizeLCOE_Brownfield | IgnoreSilica | 2019 | 101.0313 | 15.9834 | 0.93177 | 4 | 10475.2722 | 14536.2786 | 213.5526 | 296.3417 | 99.5657 | 0 | 176.0007 | 2441967.1759 | 85422.1999 | 3174417.2131 | 3341712.771 | 0 | 305226.9736 | 0 | 3646011.0701 | 9486172.9046 | 6474507.9288 | 28955438.2371 | 961560.8286 | 9125037.6958 | 9125037.6958 | 1478867.319 | 4531736.1482 | 0 | 39042036.7614 | 54177677.9244 | 316227.766 | 3.7271 | 10475.2722 | 14536.2786 | 213.5526 | 296.3417
1 | 2900 | 707 | 0.03 | 15 | 15 | 7 | 4.217e-10 | 5spot_SharedNeighbor | Water | Porous | Wet | R245fa | MinimizeLCOE_Brownfield | IgnoreSilica | 2019 | 104.7554 | 16.5608 | 0.97791 | 4 | 10189.0904 | 14058.4902 | 207.7184 | 286.6013 | 99.5258 | 0 | 190.4234 | 2503265.871 | 87522.8303 | 3265932.3519 | 3463003.2827 | 0 | 291791.711 | 0 | 3748491.2583 | 9752805.3329 | 6656490.0398 | 29769302.678 | 961560.8286 | 9125037.6958 | 9125037.6958 | 1478867.319 | 4531736.1482 | 0 | 39855901.2024 | 54991542.3654 | 421696.5034 | 3.9116 | 10189.0904 | 14058.4902 | 207.7184 | 286.6013
1 | 2900 | 707 | 0.03 | 15 | 15 | 7 | 5.6234e-10 | 5spot_SharedNeighbor | Water | Porous | Wet | R245fa | MinimizeLCOE_Brownfield | IgnoreSilica | 2019 | 107.6667 | 17.0108 | 1.0147 | 4 | 9974.1859 | 13703.3433 | 203.3373 | 279.3612 | 99.4918 | 0 | 157.6211 | 2550524.9173 | 89139.0874 | 3336817.2247 | 3557699.8008 | 0 | 279650.2851 | 0 | 3827394.213 | 9958094.6357 | 6796604.2072 | 30395924.3712 | 961560.8286 | 9125037.6958 | 9125037.6958 | 1478867.319 | 4531736.1482 | 0 | 40482522.8956 | 55618164.0586 | 562341.3252 | 4.0587 | 9974.1859 | 13703.3433 | 203.3373 | 279.3612
1 | 2900 | 707 | 0.03 | 15 | 15 | 7 | 7.4989e-10 | 5spot_SharedNeighbor | Water | Porous | Wet | R245fa | MinimizeLCOE_Brownfield | IgnoreSilica | 2019 | 109.8982 | 17.3548 | 1.0434 | 4 | 9812.8511 | 13439.2559 | 200.0482 | 273.9774 | 99.4641 | 0 | 155.7417 | 2586364.4078 | 90362.8398 | 3390767.7297 | 3630211.0373 | 0 | 269063.01 | 0 | 3887039.9196 | 10113280.5292 | 6902521.7683 | 30869611.2416 | 961560.8286 | 9125037.6958 | 9125037.6958 | 1478867.319 | 4531736.1482 | 0 | 40956209.766 | 56091850.9289 | 749894.2093 | 4.1737 | 9812.8511 | 13439.2559 | 200.0482 | 273.9774
1 | 2900 | 707 | 0.03 | 15 | 15 | 7 | 1e-09 | 5spot_SharedNeighbor | Water | Porous | Wet | R245fa | MinimizeLCOE_Brownfield | IgnoreSilica | 2019 | 112.2 | 17.7089 | 1.0703 | 4 | 9683.3412 | 13218.7505 | 197.408 | 269.4821 | 99.4342 | 0 | 178.1557 | 2622992.2583 | 91611.7616 | 3446077.5862 | 3704939.4074 | 0 | 262481.637 | 0 | 3949960.0337 | 10276985.7595 | 7014253.9518 | 31369302.3955 | 961560.8286 | 9125037.6958 | 9125037.6958 | 1478867.319 | 4531736.1482 | 0 | 41455900.9199 | 56591542.0828 | 1000000 | 4.2812 | 9683.3412 | 13218.7505 | 197.408 | 269.4821
1 | 2900 | 707 | 0.03 | 15 | 15 | 7 | 1.3335e-09 | 5spot_SharedNeighbor | Water | Porous | Wet | R245fa | MinimizeLCOE_Brownfield | IgnoreSilica | 2019 | 112.9332 | 17.8215 | 1.083 | 4 | 9600.8766 | 13094.6795 | 195.7269 | 266.9528 | 99.4243 | 0 | 184.5394 | 2634582.7714 | 92006.527 | 3463619.8766 | 3728726.9032 | 0 | 253216.5571 | 0 | 3967139.5277 | 10321683.2789 | 7044760.9272 | 31505736.3691 | 961560.8286 | 9125037.6958 | 9125037.6958 | 1478867.319 | 4531736.1482 | 0 | 41592334.8935 | 56727976.0564 | 1333521.4322 | 4.3321 | 9600.8766 | 13094.6795 | 195.7269 | 266.9528
1 | 2900 | 707 | 0.03 | 15 | 15 | 7 | 1.7783e-09 | 5spot_SharedNeighbor | Water | Porous | Wet | R245fa | MinimizeLCOE_Brownfield | IgnoreSilica | 2019 | 113.9271 | 17.974 | 1.0962 | 4 | 9532.683 | 12984.5812 | 194.3366 | 264.7083 | 99.4107 | 0 | 174.8541 | 2650242.4376 | 92539.6455 | 3487346.3772 | 3760960.5259 | 0 | 247543.8235 | 0 | 3993066.7958 | 10389140.712 | 7090802.0115 | 31711642.329 | 961560.8286 | 9125037.6958 | 9125037.6958 | 1478867.319 | 4531736.1482 | 0 | 41798240.8534 | 56933882.0164 | 1778279.41 | 4.3847 | 9532.683 | 12984.5812 | 194.3366 | 264.7083
1 | 2900 | 707 | 0.03 | 15 | 15 | 7 | 2.3714e-09 | 5spot_SharedNeighbor | Water | Porous | Wet | R245fa | MinimizeLCOE_Brownfield | IgnoreSilica | 2019 | 114.6823 | 18.0897 | 1.1062 | 4 | 9481.518 | 12902.1417 | 193.2936 | 263.0276 | 99.4002 | 0 | 199.307 | 2662097.6521 | 92943.0146 | 3505330.5067 | 3785441.6283 | 0 | 243110.0513 | 0 | 4012679.9127 | 10440170.019 | 7125630.562 | 31867403.3467 | 961560.8286 | 9125037.6958 | 9125037.6958 | 1478867.319 | 4531736.1482 | 0 | 41954001.8711 | 57089643.0341 | 2371373.7057 | 4.4248 | 9481.518 | 12902.1417 | 193.2936 | 263.0276
1 | 2900 | 707 | 0.03 | 15 | 15 | 7 | 3.1623e-09 | 5spot_SharedNeighbor | Water | Porous | Wet | R245fa | MinimizeLCOE_Brownfield | IgnoreSilica | 2019 | 115.2501 | 18.1767 | 1.1138 | 4 | 9443.1332 | 12840.4674 | 192.511 | 261.7703 | 99.3922 | 0 | 185.7056 | 2670989.0102 | 93245.408 | 3518830.958 | 3803846.9304 | 0 | 239654.7601 | 0 | 4027361.1561 | 10478367.6027 | 7151701.1978 | 31983997.0234 | 961560.8286 | 9125037.6958 | 9125037.6958 | 1478867.319 | 4531736.1482 | 0 | 42070595.5478 | 57206236.7107 | 3162277.6602 | 4.4552 | 9443.1332 | 12840.4674 | 192.511 | 261.7703
1 | 2900 | 707 | 0.03 | 15 | 15 | 7 | 4.217e-09 | 5spot_SharedNeighbor | Water | Porous | Wet | R245fa | MinimizeLCOE_Brownfield | IgnoreSilica | 2019 | 115.6593 | 18.2394 | 1.1194 | 4 | 9414.3388 | 12794.6418 | 191.924 | 260.8361 | 99.3864 | 0 | 158.9768 | 2677382.4849 | 93462.7777 | 3528545.3305 | 3817105.3665 | 0 | 236881.3607 | 0 | 4037817.155 | 10505571.967 | 7170268.7354 | 32067035.1778 | 961560.8286 | 9125037.6958 | 9125037.6958 | 1478867.319 | 4531736.1482 | 0 | 42153633.7022 | 57289274.8651 | 4216965.0343 | 4.4776 | 9414.3388 | 12794.6418 | 191.924 | 260.8361
1 | 2900 | 707 | 0.03 | 15 | 15 | 7 | 5.6234e-09 | 5spot_SharedNeighbor | Water | Porous | Wet | R245fa | MinimizeLCOE_Brownfield | IgnoreSilica | 2019 | 115.9929 | 18.2904 | 1.1238 | 4 | 9392.7402 | 12759.8117 | 191.4837 | 260.126 | 99.3816 | 0 | 184.4969 | 2682587.0314 | 93639.6833 | 3536457.2357 | 3827912.74 | 0 | 234916.5875 | 0 | 4046450.1784 | 10528033.3231 | 7185599.0725 | 32135595.8519 | 961560.8286 | 9125037.6958 | 9125037.6958 | 1478867.319 | 4531736.1482 | 0 | 42222194.3762 | 57357835.5392 | 5623413.2519 | 4.4952 | 9392.7402 | 12759.8117 | 191.4837 | 260.126
1 | 2900 | 707 | 0.03 | 15 | 15 | 7 | 7.4989e-09 | 5spot_SharedNeighbor | Water | Porous | Wet | R245fa | MinimizeLCOE_Brownfield | IgnoreSilica | 2019 | 116.2272 | 18.3263 | 1.127 | 4 | 9376.5402 | 12734.0304 | 191.1535 | 259.6004 | 99.3782 | 0 | 167.7935 | 2686238.4298 | 93763.7722 | 3542010.2967 | 3835502.9361 | 0 | 233320.5509 | 0 | 4052426.0344 | 10543581.2747 | 7196210.8689 | 32183054.1637 | 961560.8286 | 9125037.6958 | 9125037.6958 | 1478867.319 | 4531736.1482 | 0 | 42269652.6881 | 57405293.8511 | 7498942.0933 | 4.508 | 9376.5402 | 12734.0304 | 191.1535 | 259.6004
1 | 2900 | 707 | 0.03 | 15 | 15 | 7 | 1e-08 | 5spot_SharedNeighbor | Water | Porous | Wet | R245fa | MinimizeLCOE_Brownfield | IgnoreSilica | 2019 | 116.4144 | 18.3549 | 1.1295 | 4 | 9364.3899 | 12714.4922 | 190.9058 | 259.2021 | 99.3755 | 0 | 184.0244 | 2689154.067 | 93862.8438 | 3546445.6775 | 3841568.28 | 0 | 232178.1797 | 0 | 4057251.5288 | 10556136.2211 | 7204779.8778 | 32221376.6758 | 961560.8286 | 9125037.6958 | 9125037.6958 | 1478867.319 | 4531736.1482 | 0 | 42307975.2001 | 57443616.3631 | 10000000 | 4.518 | 9364.3899 | 12714.4922 | 190.9058 | 259.2021
1 | 3000 | 707 | 0.03 | 15 | 15 | 7 | 1e-13 | 5spot_SharedNeighbor | Water | Porous | Wet | R245fa | MinimizeLCOE_Brownfield | IgnoreSilica | 2019 | 0 | 0 | 0 | 0 |  |  |  |  | 15 |  | 21.3974 | [19 empty] | 100 | 0
1 | 3000 | 707 | 0.03 | 15 | 15 | 7 | 1.3335e-13 | 5spot_SharedNeighbor | Water | Porous | Wet | R245fa | MinimizeLCOE_Brownfield | IgnoreSilica | 2019 | 0 | 0 | 0 | 0 |  |  |  |  | 15 |  | 23.9138 | [19 empty] | 133.3521 | 0
1 | 3000 | 707 | 0.03 | 15 | 15 | 7 | 1.7783e-13 | 5spot_SharedNeighbor | Water | Porous | Wet | R245fa | MinimizeLCOE_Brownfield | IgnoreSilica | 2019 | 0 | 0 | 0 | 0 |  |  |  |  | 15 |  | 25.6357 | [19 empty] | 177.8279 | 0
1 | 3000 | 707 | 0.03 | 15 | 15 | 7 | 2.3714e-13 | 5spot_SharedNeighbor | Water | Porous | Wet | R245fa | MinimizeLCOE_Brownfield | IgnoreSilica | 2019 | 0 | 0 | 0 | 0 |  |  |  |  | 15 |  | 25.6777 | [19 empty] | 237.1374 | 0
1 | 3000 | 707 | 0.03 | 15 | 15 | 7 | 3.1623e-13 | 5spot_SharedNeighbor | Water | Porous | Wet | R245fa | MinimizeLCOE_Brownfield | IgnoreSilica | 2019 | 0 | 0 | 0 | 0 |  |  |  |  | 15 |  | 25.1635 | [19 empty] | 316.2278 | 0
1 | 3000 | 707 | 0.03 | 15 | 15 | 7 | 4.217e-13 | 5spot_SharedNeighbor | Water | Porous | Wet | R245fa | MinimizeLCOE_Brownfield | IgnoreSilica | 2019 | 0 | 0 | 0 | 0 |  |  |  |  | 15 |  | 26.5978 | [19 empty] | 421.6965 | 0
1 | 3000 | 707 | 0.03 | 15 | 15 | 7 | 5.6234e-13 | 5spot_SharedNeighbor | Water | Porous | Wet | R245fa | MinimizeLCOE_Brownfield | IgnoreSilica | 2019 | 0 | 0 | 0 | 0 |  |  |  |  | 15 |  | 29.6082 | [19 empty] | 562.3413 | 0
1 | 3000 | 707 | 0.03 | 15 | 15 | 7 | 7.4989e-13 | 5spot_SharedNeighbor | Water | Porous | Wet | R245fa | MinimizeLCOE_Brownfield | IgnoreSilica | 2019 | 1.3597 | 0.16187 | 0.0020528 | 4 | 1382839.6075 | 3290278.9587 | 28191.0558 | 67076.787 | 84.9198 | 0 | 233.2719 | 87969.3308 | 2761.6682 | 81475.4084 | 63609.5643 | 0 | 52161.5986 | 0 | 112311.2525 | 292210.8407 | 199439.9031 | 891939.5667 | 961560.8286 | 9501104.8411 | 9501104.8411 | 1478867.319 | 4682163.0063 | 0 | 11354605.2364 | 27016740.4028 | 749.8942 | 0.0082111 | 1382839.6075 | 3290278.9587 | 28191.0558 | 67076.787
1 | 3000 | 707 | 0.03 | 15 | 15 | 7 | 1e-12 | 5spot_SharedNeighbor | Water | Porous | Wet | R245fa | MinimizeLCOE_Brownfield | IgnoreSilica | 2019 | 1.9431 | 0.25555 | 0.0048328 | 4 | 604516.6475 | 1414713.8601 | 12323.8895 | 28840.8556 | 89.7758 | 0 | 351.115 | 125725.486 | 4099.0985 | 116949.1089 | 82928.7523 | 0 | 65294.095 | 0 | 154048.6509 | 400802.9899 | 273556.2763 | 1223404.4579 | 961560.8286 | 9501104.8411 | 9501104.8411 | 1478867.319 | 4682163.0063 | 0 | 11686070.1276 | 27348205.294 | 1000 | 0.019331 | 604516.6475 | 1414713.8601 | 12323.8895 | 28840.8556
1 | 3000 | 707 | 0.03 | 15 | 15 | 7 | 1.3335e-12 | 5spot_SharedNeighbor | Water | Porous | Wet | R245fa | MinimizeLCOE_Brownfield | IgnoreSilica | 2019 | 2.6692 | 0.3746 | 0.0089335 | 4 | 337705.1868 | 776005.1163 | 6884.577 | 15819.9139 | 93.0971 | 0 | 47.6319 | 168255.7295 | 5628.9528 | 158393.8906 | 107194.254 | 0 | 78674.6257 | 0 | 202077.5065 | 525764.2201 | 358844.8836 | 1604834.0627 | 961560.8286 | 9501104.8411 | 9501104.8411 | 1478867.319 | 4682163.0063 | 0 | 12067499.7324 | 27729634.8988 | 1333.5214 | 0.035734 | 337705.1868 | 776005.1163 | 6884.577 | 15819.9139
1 | 3000 | 707 | 0.03 | 15 | 15 | 7 | 1.7783e-12 | 5spot_SharedNeighbor | Water | Porous | Wet | R245fa | MinimizeLCOE_Brownfield | IgnoreSilica | 2019 | 3.5829 | 0.52618 | 0.014645 | 4 | 213641.7908 | 480996.515 | 4355.3769 | 9805.7646 | 95.4798 | 0 | 92.5162 | 216938.4812 | 7393.9963 | 207485.7097 | 138057.6195 | 0 | 92926.3372 | 0 | 258492.8361 | 672545.3355 | 459026.0109 | 2052866.3264 | 961560.8286 | 9501104.8411 | 9501104.8411 | 1478867.319 | 4682163.0063 | 0 | 12515531.9961 | 28177667.1625 | 1778.2794 | 0.058582 | 213641.7908 | 480996.515 | 4355.3769 | 9805.7646
1 | 3000 | 707 | 0.03 | 15 | 15 | 7 | 2.3714e-12 | 5spot_SharedNeighbor | Water | Porous | Wet | R245fa | MinimizeLCOE_Brownfield | IgnoreSilica | 2019 | 4.7498 | 0.72074 | 0.022437 | 4 | 145407.7655 | 319922.4451 | 2964.334 | 6522.0518 | 97.2498 | 0 | 72.7139 | 273510.219 | 9450.2204 | 266511.4499 | 177328.3199 | 0 | 108525.9393 | 0 | 325777.1979 | 847605.4429 | 578508.1314 | 2587216.9208 | 961560.8286 | 9501104.8411 | 9501104.8411 | 1478867.319 | 4682163.0063 | 0 | 13049882.5905 | 28712017.7569 | 2371.3737 | 0.089747 | 145407.7655 | 319922.4451 | 2964.334 | 6522.0518
1 | 3000 | 707 | 0.03 | 15 | 15 | 7 | 3.1623e-12 | 5spot_SharedNeighbor | Water | Porous | Wet | R245fa | MinimizeLCOE_Brownfield | IgnoreSilica | 2019 | 6.2501 | 0.9714 | 0.032876 | 4 | 104141.3676 | 223240.8874 | 2123.0626 | 4551.0674 | 98.5748 | 0 | 115.6456 | 339890.8735 | 11863.4826 | 338044.9955 | 227760.2649 | 0 | 126075.8173 | 0 | 407017.8192 | 1058976.8747 | 722773.4768 | 3232403.6046 | 961560.8286 | 9501104.8411 | 9501104.8411 | 1478867.319 | 4682163.0063 | 0 | 13695069.2743 | 29357204.4407 | 3162.2777 | 0.1315 | 104141.3676 | 223240.8874 | 2123.0626 | 4551.0674
1 | 3000 | 707 | 0.03 | 15 | 15 | 7 | 4.217e-12 | 5spot_SharedNeighbor | Water | Porous | Wet | R245fa | MinimizeLCOE_Brownfield | IgnoreSilica | 2019 | 7.9823 | 1.2599 | 0.046298 | 4 | 77698.406 | 162271.5204 | 1583.9871 | 3308.1244 | 99.4354 | 0 | 103.3759 | 409944.4019 | 14403.2119 | 415948.9132 | 285948.5642 | 0 | 141438.9605 | 0 | 494396.7802 | 1286319.0073 | 877939.1537 | 3926338.9929 | 961560.8286 | 9501104.8411 | 9501104.8411 | 1478867.319 | 4682163.0063 | 0 | 14389004.6626 | 30051139.829 | 4216.965 | 0.18519 | 77698.406 | 162271.5204 | 1583.9871 | 3308.1244
1 | 3000 | 707 | 0.03 | 15 | 15 | 7 | 5.6234e-12 | 5spot_SharedNeighbor | Water | Porous | Wet | R245fa | MinimizeLCOE_Brownfield | IgnoreSilica | 2019 | 10.6157 | 1.7038 | 0.065303 | 4 | 59014.7149 | 118973.8794 | 1203.0948 | 2425.4435 | 100.3778 | 0 | 110.0922 | 509466.2336 | 18024.1688 | 529168.1381 | 374852.4957 | 0 | 167572.3082 | 0 | 623642.5043 | 1622589.8696 | 1107450.9269 | 4952766.6452 | 961560.8286 | 9501104.8411 | 9501104.8411 | 1478867.319 | 4682163.0063 | 0 | 15415432.3149 | 31077567.4813 | 5623.4133 | 0.26121 | 59014.7149 | 118973.8794 | 1203.0948 | 2425.4435
1 | 3000 | 707 | 0.03 | 15 | 15 | 7 | 7.4989e-12 | 5spot_SharedNeighbor | Water | Porous | Wet | R245fa | MinimizeLCOE_Brownfield | IgnoreSilica | 2019 | 13.6755 | 2.2176 | 0.089423 | 4 | 46215.0713 | 90001.6681 | 942.1567 | 1834.8057 | 100.9616 | 0 | 106.0569 | 615084.9727 | 21851.9813 | 653102.7585 | 478105.1325 | 0 | 191047.8053 | 0 | 764085.1336 | 1987992.7822 | 1356845.923 | 6068116.4892 | 961560.8286 | 9501104.8411 | 9501104.8411 | 1478867.319 | 4682163.0063 | 0 | 16530782.1589 | 32192917.3253 | 7498.9421 | 0.35769 | 46215.0713 | 90001.6681 | 942.1567 | 1834.8057
1 | 3000 | 707 | 0.03 | 15 | 15 | 7 | 1e-11 | 5spot_SharedNeighbor | Water | Porous | Wet | R245fa | MinimizeLCOE_Brownfield | IgnoreSilica | 2019 | 17.4876 | 2.858 | 0.12067 | 4 | 36984.9887 | 69433.6341 | 753.989 | 1415.4985 | 101.4072 | 0 | 122.9729 | 736887.4182 | 26256.2802 | 799790.3553 | 606565.702 | 0 | 216177.3234 | 0 | 930414.0609 | 2420746.5322 | 1652209.2496 | 7389046.9219 | 961560.8286 | 9501104.8411 | 9501104.8411 | 1478867.319 | 4682163.0063 | 0 | 17851712.5916 | 33513847.758 | 10000 | 0.48267 | 36984.9887 | 69433.6341 | 753.989 | 1415.4985
1 | 3000 | 707 | 0.03 | 15 | 15 | 7 | 1.3335e-11 | 5spot_SharedNeighbor | Water | Porous | Wet | R245fa | MinimizeLCOE_Brownfield | IgnoreSilica | 2019 | 22.2212 | 3.6534 | 0.16083 | 4 | 30181.4786 | 54526.5416 | 615.2903 | 1111.5973 | 101.7504 | 0 | 113.7718 | 877360.4284 | 31324.8483 | 973141.4175 | 766082.523 | 0 | 243124.5952 | 0 | 1127503.1868 | 2933532.0095 | 2002195.8745 | 8954264.8833 | 961560.8286 | 9501104.8411 | 9501104.8411 | 1478867.319 | 4682163.0063 | 0 | 19416930.553 | 35079065.7194 | 13335.2143 | 0.64334 | 30181.4786 | 54526.5416 | 615.2903 | 1111.5973
1 | 3000 | 707 | 0.03 | 15 | 15 | 7 | 1.7783e-11 | 5spot_SharedNeighbor | Water | Porous | Wet | R245fa | MinimizeLCOE_Brownfield | IgnoreSilica | 2019 | 28.0166 | 4.6275 | 0.2118 | 4 | 25082.8771 | 43570.0693 | 511.3484 | 888.2348 | 102.0151 | 0 | 126.0487 | 1037560.4311 | 37092.8153 | 1175463.2482 | 961416.2262 | 0 | 271313.2755 | 0 | 1358309.9385 | 3534043.8324 | 2412057.5329 | 10787257.3 | 961560.8286 | 9501104.8411 | 9501104.8411 | 1478867.319 | 4682163.0063 | 0 | 21249922.9697 | 36912058.1361 | 17782.7941 | 0.84719 | 25082.8771 | 43570.0693 | 511.3484 | 888.2348
1 | 3000 | 707 | 0.03 | 15 | 15 | 7 | 2.3714e-11 | 5spot_SharedNeighbor | Water | Porous | Wet | R245fa | MinimizeLCOE_Brownfield | IgnoreSilica | 2019 | 34.9419 | 5.7919 | 0.27521 | 4 | 21211.7241 | 35439.3612 | 432.4297 | 722.4793 | 102.2184 | 0 | 124.4793 | 1216551.6357 | 43524.9793 | 1406435.8906 | 1195133.3713 | 0 | 299371.2584 | 0 | 1622796.6828 | 4222184.0872 | 2881727.3967 | 12887725.302 | 961560.8286 | 9501104.8411 | 9501104.8411 | 1478867.319 | 4682163.0063 | 0 | 23350390.9717 | 39012526.1381 | 23713.7371 | 1.1008 | 21211.7241 | 35439.3612 | 432.4297 | 722.4793
1 | 3000 | 707 | 0.03 | 15 | 15 | 7 | 3.1623e-11 | 5spot_SharedNeighbor | Water | Porous | Wet | R245fa | MinimizeLCOE_Brownfield | IgnoreSilica | 2019 | 42.9929 | 7.1456 | 0.35204 | 4 | 18248.6617 | 29371.2054 | 372.0237 | 598.7717 | 102.3733 | 0 | 120.5799 | 1411816.6943 | 50526.6148 | 1663589.2428 | 1466848.93 | 0 | 325790.437 | 0 | 1918243.0484 | 4990874.9261 | 3406374.6893 | 15234064.5826 | 961560.8286 | 9501104.8411 | 9501104.8411 | 1478867.319 | 4682163.0063 | 0 | 25696730.2523 | 41358865.4187 | 31622.7766 | 1.4081 | 18248.6617 | 29371.2054 | 372.0237 | 598.7717
1 | 3000 | 707 | 0.03 | 15 | 15 | 7 | 4.217e-11 | 5spot_SharedNeighbor | Water | Porous | Wet | R245fa | MinimizeLCOE_Brownfield | IgnoreSilica | 2019 | 51.977 | 8.6557 | 0.44169 | 4 | 15971.3853 | 24836.2856 | 325.5983 | 506.3213 | 102.4851 | 0 | 160.423 | 1617157.5995 | 57872.0693 | 1939171.9648 | 1769992.2355 | 0 | 348274.9929 | 0 | 2235662.8562 | 5816736.1542 | 3970041.9472 | 17754909.8196 | 961560.8286 | 9501104.8411 | 9501104.8411 | 1478867.319 | 4682163.0063 | 0 | 28217575.4893 | 43879710.6557 | 42169.6503 | 1.7668 | 15971.3853 | 24836.2856 | 325.5983 | 506.3213
1 | 3000 | 707 | 0.03 | 15 | 15 | 7 | 5.6234e-11 | 5spot_SharedNeighbor | Water | Porous | Wet | R245fa | MinimizeLCOE_Brownfield | IgnoreSilica | 2019 | 61.4628 | 10.2474 | 0.54109 | 4 | 14222.8024 | 21459.1435 | 289.9511 | 437.4737 | 102.553 | 0 | 168.2213 | 1822368.9419 | 65191.9773 | 2219449.6379 | 2089810.9604 | 0 | 364078.6775 | 0 | 2558751.0761 | 6657345.4279 | 4543775.0493 | 20320771.7482 | 961560.8286 | 9501104.8411 | 9501104.8411 | 1478867.319 | 4682163.0063 | 0 | 30783437.4179 | 46445572.5843 | 56234.1325 | 2.1644 | 14222.8024 | 21459.1435 | 289.9511 | 437.4737
1 | 3000 | 707 | 0.03 | 15 | 15 | 7 | 7.4989e-11 | 5spot_SharedNeighbor | Water | Porous | Wet | R245fa | MinimizeLCOE_Brownfield | IgnoreSilica | 2019 | 70.8392 | 11.8157 | 0.64471 | 4 | 12885.9231 | 18959.2921 | 262.697 | 386.5108 | 102.5775 | 0 | 146.1989 | 2015297.1033 | 72049.8888 | 2487221.6818 | 2405441.8318 | 0 | 370963.7857 | 0 | 2866879.9737 | 7459033.6135 | 5090943.709 | 22767831.5876 | 961560.8286 | 9501104.8411 | 9501104.8411 | 1478867.319 | 4682163.0063 | 0 | 33230497.2573 | 48892632.4237 | 74989.4209 | 2.5788 | 12885.9231 | 18959.2921 | 262.697 | 386.5108
1 | 3000 | 707 | 0.03 | 15 | 15 | 7 | 1e-10 | 5spot_SharedNeighbor | Water | Porous | Wet | R245fa | MinimizeLCOE_Brownfield | IgnoreSilica | 2019 | 79.6593 | 13.2842 | 0.74684 | 4 | 11869.0749 | 17111.8596 | 241.9671 | 348.8484 | 102.5659 | 0 | 193.8924 | 2188845.5049 | 78194.5518 | 2731607.4928 | 2701677.9889 | 0 | 369613.3014 | 0 | 3147276.1475 | 8188566.9407 | 5588865.1953 | 24994647.1232 | 961560.8286 | 9501104.8411 | 9501104.8411 | 1478867.319 | 4682163.0063 | 0 | 35457312.7929 | 51119447.9593 | 100000 | 2.9874 | 11869.0749 | 17111.8596 | 241.9671 | 348.8484
1 | 3000 | 707 | 0.03 | 15 | 15 | 7 | 1.3335e-10 | 5spot_SharedNeighbor | Water | Porous | Wet | R245fa | MinimizeLCOE_Brownfield | IgnoreSilica | 2019 | 87.5157 | 14.5852 | 0.84197 | 4 | 11099.0624 | 15749.5199 | 226.2694 | 321.0753 | 102.5296 | 0 | 192.6133 | 2337549.3571 | 83437.8427 | 2943682.3558 | 2964854.8477 | 0 | 361249.315 | 0 | 3389401.7501 | 8818528.0919 | 6018826.6254 | 26917530.1856 | 961560.8286 | 9501104.8411 | 9501104.8411 | 1478867.319 | 4682163.0063 | 0 | 37380195.8553 | 53042331.0217 | 133352.1432 | 3.3679 | 11099.0624 | 15749.5199 | 226.2694 | 321.0753
1 | 3000 | 707 | 0.03 | 15 | 15 | 7 | 1.7783e-10 | 5spot_SharedNeighbor | Water | Porous | Wet | R245fa | MinimizeLCOE_Brownfield | IgnoreSilica | 2019 | 94.2419 | 15.6928 | 0.92655 | 4 | 10517.8363 | 14743.7474 | 214.4203 | 300.5712 | 102.4806 | 0 | 178.3644 | 2460766.1885 | 87765.1833 | 3121314.1592 | 3189559.7903 | 0 | 348331.6667 | 0 | 3591017.4253 | 9343090.7217 | 6376851.3989 | 28518696.5338 | 961560.8286 | 9501104.8411 | 9501104.8411 | 1478867.319 | 4682163.0063 | 0 | 38981362.2035 | 54643497.3699 | 177827.941 | 3.7062 | 10517.8363 | 14743.7474 | 214.4203 | 300.5712
1 | 3000 | 707 | 0.03 | 15 | 15 | 7 | 2.3714e-10 | 5spot_SharedNeighbor | Water | Porous | Wet | R245fa | MinimizeLCOE_Brownfield | IgnoreSilica | 2019 | 100.154 | 16.6611 | 1.0021 | 4 | 10069.3069 | 13976.8134 | 205.2764 | 284.9362 | 102.4249 | 0 | 174.0539 | 2566126.0145 | 91451.7076 | 3274600.9932 | 3386551.9551 | 0 | 334113.086 | 0 | 3764609.065 | 9794740.5596 | 6685111.6938 | 29897305.0748 | 961560.8286 | 9501104.8411 | 9501104.8411 | 1478867.319 | 4682163.0063 | 0 | 40359970.7445 | 56022105.9109 | 237137.3706 | 4.0082 | 10069.3069 | 13976.8134 | 205.2764 | 284.9362
1 | 3000 | 707 | 0.03 | 15 | 15 | 7 | 3.1623e-10 | 5spot_SharedNeighbor | Water | Porous | Wet | R245fa | MinimizeLCOE_Brownfield | IgnoreSilica | 2019 | 104.6387 | 17.3921 | 1.0618 | 4 | 9743.2571 | 13431.0672 | 198.6295 | 273.8105 | 102.3751 | 0 | 192.5388 | 2644286.3598 | 94177.6769 | 3389168.7937 | 3535637.4157 | 0 | 318786.6125 | 0 | 3893002.1749 | 10128793.0945 | 6913109.4129 | 30916961.541 | 961560.8286 | 9501104.8411 | 9501104.8411 | 1478867.319 | 4682163.0063 | 0 | 41379627.2107 | 57041762.3771 | 316227.766 | 4.247 | 9743.2571 | 13431.0672 | 198.6295 | 273.8105
1 | 3000 | 707 | 0.03 | 15 | 15 | 7 | 4.217e-10 | 5spot_SharedNeighbor | Water | Porous | Wet | R245fa | MinimizeLCOE_Brownfield | IgnoreSilica | 2019 | 108.166 | 17.9647 | 1.1099 | 4 | 9498.2037 | 13026.1539 | 193.6337 | 265.5558 | 102.3317 | 0 | 171.5964 | 2704726.6581 | 96280.169 | 3478269.7995 | 3652672.4251 | 0 | 304239.2703 | 0 | 3992113.4456 | 10386660.2903 | 7089109.0726 | 31704071.1304 | 961560.8286 | 9501104.8411 | 9501104.8411 | 1478867.319 | 4682163.0063 | 0 | 42166736.8001 | 57828871.9665 | 421696.5034 | 4.4394 | 9498.2037 | 13026.1539 | 193.6337 | 265.5558
1 | 3000 | 707 | 0.03 | 15 | 15 | 7 | 5.6234e-10 | 5spot_SharedNeighbor | Water | Porous | Wet | R245fa | MinimizeLCOE_Brownfield | IgnoreSilica | 2019 | 110.9239 | 18.411 | 1.1481 | 4 | 9314.1134 | 12724.6289 | 189.8808 | 259.4088 | 102.2951 | 0 | 169.6047 | 2751363.9687 | 97899.1071 | 3547329.8268 | 3744037.2416 | 0 | 291387.8263 | 0 | 4068487.0085 | 10585368.6347 | 7224731.6008 | 32310605.2146 | 961560.8286 | 9501104.8411 | 9501104.8411 | 1478867.319 | 4682163.0063 | 0 | 42773270.8843 | 58435406.0507 | 562341.3252 | 4.5923 | 9314.1134 | 12724.6289 | 189.8808 | 259.4088
1 | 3000 | 707 | 0.03 | 15 | 15 | 7 | 7.4989e-10 | 5spot_SharedNeighbor | Water | Porous | Wet | R245fa | MinimizeLCOE_Brownfield | IgnoreSilica | 2019 | 113.0575 | 18.7555 | 1.178 | 4 | 9175.8647 | 12499.7254 | 187.0624 | 254.8238 | 102.2653 | 0 | 188.736 | 2787078.2039 | 99136.7988 | 3600398.5648 | 3814633.413 | 0 | 280480.6367 | 0 | 4126873.7707 | 10737279.0132 | 7328413.5555 | 32774293.9567 | 961560.8286 | 9501104.8411 | 9501104.8411 | 1478867.319 | 4682163.0063 | 0 | 43236959.6264 | 58899094.7928 | 749894.2093 | 4.712 | 9175.8647 | 12499.7254 | 187.0624 | 254.8238
1 | 3000 | 707 | 0.03 | 15 | 15 | 7 | 1e-09 | 5spot_SharedNeighbor | Water | Porous | Wet | R245fa | MinimizeLCOE_Brownfield | IgnoreSilica | 2019 | 114.6823 | 19.0172 | 1.2011 | 4 | 9072.0674 | 12331.9963 | 184.9464 | 251.4044 | 102.2418 | 0 | 191.9997 | 2814062.8311 | 100070.7403 | 3640602.4954 | 3868339.9053 | 0 | 271413.0655 | 0 | 4170850.7247 | 10851698.0264 | 7406506.8831 | 33123544.6718 | 961560.8286 | 9501104.8411 | 9501104.8411 | 1478867.319 | 4682163.0063 | 0 | 43586210.3415 | 59248345.5079 | 1000000 | 4.8044 | 9072.0674 | 12331.9963 | 184.9464 | 251.4044
1 | 3000 | 707 | 0.03 | 15 | 15 | 7 | 1.3335e-09 | 5spot_SharedNeighbor | Water | Porous | Wet | R245fa | MinimizeLCOE_Brownfield | IgnoreSilica | 2019 | 115.9151 | 19.2155 | 1.2188 | 4 | 8994.1525 | 12206.7197 | 183.358 | 248.8505 | 102.2235 | 0 | 169.4374 | 2834417.3732 | 100774.5045 | 3670989.687 | 3909060.8395 | 0 | 264069.8489 | 0 | 4203931.7787 | 10937768.1432 | 7465251.5064 | 33386263.6812 | 961560.8286 | 9501104.8411 | 9501104.8411 | 1478867.319 | 4682163.0063 | 0 | 43848929.3509 | 59511064.5173 | 1333521.4322 | 4.8753 | 8994.1525 | 12206.7197 | 183.358 | 248.8505
1 | 3000 | 707 | 0.03 | 15 | 15 | 7 | 1.7783e-09 | 5spot_SharedNeighbor | Water | Porous | Wet | R245fa | MinimizeLCOE_Brownfield | IgnoreSilica | 2019 | 116.836 | 19.3634 | 1.2322 | 4 | 8935.6762 | 12113.265 | 182.1658 | 246.9453 | 102.2095 | 0 | 184.5125 | 2849554.2608 | 101297.4646 | 3693621.9293 | 3939461.3383 | 0 | 258160.4791 | 0 | 4228417.2341 | 11001474.2756 | 7508732.2508 | 33580719.2326 | 961560.8286 | 9501104.8411 | 9501104.8411 | 1478867.319 | 4682163.0063 | 0 | 44043384.9023 | 59705520.0687 | 1778279.41 | 4.9289 | 8935.6762 | 12113.265 | 182.1658 | 246.9453
1 | 3000 | 707 | 0.03 | 15 | 15 | 7 | 2.3714e-09 | 5spot_SharedNeighbor | Water | Porous | Wet | R245fa | MinimizeLCOE_Brownfield | IgnoreSilica | 2019 | 117.5398 | 19.4764 | 1.2425 | 4 | 8891.7958 | 12043.1781 | 181.2713 | 245.5165 | 102.1986 | 0 | 175.9101 | 2861084.6244 | 101695.5924 | 3710881.572 | 3962686.2671 | 0 | 253588.6479 | 0 | 4247075.3145 | 11050018.7734 | 7541864.868 | 33728895.6598 | 961560.8286 | 9501104.8411 | 9501104.8411 | 1478867.319 | 4682163.0063 | 0 | 44191561.3295 | 59853696.4959 | 2371373.7057 | 4.9699 | 8891.7958 | 12043.1781 | 181.2713 | 245.5165
1 | 3000 | 707 | 0.03 | 15 | 15 | 7 | 3.1623e-09 | 5spot_SharedNeighbor | Water | Porous | Wet | R245fa | MinimizeLCOE_Brownfield | IgnoreSilica | 2019 | 118.0734 | 19.562 | 1.2503 | 4 | 8858.8724 | 11990.6487 | 180.6001 | 244.4456 | 102.1903 | 0 | 173.7458 | 2869804.0154 | 101996.527 | 3723944.9128 | 3980288.2266 | 0 | 250065.683 | 0 | 4261178.7523 | 11086713.0254 | 7566909.449 | 33840900.5915 | 961560.8286 | 9501104.8411 | 9501104.8411 | 1478867.319 | 4682163.0063 | 0 | 44303566.2612 | 59965701.4276 | 3162277.6602 | 5.001 | 8858.8724 | 11990.6487 | 180.6001 | 244.4456
1 | 3000 | 707 | 0.03 | 15 | 15 | 7 | 4.217e-09 | 5spot_SharedNeighbor | Water | Porous | Wet | R245fa | MinimizeLCOE_Brownfield | IgnoreSilica | 2019 | 118.4755 | 19.6264 | 1.2561 | 4 | 8834.173 | 11951.2966 | 180.0966 | 243.6433 | 102.184 | 0 | 172.2758 | 2876361.8832 | 102222.7836 | 3733776.3669 | 3993548.8899 | 0 | 247360.0696 | 0 | 4271775.2974 | 11114283.0622 | 7585726.5657 | 33925054.9186 | 961560.8286 | 9501104.8411 | 9501104.8411 | 1478867.319 | 4682163.0063 | 0 | 44387720.5883 | 60049855.7547 | 4216965.0343 | 5.0245 | 8834.173 | 11951.2966 | 180.0966 | 243.6433
1 | 3000 | 707 | 0.03 | 15 | 15 | 7 | 5.6234e-09 | 5spot_SharedNeighbor | Water | Porous | Wet | R245fa | MinimizeLCOE_Brownfield | IgnoreSilica | 2019 | 118.7649 | 19.6728 | 1.2605 | 4 | 8815.6449 | 11922.0395 | 179.7188 | 243.0469 | 102.1795 | 0 | 208.0194 | 2881074.7217 | 102385.3421 | 3740845.2778 | 4003090.6176 | 0 | 245210.7553 | 0 | 4279316.6186 | 11133904.0332 | 7599118.2815 | 33984945.6477 | 961560.8286 | 9501104.8411 | 9501104.8411 | 1478867.319 | 4682163.0063 | 0 | 44447611.3174 | 60109746.4838 | 5623413.2519 | 5.0419 | 8815.6449 | 11922.0395 | 179.7188 | 243.0469
1 | 3000 | 707 | 0.03 | 15 | 15 | 7 | 7.4989e-09 | 5spot_SharedNeighbor | Water | Porous | Wet | R245fa | MinimizeLCOE_Brownfield | IgnoreSilica | 2019 | 118.989 | 19.7087 | 1.2638 | 4 | 8801.7472 | 11899.9978 | 179.4355 | 242.5976 | 102.1759 | 0 | 205.5092 | 2884720.7278 | 102511.0796 | 3746315.9794 | 4010479.1355 | 0 | 243618.7613 | 0 | 4285181.8166 | 11149164.0751 | 7609533.5737 | 34031525.149 | 961560.8286 | 9501104.8411 | 9501104.8411 | 1478867.319 | 4682163.0063 | 0 | 44494190.8187 | 60156325.9851 | 7498942.0933 | 5.0552 | 8801.7472 | 11899.9978 | 179.4355 | 242.5976
1 | 3000 | 707 | 0.03 | 15 | 15 | 7 | 1e-08 | 5spot_SharedNeighbor | Water | Porous | Wet | R245fa | MinimizeLCOE_Brownfield | IgnoreSilica | 2019 | 119.1741 | 19.7383 | 1.2664 | 4 | 8791.3234 | 11883.1876 | 179.223 | 242.2549 | 102.173 | 0 | 178.8198 | 2887728.6788 | 102614.7987 | 3750830.5488 | 4016578.9776 | 0 | 242517.6977 | 0 | 4290105.5735 | 11161974.6807 | 7618277.0752 | 34070628.0309 | 961560.8286 | 9501104.8411 | 9501104.8411 | 1478867.319 | 4682163.0063 | 0 | 44533293.7006 | 60195428.867 | 10000000 | 5.0656 | 8791.3234 | 11883.1876 | 179.223 | 242.2549
1 | 3100 | 707 | 0.03 | 15 | 15 | 7 | 1e-13 | 5spot_SharedNeighbor | Water | Porous | Wet | R245fa | MinimizeLCOE_Brownfield | IgnoreSilica | 2019 | 0 | 0 | 0 | 0 |  |  |  |  | 15 |  | 22.6297 | [19 empty] | 100 | 0
1 | 3100 | 707 | 0.03 | 15 | 15 | 7 | 1.3335e-13 | 5spot_SharedNeighbor | Water | Porous | Wet | R245fa | MinimizeLCOE_Brownfield | IgnoreSilica | 2019 | 0 | 0 | 0 | 0 |  |  |  |  | 15 |  | 24.3166 | [19 empty] | 133.3521 | 0
1 | 3100 | 707 | 0.03 | 15 | 15 | 7 | 1.7783e-13 | 5spot_SharedNeighbor | Water | Porous | Wet | R245fa | MinimizeLCOE_Brownfield | IgnoreSilica | 2019 | 0 | 0 | 0 | 0 |  |  |  |  | 15 |  | 25.4614 | [19 empty] | 177.8279 | 0
1 | 3100 | 707 | 0.03 | 15 | 15 | 7 | 2.3714e-13 | 5spot_SharedNeighbor | Water | Porous | Wet | R245fa | MinimizeLCOE_Brownfield | IgnoreSilica | 2019 | 0 | 0 | 0 | 0 |  |  |  |  | 15 |  | 25.0382 | [19 empty] | 237.1374 | 0
1 | 3100 | 707 | 0.03 | 15 | 15 | 7 | 3.1623e-13 | 5spot_SharedNeighbor | Water | Porous | Wet | R245fa | MinimizeLCOE_Brownfield | IgnoreSilica | 2019 | 0 | 0 | 0 | 0 |  |  |  |  | 15 |  | 25.2245 | [19 empty] | 316.2278 | 0
1 | 3100 | 707 | 0.03 | 15 | 15 | 7 | 4.217e-13 | 5spot_SharedNeighbor | Water | Porous | Wet | R245fa | MinimizeLCOE_Brownfield | IgnoreSilica | 2019 | 0 | 0 | 0 | 0 |  |  |  |  | 15 |  | 28.8575 | [19 empty] | 421.6965 | 0
1 | 3100 | 707 | 0.03 | 15 | 15 | 7 | 5.6234e-13 | 5spot_SharedNeighbor | Water | Porous | Wet | R245fa | MinimizeLCOE_Brownfield | IgnoreSilica | 2019 | 1.0304 | 0.11446 | 0.00085847 | 4 | 3364836.4353 | 8081619.3577 | 68596.742 | 164754.7418 | 81.7335 | 0 | 61.139 | 67274.6424 | 2057.5399 | 61908.0665 | 53187.1524 | 0 | 44752.3848 | 0 | 89380.1165 | 232548.7287 | 158719.2858 | 709827.9169 | 961560.8286 | 9883032.0773 | 9883032.0773 | 1478867.319 | 4834933.9008 | 0 | 11554420.8227 | 27751254.1198 | 562.3413 | 0.0034339 | 3364836.4353 | 8081619.3577 | 68596.742 | 164754.7418
1 | 3100 | 707 | 0.03 | 15 | 15 | 7 | 7.4989e-13 | 5spot_SharedNeighbor | Water | Porous | Wet | R245fa | MinimizeLCOE_Brownfield | IgnoreSilica | 2019 | 1.5736 | 0.20357 | 0.0031092 | 4 | 956427.112 | 2258743.287 | 19498.0603 | 46047.5371 | 88.9537 | 0 | 274.5585 | 106715.9671 | 3452.0095 | 97559.3184 | 71388.0575 | 0 | 60035.9188 | 0 | 132268.9958 | 344136.795 | 234880.4339 | 1050437.4961 | 961560.8286 | 9883032.0773 | 9883032.0773 | 1478867.319 | 4834933.9008 | 0 | 11895030.402 | 28091863.699 | 749.8942 | 0.012437 | 956427.112 | 2258743.287 | 19498.0603 | 46047.5371
1 | 3100 | 707 | 0.03 | 15 | 15 | 7 | 1e-12 | 5spot_SharedNeighbor | Water | Porous | Wet | R245fa | MinimizeLCOE_Brownfield | IgnoreSilica | 2019 | 2.196 | 0.30933 | 0.0066392 | 4 | 461362.1479 | 1071257.3333 | 9405.4914 | 21839.0297 | 93.2889 | 0 | 380.9327 | 147608.2502 | 4937.1427 | 135882.8117 | 92589.3754 | 0 | 73477.2695 | 0 | 177252.9913 | 461175.9237 | 314762.0442 | 1407685.8086 | 961560.8286 | 9883032.0773 | 9883032.0773 | 1478867.319 | 4834933.9008 | 0 | 12252278.7145 | 28449112.0116 | 1000 | 0.026557 | 461362.1479 | 1071257.3333 | 9405.4914 | 21839.0297
1 | 3100 | 707 | 0.03 | 15 | 15 | 7 | 1.3335e-12 | 5spot_SharedNeighbor | Water | Porous | Wet | R245fa | MinimizeLCOE_Brownfield | IgnoreSilica | 2019 | 2.9982 | 0.44807 | 0.011715 | 4 | 270620.2867 | 616264.8308 | 5516.9606 | 12563.3921 | 96.4213 | 0 | 75.0375 | 195439.2299 | 6696.6305 | 182323.5256 | 120178.1124 | 0 | 88345.5547 | 0 | 231263.3907 | 601699.904 | 410672.5482 | 1836618.8959 | 961560.8286 | 9883032.0773 | 9883032.0773 | 1478867.319 | 4834933.9008 | 0 | 12681211.8018 | 28878045.0988 | 1333.5214 | 0.04686 | 270620.2867 | 616264.8308 | 5516.9606 | 12563.3921
1 | 3100 | 707 | 0.03 | 15 | 15 | 7 | 1.7783e-12 | 5spot_SharedNeighbor | Water | Porous | Wet | R245fa | MinimizeLCOE_Brownfield | IgnoreSilica | 2019 | 4.0117 | 0.62478 | 0.018743 | 4 | 175866.9235 | 391911.1056 | 3585.2851 | 7989.638 | 98.6876 | 0 | 92.5485 | 250260.7296 | 8724.2173 | 237463.3869 | 154934.0666 | 0 | 104174.4386 | 0 | 294667.1672 | 766663.5245 | 523263.6088 | 2340151.1395 | 961560.8286 | 9883032.0773 | 9883032.0773 | 1478867.319 | 4834933.9008 | 0 | 13184744.0454 | 29381577.3424 | 1778.2794 | 0.07497 | 175866.9235 | 391911.1056 | 3585.2851 | 7989.638
1 | 3100 | 707 | 0.03 | 15 | 15 | 7 | 2.3714e-12 | 5spot_SharedNeighbor | Water | Porous | Wet | R245fa | MinimizeLCOE_Brownfield | IgnoreSilica | 2019 | 5.3003 | 0.85051 | 0.02827 | 4 | 121898.8803 | 265133.3152 | 2485.0736 | 5405.1012 | 100.367 | 0 | 108.4445 | 313840.904 | 11080.9095 | 303534.8773 | 199198.0446 | 0 | 121454.9067 | 0 | 370152.7604 | 963061.5537 | 657309.2993 | 2939633.2553 | 961560.8286 | 9883032.0773 | 9883032.0773 | 1478867.319 | 4834933.9008 | 0 | 13784226.1612 | 29981059.4582 | 2371.3737 | 0.11308 | 121898.8803 | 265133.3152 | 2485.0736 | 5405.1012
1 | 3100 | 707 | 0.03 | 15 | 15 | 7 | 3.1623e-12 | 5spot_SharedNeighbor | Water | Porous | Wet | R245fa | MinimizeLCOE_Brownfield | IgnoreSilica | 2019 | 6.8808 | 1.1277 | 0.040867 | 4 | 88537.1453 | 187620.3158 | 1804.9495 | 3824.8939 | 101.5684 | 0 | 117.1034 | 385186.7901 | 13723.6559 | 380040.3126 | 253536.2 | 0 | 138974.365 | 0 | 456869.9162 | 1188681.805 | 811299.7569 | 3628312.8017 | 961560.8286 | 9883032.0773 | 9883032.0773 | 1478867.319 | 4834933.9008 | 0 | 14472905.7076 | 30669739.0047 | 3162.2777 | 0.16347 | 88537.1453 | 187620.3158 | 1804.9495 | 3824.8939
1 | 3100 | 707 | 0.03 | 15 | 15 | 7 | 4.217e-12 | 5spot_SharedNeighbor | Water | Porous | Wet | R245fa | MinimizeLCOE_Brownfield | IgnoreSilica | 2019 | 9.3124 | 1.5563 | 0.058394 | 4 | 66327.2262 | 135670.0233 | 1352.1702 | 2765.8169 | 102.691 | 0 | 91.9531 | 486011.8343 | 17460.6201 | 491349.984 | 337426.7356 | 0 | 168394.6617 | 0 | 585251.0959 | 1522703.3001 | 1039276.2908 | 4647874.5226 | 961560.8286 | 9883032.0773 | 9883032.0773 | 1478867.319 | 4834933.9008 | 0 | 15492467.4285 | 31689300.7255 | 4216.965 | 0.23358 | 66327.2262 | 135670.0233 | 1352.1702 | 2765.8169
1 | 3100 | 707 | 0.03 | 15 | 15 | 7 | 5.6234e-12 | 5spot_SharedNeighbor | Water | Porous | Wet | R245fa | MinimizeLCOE_Brownfield | IgnoreSilica | 2019 | 11.7265 | 1.9822 | 0.080401 | 4 | 51072.9656 | 101435.5508 | 1041.1915 | 2067.9009 | 103.3485 | 0 | 117.6278 | 578098.2158 | 20867.3325 | 595962.5755 | 420772.828 | 0 | 186121.779 | 0 | 702710.865 | 1828309.5249 | 1247858.8188 | 5580701.9395 | 961560.8286 | 9883032.0773 | 9883032.0773 | 1478867.319 | 4834933.9008 | 0 | 16425294.8454 | 32622128.1424 | 5623.4133 | 0.3216 | 51072.9656 | 101435.5508 | 1041.1915 | 2067.9009
1 | 3100 | 707 | 0.03 | 15 | 15 | 7 | 7.4989e-12 | 5spot_SharedNeighbor | Water | Porous | Wet | R245fa | MinimizeLCOE_Brownfield | IgnoreSilica | 2019 | 15.0781 | 2.5736 | 0.10958 | 4 | 40316.0947 | 77267.403 | 821.8981 | 1575.2005 | 103.9099 | 0 | 123.1427 | 696580.8231 | 25240.1522 | 734077.1849 | 536398.8978 | 0 | 211953.8735 | 0 | 859657.8633 | 2236653.4203 | 1526561.918 | 6827124.1333 | 961560.8286 | 9883032.0773 | 9883032.0773 | 1478867.319 | 4834933.9008 | 0 | 17671717.0392 | 33868550.3362 | 7498.9421 | 0.43833 | 40316.0947 | 77267.403 | 821.8981 | 1575.2005
1 | 3100 | 707 | 0.03 | 15 | 15 | 7 | 1e-11 | 5spot_SharedNeighbor | Water | Porous | Wet | R245fa | MinimizeLCOE_Brownfield | IgnoreSilica | 2019 | 19.2346 | 3.3069 | 0.14727 | 4 | 32495.0421 | 59990.6443 | 662.4554 | 1222.9904 | 104.3381 | 0 | 107.5535 | 832753.4205 | 30255.5259 | 896840.3321 | 679715.2531 | 0 | 239344.3623 | 0 | 1044774.4686 | 2718288.8547 | 1855287.9986 | 8297260.2158 | 961560.8286 | 9883032.0773 | 9883032.0773 | 1478867.319 | 4834933.9008 | 0 | 19141853.1217 | 35338686.4187 | 10000 | 0.58907 | 32495.0421 | 59990.6443 | 662.4554 | 1222.9904
1 | 3100 | 707 | 0.03 | 15 | 15 | 7 | 1.3335e-11 | 5spot_SharedNeighbor | Water | Porous | Wet | R245fa | MinimizeLCOE_Brownfield | IgnoreSilica | 2019 | 24.3741 | 4.2139 | 0.19552 | 4 | 26694.7285 | 47404.8489 | 544.2081 | 966.412 | 104.6684 | 0 | 115.3099 | 989303.1851 | 36008.609 | 1088477.5314 | 856923.1149 | 0 | 268493.7078 | 0 | 1263290.3978 | 3286822.4785 | 2243323.879 | 10032642.9034 | 961560.8286 | 9883032.0773 | 9883032.0773 | 1478867.319 | 4834933.9008 | 0 | 20877235.8092 | 37074069.1063 | 13335.2143 | 0.78207 | 26694.7285 | 47404.8489 | 544.2081 | 966.412
1 | 3100 | 707 | 0.03 | 15 | 15 | 7 | 1.7783e-11 | 5spot_SharedNeighbor | Water | Porous | Wet | R245fa | MinimizeLCOE_Brownfield | IgnoreSilica | 2019 | 30.6204 | 5.3165 | 0.25637 | 4 | 22326.0233 | 38120.1849 | 455.1462 | 777.1315 | 104.9229 | 0 | 116.8074 | 1166745.2235 | 42514.6914 | 1310662.0345 | 1072314.8044 | 0 | 298510.7306 | 0 | 1517391.5189 | 3947941.4724 | 2694551.177 | 12050631.6527 | 961560.8286 | 9883032.0773 | 9883032.0773 | 1478867.319 | 4834933.9008 | 0 | 22895224.5586 | 39092057.8556 | 17782.7941 | 1.0255 | 22326.0233 | 38120.1849 | 455.1462 | 777.1315
1 | 3100 | 707 | 0.03 | 15 | 15 | 7 | 2.3714e-11 | 5spot_SharedNeighbor | Water | Porous | Wet | R245fa | MinimizeLCOE_Brownfield | IgnoreSilica | 2019 | 38.0601 | 6.6301 | 0.33163 | 4 | 18997.3282 | 31207.2485 | 387.2862 | 636.202 | 105.1191 | 0 | 137.6339 | 1364518.3718 | 49749.4183 | 1563652.1133 | 1328823.4715 | 0 | 328312.976 | 0 | 1807671.9768 | 4703191.6792 | 3210024.962 | 14355944.9688 | 961560.8286 | 9883032.0773 | 9883032.0773 | 1478867.319 | 4834933.9008 | 0 | 25200537.8746 | 41397371.1717 | 23713.7371 | 1.3265 | 18997.3282 | 31207.2485 | 387.2862 | 636.202
1 | 3100 | 707 | 0.03 | 15 | 15 | 7 | 3.1623e-11 | 5spot_SharedNeighbor | Water | Porous | Wet | R245fa | MinimizeLCOE_Brownfield | IgnoreSilica | 2019 | 46.6056 | 8.1388 | 0.42186 | 4 | 16441.8837 | 26040.2425 | 335.19 | 530.8656 | 105.2664 | 0 | 123.3654 | 1577944.4406 | 57538.3689 | 1842155.6751 | 1623416.0513 | 0 | 355523.2651 | 0 | 2128065.3424 | 5536789.4948 | 3778972.5999 | 16900405.2383 | 961560.8286 | 9883032.0773 | 9883032.0773 | 1478867.319 | 4834933.9008 | 0 | 27744998.1442 | 43941831.4412 | 31622.7766 | 1.6875 | 16441.8837 | 26040.2425 | 335.19 | 530.8656
1 | 3100 | 707 | 0.03 | 15 | 15 | 7 | 4.217e-11 | 5spot_SharedNeighbor | Water | Porous | Wet | R245fa | MinimizeLCOE_Brownfield | IgnoreSilica | 2019 | 55.9935 | 9.7948 | 0.52565 | 4 | 14475.3464 | 22178.5516 | 295.0995 | 452.1398 | 105.3675 | 0 | 148.192 | 1799155.5679 | 65590.1231 | 2136203.2322 | 1946932.4033 | 0 | 377532.0135 | 0 | 2466911.2026 | 6418396.9161 | 4380687.7801 | 19591409.2388 | 961560.8286 | 9883032.0773 | 9883032.0773 | 1478867.319 | 4834933.9008 | 0 | 30436002.1447 | 46632835.4417 | 42169.6503 | 2.1026 | 14475.3464 | 22178.5516 | 295.0995 | 452.1398
1 | 3100 | 707 | 0.03 | 15 | 15 | 7 | 5.6234e-11 | 5spot_SharedNeighbor | Water | Porous | Wet | R245fa | MinimizeLCOE_Brownfield | IgnoreSilica | 2019 | 65.6964 | 11.5023 | 0.63853 | 4 | 12965.6017 | 19307.0299 | 264.3213 | 393.5999 | 105.4205 | 0 | 182.8531 | 2015804.5466 | 73450.2039 | 2429166.6443 | 2280970.9436 | 0 | 391249.7126 | 0 | 2804350.3999 | 7296344.4892 | 4979905.0387 | 22271241.9788 | 961560.8286 | 9883032.0773 | 9883032.0773 | 1478867.319 | 4834933.9008 | 0 | 33115834.8847 | 49312668.1817 | 56234.1325 | 2.5541 | 12965.6017 | 19307.0299 | 264.3213 | 393.5999
1 | 3100 | 707 | 0.03 | 15 | 15 | 7 | 7.4989e-11 | 5spot_SharedNeighbor | Water | Porous | Wet | R245fa | MinimizeLCOE_Brownfield | IgnoreSilica | 2019 | 75.1628 | 13.1615 | 0.75429 | 4 | 11812.1848 | 17180.442 | 240.8074 | 350.2465 | 105.4284 | 0 | 184.3451 | 2217071.1846 | 80723.6826 | 2705638.2242 | 2606315.493 | 0 | 395579.5939 | 0 | 3122077.9896 | 8123006.5026 | 5544118.8491 | 24794531.5198 | 961560.8286 | 9883032.0773 | 9883032.0773 | 1478867.319 | 4834933.9008 | 0 | 35639124.4256 | 51835957.7227 | 74989.4209 | 3.0171 | 11812.1848 | 17180.442 | 240.8074 | 350.2465
1 | 3100 | 707 | 0.03 | 15 | 15 | 7 | 1e-10 | 5spot_SharedNeighbor | Water | Porous | Wet | R245fa | MinimizeLCOE_Brownfield | IgnoreSilica | 2019 | 83.9083 | 14.6861 | 0.86631 | 4 | 10935.4451 | 15609.5502 | 222.9338 | 318.2218 | 105.4008 | 0 | 169.0714 | 2395101.6822 | 87129.5634 | 2953656.6297 | 2906216.9251 | 0 | 391181.5546 | 0 | 3405981.6785 | 8861665.6644 | 6048268.905 | 27049202.6029 | 961560.8286 | 9883032.0773 | 9883032.0773 | 1478867.319 | 4834933.9008 | 0 | 37893795.5088 | 54090628.8059 | 100000 | 3.4652 | 10935.4451 | 15609.5502 | 222.9338 | 318.2218
1 | 3100 | 707 | 0.03 | 15 | 15 | 7 | 1.3335e-10 | 5spot_SharedNeighbor | Water | Porous | Wet | R245fa | MinimizeLCOE_Brownfield | IgnoreSilica | 2019 | 91.6085 | 16.0205 | 0.96914 | 4 | 10271.7333 | 14449.8752 | 209.4032 | 294.5803 | 105.3513 | 0 | 203.62 | 2546089.0964 | 92538.4637 | 3166589.6684 | 3169618.714 | 0 | 380044.2608 | 0 | 3648403.2793 | 9492396.9423 | 6478755.9624 | 28974436.3872 | 961560.8286 | 9883032.0773 | 9883032.0773 | 1478867.319 | 4834933.9008 | 0 | 39819029.2931 | 56015862.5901 | 133352.1432 | 3.8766 | 10271.7333 | 14449.8752 | 209.4032 | 294.5803
1 | 3100 | 707 | 0.03 | 15 | 15 | 7 | 1.7783e-10 | 5spot_SharedNeighbor | Water | Porous | Wet | R245fa | MinimizeLCOE_Brownfield | IgnoreSilica | 2019 | 98.142 | 17.1461 | 1.0595 | 4 | 9770.744 | 13592.5281 | 199.1898 | 277.1021 | 105.2921 | 0 | 188.731 | 2670243.1264 | 96967.6006 | 3343498.8394 | 3392565.8983 | 0 | 364856.0943 | 0 | 3848571.308 | 10013193.0928 | 6834210.0364 | 30564105.9962 | 961560.8286 | 9883032.0773 | 9883032.0773 | 1478867.319 | 4834933.9008 | 0 | 41408698.902 | 57605532.1991 | 177827.941 | 4.238 | 9770.744 | 13592.5281 | 199.1898 | 277.1021
1 | 3100 | 707 | 0.03 | 15 | 15 | 7 | 2.3714e-10 | 5spot_SharedNeighbor | Water | Porous | Wet | R245fa | MinimizeLCOE_Brownfield | IgnoreSilica | 2019 | 103.5056 | 18.0651 | 1.136 | 4 | 9393.3034 | 12957.7935 | 191.4952 | 264.1621 | 105.2325 | 0 | 195.0829 | 2769586.8006 | 100498.4857 | 3486264.3272 | 3575183.3781 | 0 | 347904.6092 | 0 | 4008980.6643 | 10430545.3336 | 7119061.5164 | 31838025.1152 | 961560.8286 | 9883032.0773 | 9883032.0773 | 1478867.319 | 4834933.9008 | 0 | 42682618.0211 | 58879451.3181 | 237137.3706 | 4.5439 | 9393.3034 | 12957.7935 | 191.4952 | 264.1621
1 | 3100 | 707 | 0.03 | 15 | 15 | 7 | 3.1623e-10 | 5spot_SharedNeighbor | Water | Porous | Wet | R245fa | MinimizeLCOE_Brownfield | IgnoreSilica | 2019 | 108.142 | 18.8556 | 1.2022 | 4 | 9101.9027 | 12470.1575 | 185.5546 | 254.221 | 105.1735 | 0 | 169.7395 | 2853661.0741 | 103476.905 | 3607942.8614 | 3732723.2152 | 0 | 332088.5821 | 0 | 4145658.1287 | 10786152.0595 | 7361770.4139 | 32923473.2398 | 961560.8286 | 9883032.0773 | 9883032.0773 | 1478867.319 | 4834933.9008 | 0 | 43768066.1457 | 59964899.4427 | 316227.766 | 4.8087 | 9101.9027 | 12470.1575 | 185.5546 | 254.221
1 | 3100 | 707 | 0.03 | 15 | 15 | 7 | 4.217e-10 | 5spot_SharedNeighbor | Water | Porous | Wet | R245fa | MinimizeLCOE_Brownfield | IgnoreSilica | 2019 | 111.4964 | 19.4252 | 1.2523 | 4 | 8890.5991 | 12124.082 | 181.2469 | 247.1658 | 105.1266 | 0 | 182.044 | 2913475.0435 | 105590.064 | 3695000.2845 | 3846511.275 | 0 | 316572.7899 | 0 | 4242088.2882 | 11037043.5538 | 7533009.0141 | 33689290.3129 | 961560.8286 | 9883032.0773 | 9883032.0773 | 1478867.319 | 4834933.9008 | 0 | 44533883.2187 | 60730716.5158 | 421696.5034 | 5.0091 | 8890.5991 | 12124.082 | 181.2469 | 247.1658
1 | 3100 | 707 | 0.03 | 15 | 15 | 7 | 5.6234e-10 | 5spot_SharedNeighbor | Water | Porous | Wet | R245fa | MinimizeLCOE_Brownfield | IgnoreSilica | 2019 | 114.1124 | 19.868 | 1.2919 | 4 | 8731.8142 | 11866.1013 | 178.0098 | 241.9065 | 105.0876 | 0 | 167.0568 | 2959543.2842 | 107214.1888 | 3762332.8237 | 3935131.2161 | 0 | 303062.2482 | 0 | 4316240.6668 | 11229972.8324 | 7664687.211 | 34278184.4713 | 961560.8286 | 9883032.0773 | 9883032.0773 | 1478867.319 | 4834933.9008 | 0 | 45122777.3772 | 61319610.6742 | 562341.3252 | 5.1676 | 8731.8142 | 11866.1013 | 178.0098 | 241.9065
1 | 3100 | 707 | 0.03 | 15 | 15 | 7 | 7.4989e-10 | 5spot_SharedNeighbor | Water | Porous | Wet | R245fa | MinimizeLCOE_Brownfield | IgnoreSilica | 2019 | 116.1197 | 20.2069 | 1.3228 | 4 | 8612.5378 | 11673.7342 | 175.5782 | 237.9849 | 105.0564 | 0 | 162.7109 | 2994557.1981 | 108446.5461 | 3813674.6941 | 4003064.8753 | 0 | 291629.4332 | 0 | 4372435.3712 | 11376179.926 | 7764476.5566 | 34724464.6006 | 961560.8286 | 9883032.0773 | 9883032.0773 | 1478867.319 | 4834933.9008 | 0 | 45569057.5064 | 61765890.8035 | 749894.2093 | 5.291 | 8612.5378 | 11673.7342 | 175.5782 | 237.9849
1 | 3100 | 707 | 0.03 | 15 | 15 | 7 | 1e-09 | 5spot_SharedNeighbor | Water | Porous | Wet | R245fa | MinimizeLCOE_Brownfield | IgnoreSilica | 2019 | 117.6519 | 20.465 | 1.3465 | 4 | 8522.9654 | 11530.0708 | 173.7522 | 235.0561 | 105.0317 | 0 | 171.4786 | 3021086.3799 | 109379.0661 | 3852671.7392 | 4054872.6742 | 0 | 282243.7127 | 0 | 4414898.8931 | 11486661.2996 | 7839882.3643 | 35061696.129 | 961560.8286 | 9883032.0773 | 9883032.0773 | 1478867.319 | 4834933.9008 | 0 | 45906289.0349 | 62103122.3319 | 1000000 | 5.3862 | 8522.9654 | 11530.0708 | 173.7522 | 235.0561
1 | 3100 | 707 | 0.03 | 15 | 15 | 7 | 1.3335e-09 | 5spot_SharedNeighbor | Water | Porous | Wet | R245fa | MinimizeLCOE_Brownfield | IgnoreSilica | 2019 | 114.8444 | 19.9915 | 1.3347 | 4 | 8451.8907 | 11485.5797 | 172.3032 | 234.1491 | 105.076 | 0 | 203.0984 | 2972325.4337 | 107663.9981 | 3781071.1803 | 3959902.5966 | 0 | 246894.283 | 0 | 4316464.4218 | 11230554.9968 | 7665084.5502 | 34279961.4604 | 961560.8286 | 9883032.0773 | 9883032.0773 | 1478867.319 | 4834933.9008 | 0 | 45124554.3663 | 61321387.6633 | 1333521.4322 | 5.339 | 8451.8907 | 11485.5797 | 172.3032 | 234.1491
1 | 3100 | 707 | 0.03 | 15 | 15 | 7 | 1.7783e-09 | 5spot_SharedNeighbor | Water | Porous | Wet | R245fa | MinimizeLCOE_Brownfield | IgnoreSilica | 2019 | 119.742 | 20.8165 | 1.3802 | 4 | 8396.9573 | 11330.7878 | 171.1833 | 230.9934 | 104.9971 | 0 | 171.5616 | 3057009.2327 | 110640.0955 | 3905610.8335 | 4125484.5959 | 0 | 267087.3766 | 0 | 4471674.5323 | 11634379.8665 | 7940703.3215 | 35512589.8546 | 961560.8286 | 9883032.0773 | 9883032.0773 | 1478867.319 | 4834933.9008 | 0 | 46357182.7604 | 62554016.0575 | 1778279.41 | 5.5207 | 8396.9573 | 11330.7878 | 171.1833 | 230.9934
1 | 3100 | 707 | 0.03 | 15 | 15 | 7 | 2.3714e-09 | 5spot_SharedNeighbor | Water | Porous | Wet | R245fa | MinimizeLCOE_Brownfield | IgnoreSilica | 2019 | 120.3339 | 20.9158 | 1.389 | 4 | 8367.3596 | 11282.6295 | 170.5799 | 230.0117 | 104.987 | 0 | 175.9953 | 3067121.847 | 110994.6072 | 3920547.0749 | 4145454.3871 | 0 | 263913.1525 | 0 | 4488132.1168 | 11677199.1255 | 7969928.3456 | 35643290.6567 | 961560.8286 | 9883032.0773 | 9883032.0773 | 1478867.319 | 4834933.9008 | 0 | 46487883.5626 | 62684716.8596 | 2371373.7057 | 5.5559 | 8367.3596 | 11282.6295 | 170.5799 | 230.0117
1 | 3100 | 707 | 0.03 | 15 | 15 | 7 | 3.1623e-09 | 5spot_SharedNeighbor | Water | Porous | Wet | R245fa | MinimizeLCOE_Brownfield | IgnoreSilica | 2019 | 120.8332 | 20.9996 | 1.3969 | 4 | 8338.9365 | 11237.6155 | 170.0005 | 229.094 | 104.9785 | 0 | 190.9492 | 3075635.3884 | 111292.967 | 3933129.8498 | 4162296.4905 | 0 | 260307.2221 | 0 | 4501638.1479 | 11712339.0479 | 7993912.0647 | 35750551.1783 | 961560.8286 | 9883032.0773 | 9883032.0773 | 1478867.319 | 4834933.9008 | 0 | 46595144.0842 | 62791977.3812 | 3162277.6602 | 5.5877 | 8338.9365 | 11237.6155 | 170.0005 | 229.094
1 | 3100 | 707 | 0.03 | 15 | 15 | 7 | 4.217e-09 | 5spot_SharedNeighbor | Water | Porous | Wet | R245fa | MinimizeLCOE_Brownfield | IgnoreSilica | 2019 | 121.2157 | 21.0638 | 1.403 | 4 | 8317.6118 | 11203.7868 | 169.5658 | 228.4043 | 104.9719 | 0 | 186.364 | 3082144.6954 | 111521.0111 | 3942756.374 | 4175194.1446 | 0 | 257584.5256 | 0 | 4511988.2928 | 11739268.0017 | 8012291.629 | 35832748.6741 | 961560.8286 | 9883032.0773 | 9883032.0773 | 1478867.319 | 4834933.9008 | 0 | 46677341.5799 | 62874174.877 | 4216965.0343 | 5.6119 | 8317.6118 | 11203.7868 | 169.5658 | 228.4043
1 | 3100 | 707 | 0.03 | 15 | 15 | 7 | 5.6234e-09 | 5spot_SharedNeighbor | Water | Porous | Wet | R245fa | MinimizeLCOE_Brownfield | IgnoreSilica | 2019 | 121.4982 | 21.1111 | 1.4075 | 4 | 8301.6146 | 11178.5193 | 169.2396 | 227.8892 | 104.967 | 0 | 176.2787 | 3086945.1764 | 111689.1456 | 3949859.0852 | 4184717.3738 | 0 | 255473.0972 | 0 | 4519586.7125 | 11759037.5311 | 8025784.739 | 35893092.8607 | 961560.8286 | 9883032.0773 | 9883032.0773 | 1478867.319 | 4834933.9008 | 0 | 46737685.7666 | 62934519.0636 | 5623413.2519 | 5.63 | 8301.6146 | 11178.5193 | 169.2396 | 227.8892
1 | 3100 | 707 | 0.03 | 15 | 15 | 7 | 7.4989e-09 | 5spot_SharedNeighbor | Water | Porous | Wet | R245fa | MinimizeLCOE_Brownfield | IgnoreSilica | 2019 | 121.7151 | 21.1475 | 1.4109 | 4 | 8289.6149 | 11159.5085 | 168.995 | 227.5017 | 104.9632 | 0 | 179.9324 | 3090627.4114 | 111818.0896 | 3955309.1569 | 4192028.7575 | 0 | 253899.5527 | 0 | 4525436.3575 | 11774257.1077 | 8036172.4128 | 35939548.846 | 961560.8286 | 9883032.0773 | 9883032.0773 | 1478867.319 | 4834933.9008 | 0 | 46784141.7519 | 62980975.0489 | 7498942.0933 | 5.6437 | 8289.6149 | 11159.5085 | 168.995 | 227.5017
1 | 3100 | 707 | 0.03 | 15 | 15 | 7 | 1e-08 | 5spot_SharedNeighbor | Water | Porous | Wet | R245fa | MinimizeLCOE_Brownfield | IgnoreSilica | 2019 | 121.866 | 21.1727 | 1.4134 | 4 | 8280.6143 | 11145.446 | 168.8115 | 227.215 | 104.9606 | 0 | 183.0658 | 3093188.2846 | 111907.7521 | 3959100.5317 | 4197117.0705 | 0 | 252629.4674 | 0 | 4529437.8115 | 11784668.0701 | 8043278.1086 | 35971327.0966 | 961560.8286 | 9883032.0773 | 9883032.0773 | 1478867.319 | 4834933.9008 | 0 | 46815920.0025 | 63012753.2995 | 10000000 | 5.6537 | 8280.6143 | 11145.446 | 168.8115 | 227.215
1 | 3200 | 707 | 0.03 | 15 | 15 | 7 | 1e-13 | 5spot_SharedNeighbor | Water | Porous | Wet | R245fa | MinimizeLCOE_Brownfield | IgnoreSilica | 2019 | 0 | 0 | 0 | 0 |  |  |  |  | 15 |  | 22.3424 | [19 empty] | 100 | 0
1 | 3200 | 707 | 0.03 | 15 | 15 | 7 | 1.3335e-13 | 5spot_SharedNeighbor | Water | Porous | Wet | R245fa | MinimizeLCOE_Brownfield | IgnoreSilica | 2019 | 0 | 0 | 0 | 0 |  |  |  |  | 15 |  | 24.9992 | [19 empty] | 133.3521 | 0
1 | 3200 | 707 | 0.03 | 15 | 15 | 7 | 1.7783e-13 | 5spot_SharedNeighbor | Water | Porous | Wet | R245fa | MinimizeLCOE_Brownfield | IgnoreSilica | 2019 | 0 | 0 | 0 | 0 |  |  |  |  | 15 |  | 25.9099 | [19 empty] | 177.8279 | 0
1 | 3200 | 707 | 0.03 | 15 | 15 | 7 | 2.3714e-13 | 5spot_SharedNeighbor | Water | Porous | Wet | R245fa | MinimizeLCOE_Brownfield | IgnoreSilica | 2019 | 0 | 0 | 0 | 0 |  |  |  |  | 15 |  | 24.3861 | [19 empty] | 237.1374 | 0
1 | 3200 | 707 | 0.03 | 15 | 15 | 7 | 3.1623e-13 | 5spot_SharedNeighbor | Water | Porous | Wet | R245fa | MinimizeLCOE_Brownfield | IgnoreSilica | 2019 | 0 | 0 | 0 | 0 |  |  |  |  | 15 |  | 25.2973 | [19 empty] | 316.2278 | 0
1 | 3200 | 707 | 0.03 | 15 | 15 | 7 | 4.217e-13 | 5spot_SharedNeighbor | Water | Porous | Wet | R245fa | MinimizeLCOE_Brownfield | IgnoreSilica | 2019 | 0 | 0 | 0 | 0 |  |  |  |  | 15 |  | 28.1541 | [19 empty] | 421.6965 | 0
1 | 3200 | 707 | 0.03 | 15 | 15 | 7 | 5.6234e-13 | 5spot_SharedNeighbor | Water | Porous | Wet | R245fa | MinimizeLCOE_Brownfield | IgnoreSilica | 2019 | 1.6 | 0.21589 | 0.0010946 | 4 | 2822688.9814 | 6646095.8872 | 57544.3329 | 135489.6542 | 91.0712 | 0 | 32.06 | 113102.0042 | 3713.9729 | 102083.8107 | 73057.2548 | 0 | 71586.687 | 0 | 141782.0546 | 368887.8225 | 251773.5187 | 1125987.1254 | 961560.8286 | 10270819.4043 | 10270819.4043 | 1478867.319 | 4990048.8316 | 0 | 12358367.3583 | 29098102.9132 | 562.3413 | 0.0043782 | 2822688.9814 | 6646095.8872 | 57544.3329 | 135489.6542
1 | 3200 | 707 | 0.03 | 15 | 15 | 7 | 7.4989e-13 | 5spot_SharedNeighbor | Water | Porous | Wet | R245fa | MinimizeLCOE_Brownfield | IgnoreSilica | 2019 | 1.7681 | 0.24554 | 0.0044751 | 4 | 694659.0128 | 1629826.4041 | 14161.5636 | 33226.2158 | 92.5514 | 0 | 315.8621 | 125096.8793 | 4154.6791 | 113024.1921 | 78885.7354 | 0 | 66986.8452 | 0 | 151377.8491 | 393854.1116 | 268813.5241 | 1202193.816 | 961560.8286 | 10270819.4043 | 10270819.4043 | 1478867.319 | 4990048.8316 | 0 | 12434574.0489 | 29174309.6038 | 749.8942 | 0.0179 | 694659.0128 | 1629826.4041 | 14161.5636 | 33226.2158
1 | 3200 | 707 | 0.03 | 15 | 15 | 7 | 1e-12 | 5spot_SharedNeighbor | Water | Porous | Wet | R245fa | MinimizeLCOE_Brownfield | IgnoreSilica | 2019 | 2.4682 | 0.37107 | 0.0088508 | 4 | 362801.0935 | 835629.9288 | 7396.191 | 17035.4464 | 96.7425 | 0 | 417.2481 | 171915.9071 | 5895.4541 | 156756.4017 | 103404.0219 | 0 | 82490.0058 | 0 | 202980.0983 | 528112.5789 | 360447.6867 | 1612002.1545 | 961560.8286 | 10270819.4043 | 10270819.4043 | 1478867.319 | 4990048.8316 | 0 | 12844382.3874 | 29584117.9423 | 1000 | 0.035403 | 362801.0935 | 835629.9288 | 7396.191 | 17035.4464
1 | 3200 | 707 | 0.03 | 15 | 15 | 7 | 1.3335e-12 | 5spot_SharedNeighbor | Water | Porous | Wet | R245fa | MinimizeLCOE_Brownfield | IgnoreSilica | 2019 | 3.3419 | 0.52978 | 0.015069 | 4 | 220926.5979 | 498640.9582 | 4503.8875 | 10165.4704 | 99.6806 | 0 | 85.1518 | 224768.8632 | 7880.5251 | 207954.8438 | 133910.7133 | 0 | 98458.7481 | 0 | 262459.7404 | 682866.4067 | 466070.3541 | 2084370.1946 | 961560.8286 | 10270819.4043 | 10270819.4043 | 1478867.319 | 4990048.8316 | 0 | 13316750.4275 | 30056485.9824 | 1333.5214 | 0.060277 | 220926.5979 | 498640.9582 | 4503.8875 | 10165.4704
1 | 3200 | 707 | 0.03 | 15 | 15 | 7 | 1.7783e-12 | 5spot_SharedNeighbor | Water | Porous | Wet | R245fa | MinimizeLCOE_Brownfield | IgnoreSilica | 2019 | 4.4527 | 0.73318 | 0.023632 | 4 | 146810.1958 | 323899.3838 | 2992.9244 | 6603.127 | 101.8369 | 0 | 96.2453 | 285951.3461 | 10189.4477 | 269250.0345 | 172853.9031 | 0 | 115792.0827 | 0 | 333074.3575 | 866591.1554 | 591466.2702 | 2645168.5973 | 961560.8286 | 10270819.4043 | 10270819.4043 | 1478867.319 | 4990048.8316 | 0 | 13877548.8303 | 30617284.3851 | 1778.2794 | 0.094527 | 146810.1958 | 323899.3838 | 2992.9244 | 6603.127
1 | 3200 | 707 | 0.03 | 15 | 15 | 7 | 2.3714e-12 | 5spot_SharedNeighbor | Water | Porous | Wet | R245fa | MinimizeLCOE_Brownfield | IgnoreSilica | 2019 | 5.8681 | 0.99351 | 0.035201 | 4 | 103324.4481 | 222212.6575 | 2106.4086 | 4530.1056 | 103.4397 | 0 | 88.0843 | 357195.8545 | 12882.7581 | 342927.5926 | 222732.1667 | 0 | 134868.7085 | 0 | 417536.7614 | 1086345.0046 | 741452.7878 | 3315941.6345 | 961560.8286 | 10270819.4043 | 10270819.4043 | 1478867.319 | 4990048.8316 | 0 | 14548321.8674 | 31288057.4223 | 2371.3737 | 0.1408 | 103324.4481 | 222212.6575 | 2106.4086 | 4530.1056
1 | 3200 | 707 | 0.03 | 15 | 15 | 7 | 3.1623e-12 | 5spot_SharedNeighbor | Water | Porous | Wet | R245fa | MinimizeLCOE_Brownfield | IgnoreSilica | 2019 | 7.5607 | 1.3043 | 0.050268 | 4 | 76074.4163 | 159327.4234 | 1550.8799 | 3248.105 | 104.5397 | 0 | 97.9132 | 435013.3896 | 15817.8059 | 426007.0539 | 282178.2536 | 0 | 153098.0292 | 0 | 511724.6676 | 1331402.6159 | 908709.6429 | 4063951.4586 | 961560.8286 | 10270819.4043 | 10270819.4043 | 1478867.319 | 4990048.8316 | 0 | 15296331.6915 | 32036067.2464 | 3162.2777 | 0.20107 | 76074.4163 | 159327.4234 | 1550.8799 | 3248.105
1 | 3200 | 707 | 0.03 | 15 | 15 | 7 | 4.217e-12 | 5spot_SharedNeighbor | Water | Porous | Wet | R245fa | MinimizeLCOE_Brownfield | IgnoreSilica | 2019 | 9.9897 | 1.7543 | 0.071154 | 4 | 57375.1281 | 116190.6125 | 1169.6696 | 2368.7028 | 105.6017 | 0 | 103.1764 | 538778.8989 | 19740.2784 | 539587.0809 | 367690.7441 | 0 | 179986.5799 | 0 | 641855.5971 | 1669976.6009 | 1139793.3447 | 5097409.125 | 961560.8286 | 10270819.4043 | 10270819.4043 | 1478867.319 | 4990048.8316 | 0 | 16329789.3579 | 33069524.9128 | 4216.965 | 0.28461 | 57375.1281 | 116190.6125 | 1169.6696 | 2368.7028
1 | 3200 | 707 | 0.03 | 15 | 15 | 7 | 5.6234e-12 | 5spot_SharedNeighbor | Water | Porous | Wet | R245fa | MinimizeLCOE_Brownfield | IgnoreSilica | 2019 | 12.9009 | 2.2926 | 0.098029 | 4 | 44607.9948 | 87298.8768 | 909.3943 | 1779.7057 | 106.3084 | 0 | 94.3832 | 652643.2816 | 24029.2975 | 668045.136 | 470183.4403 | 0 | 205948.5421 | 0 | 788131.382 | 2050556.188 | 1399546.733 | 6259084.0005 | 961560.8286 | 10270819.4043 | 10270819.4043 | 1478867.319 | 4990048.8316 | 0 | 17491464.2334 | 34231199.7883 | 5623.4133 | 0.39212 | 44607.9948 | 87298.8768 | 909.3943 | 1779.7057
1 | 3200 | 707 | 0.03 | 15 | 15 | 7 | 7.4989e-12 | 5spot_SharedNeighbor | Water | Porous | Wet | R245fa | MinimizeLCOE_Brownfield | IgnoreSilica | 2019 | 16.5519 | 2.9682 | 0.13305 | 4 | 35467.9543 | 66921.7043 | 723.0622 | 1364.2895 | 106.8486 | 0 | 119.4409 | 784792.792 | 28997.352 | 821034.5931 | 598952.0502 | 0 | 234126.1427 | 0 | 962482.1427 | 2504181.103 | 1709155.0586 | 7643721.2342 | 961560.8286 | 10270819.4043 | 10270819.4043 | 1478867.319 | 4990048.8316 | 0 | 18876101.4671 | 35615837.022 | 7498.9421 | 0.5322 | 35467.9543 | 66921.7043 | 723.0622 | 1364.2895
1 | 3200 | 707 | 0.03 | 15 | 15 | 7 | 1e-11 | 5spot_SharedNeighbor | Water | Porous | Wet | R245fa | MinimizeLCOE_Brownfield | IgnoreSilica | 2019 | 21.0808 | 3.8065 | 0.17819 | 4 | 28777.1743 | 52262.5944 | 586.6616 | 1065.4437 | 107.2622 | 0 | 117.2541 | 936886.8451 | 34702.1695 | 1001521.0173 | 758713.1747 | 0 | 264110.4684 | 0 | 1168414.1333 | 3039973.9001 | 2074844.6521 | 9279166.3606 | 961560.8286 | 10270819.4043 | 10270819.4043 | 1478867.319 | 4990048.8316 | 0 | 20511546.5935 | 37251282.1484 | 10000 | 0.71277 | 28777.1743 | 52262.5944 | 586.6616 | 1065.4437
1 | 3200 | 707 | 0.03 | 15 | 15 | 7 | 1.3335e-11 | 5spot_SharedNeighbor | Water | Porous | Wet | R245fa | MinimizeLCOE_Brownfield | IgnoreSilica | 2019 | 26.625 | 4.8331 | 0.23565 | 4 | 23788.0662 | 41547.1376 | 484.9519 | 846.9946 | 107.5796 | 0 | 118.9652 | 1110182.2002 | 41186.9987 | 1212036.5447 | 954312.9933 | 0 | 295255.5484 | 0 | 1409059.9713 | 3666085.0074 | 2502178.348 | 11190297.6121 | 961560.8286 | 10270819.4043 | 10270819.4043 | 1478867.319 | 4990048.8316 | 0 | 22422677.845 | 39162413.3999 | 13335.2143 | 0.9426 | 23788.0662 | 41547.1376 | 484.9519 | 846.9946
1 | 3200 | 707 | 0.03 | 15 | 15 | 7 | 1.7783e-11 | 5spot_SharedNeighbor | Water | Porous | Wet | R245fa | MinimizeLCOE_Brownfield | IgnoreSilica | 2019 | 33.3607 | 6.0806 | 0.30787 | 4 | 20013.5714 | 33606.749 | 408.0037 | 685.119 | 107.8258 | 0 | 125.5825 | 1306752.1637 | 48525.4418 | 1456175.7057 | 1191977.192 | 0 | 327485.8876 | 0 | 1689057.3924 | 4394580.8617 | 2999391.7377 | 13413946.3827 | 961560.8286 | 10270819.4043 | 10270819.4043 | 1478867.319 | 4990048.8316 | 0 | 24646326.6156 | 41386062.1705 | 17782.7941 | 1.2315 | 20013.5714 | 33606.749 | 408.0037 | 685.119
1 | 3200 | 707 | 0.03 | 15 | 15 | 7 | 2.3714e-11 | 5spot_SharedNeighbor | Water | Porous | Wet | R245fa | MinimizeLCOE_Brownfield | IgnoreSilica | 2019 | 41.2802 | 7.5475 | 0.39635 | 4 | 17127.5511 | 27686.3218 | 349.1683 | 564.4231 | 108.014 | 0 | 136.0039 | 1523291.5365 | 56590.2697 | 1730776.4633 | 1471404.5372 | 0 | 358431.056 | 0 | 2004792.6064 | 5216059.1225 | 3560067.5304 | 15921413.122 | 961560.8286 | 10270819.4043 | 10270819.4043 | 1478867.319 | 4990048.8316 | 0 | 27153793.3549 | 43893528.9098 | 23713.7371 | 1.5854 | 17127.5511 | 27686.3218 | 349.1683 | 564.4231
1 | 3200 | 707 | 0.03 | 15 | 15 | 7 | 3.1623e-11 | 5spot_SharedNeighbor | Water | Porous | Wet | R245fa | MinimizeLCOE_Brownfield | IgnoreSilica | 2019 | 50.3056 | 9.2184 | 0.50141 | 4 | 14907.9311 | 23254.2545 | 303.9183 | 474.0694 | 108.1527 | 0 | 134.5054 | 1755352.6438 | 65210.9161 | 2030857.4399 | 1789524.018 | 0 | 386198.0238 | 0 | 2350585.7862 | 6115742.0442 | 4174119.6111 | 18667590.4829 | 961560.8286 | 10270819.4043 | 10270819.4043 | 1478867.319 | 4990048.8316 | 0 | 29899970.7158 | 46639706.2707 | 31622.7766 | 2.0056 | 14907.9311 | 23254.2545 | 303.9183 | 474.0694
1 | 3200 | 707 | 0.03 | 15 | 15 | 7 | 4.217e-11 | 5spot_SharedNeighbor | Water | Porous | Wet | R245fa | MinimizeLCOE_Brownfield | IgnoreSilica | 2019 | 60.0427 | 11.0184 | 0.62033 | 4 | 13199.0424 | 19945.3657 | 269.0803 | 406.6133 | 108.2408 | 0 | 150.2423 | 1991786.7651 | 73967.5799 | 2342198.0172 | 2132518.4553 | 0 | 407157.4984 | 0 | 2709575.0432 | 7049758.4522 | 4811605.0017 | 21518566.813 | 961560.8286 | 10270819.4043 | 10270819.4043 | 1478867.319 | 4990048.8316 | 0 | 32750947.0459 | 49490682.6008 | 42169.6503 | 2.4813 | 13199.0424 | 19945.3657 | 269.0803 | 406.6133
1 | 3200 | 707 | 0.03 | 15 | 15 | 7 | 5.6234e-11 | 5spot_SharedNeighbor | Water | Porous | Wet | R245fa | MinimizeLCOE_Brownfield | IgnoreSilica | 2019 | 69.9112 | 12.8369 | 0.74726 | 4 | 11887.9496 | 17488.3233 | 242.3519 | 356.5231 | 108.2769 | 0 | 149.6123 | 2219070.531 | 82353.7488 | 2646579.9064 | 2479666.3242 | 0 | 418366.1075 | 0 | 3059954.2809 | 7961373.3561 | 5433800.9054 | 24301165.1602 | 961560.8286 | 10270819.4043 | 10270819.4043 | 1478867.319 | 4990048.8316 | 0 | 35533545.3931 | 52273280.948 | 56234.1325 | 2.989 | 11887.9496 | 17488.3233 | 242.3519 | 356.5231
1 | 3200 | 707 | 0.03 | 15 | 15 | 7 | 7.4989e-11 | 5spot_SharedNeighbor | Water | Porous | Wet | R245fa | MinimizeLCOE_Brownfield | IgnoreSilica | 2019 | 79.3964 | 14.5762 | 0.87522 | 4 | 10887.1911 | 15668.7931 | 221.9501 | 319.4295 | 108.267 | 0 | 196.5878 | 2427302.1877 | 90002.8609 | 2929782.1877 | 2812637.4353 | 0 | 419638.3807 | 0 | 3384951.5904 | 8806949.6891 | 6010924.1275 | 26882188.4593 | 961560.8286 | 10270819.4043 | 10270819.4043 | 1478867.319 | 4990048.8316 | 0 | 38114568.6922 | 54854304.2471 | 74989.4209 | 3.5009 | 10887.1911 | 15668.7931 | 221.9501 | 319.4295
1 | 3200 | 707 | 0.03 | 15 | 15 | 7 | 1e-10 | 5spot_SharedNeighbor | Water | Porous | Wet | R245fa | MinimizeLCOE_Brownfield | IgnoreSilica | 2019 | 88.0345 | 16.1507 | 0.99704 | 4 | 10126.9647 | 14324.3397 | 206.4519 | 292.021 | 108.2234 | 0 | 177.2987 | 2609074.7548 | 96647.9883 | 3180425.3824 | 3115100.2461 | 0 | 412063.0613 | 0 | 3671191.4588 | 9551687.111 | 6519222.7208 | 29155412.7234 | 961560.8286 | 10270819.4043 | 10270819.4043 | 1478867.319 | 4990048.8316 | 0 | 40387792.9563 | 57127528.5112 | 100000 | 3.9881 | 10126.9647 | 14324.3397 | 206.4519 | 292.021
1 | 3200 | 707 | 0.03 | 15 | 15 | 7 | 1.3335e-10 | 5spot_SharedNeighbor | Water | Porous | Wet | R245fa | MinimizeLCOE_Brownfield | IgnoreSilica | 2019 | 95.5519 | 17.512 | 1.1073 | 4 | 9551.5987 | 13330.9521 | 194.7223 | 271.7695 | 108.161 | 0 | 194.7686 | 2761629.5342 | 102198.4062 | 3393298.3592 | 3377608.8912 | 0 | 398064.635 | 0 | 3912791.9321 | 10180281.9832 | 6948251.6374 | 31074125.3785 | 961560.8286 | 10270819.4043 | 10270819.4043 | 1478867.319 | 4990048.8316 | 0 | 42306505.6114 | 59046241.1663 | 133352.1432 | 4.4293 | 9551.5987 | 13330.9521 | 194.7223 | 271.7695
1 | 3200 | 707 | 0.03 | 15 | 15 | 7 | 1.7783e-10 | 5spot_SharedNeighbor | Water | Porous | Wet | R245fa | MinimizeLCOE_Brownfield | IgnoreSilica | 2019 | 101.8667 | 18.6486 | 1.2031 | 4 | 9117.2739 | 12595.7984 | 185.868 | 256.7824 | 108.0923 | 0 | 159.504 | 2885968.2471 | 106702.224 | 3568541.4275 | 3597551.9904 | 0 | 380495.8982 | 0 | 4110311.317 | 10694186.906 | 7299002.3069 | 32642760.3171 | 961560.8286 | 10270819.4043 | 10270819.4043 | 1478867.319 | 4990048.8316 | 0 | 43875140.55 | 60614876.1049 | 177827.941 | 4.8123 | 9117.2739 | 12595.7984 | 185.868 | 256.7824
1 | 3200 | 707 | 0.03 | 15 | 15 | 7 | 2.3714e-10 | 5spot_SharedNeighbor | Water | Porous | Wet | R245fa | MinimizeLCOE_Brownfield | IgnoreSilica | 2019 | 107.0406 | 19.5746 | 1.2836 | 4 | 8789.9833 | 12050.3225 | 179.1957 | 245.6621 | 108.0257 | 0 | 195.7071 | 2985366.5841 | 110288.5936 | 3709787.4111 | 3777337.6948 | 0 | 361917.915 | 0 | 4268432.2975 | 11105585.2621 | 7579790.1384 | 33898505.8965 | 961560.8286 | 10270819.4043 | 10270819.4043 | 1478867.319 | 4990048.8316 | 0 | 45130886.1294 | 61870621.6843 | 237137.3706 | 5.1344 | 8789.9833 | 12050.3225 | 179.1957 | 245.6621
1 | 3200 | 707 | 0.03 | 15 | 15 | 7 | 3.1623e-10 | 5spot_SharedNeighbor | Water | Porous | Wet | R245fa | MinimizeLCOE_Brownfield | IgnoreSilica | 2019 | 111.4723 | 20.3635 | 1.3527 | 4 | 8536.375 | 11630.0616 | 174.0256 | 237.0945 | 107.9617 | 0 | 176.524 | 3068763.3529 | 113287.0852 | 3829114.434 | 3930826.9023 | 0 | 344583.3429 | 0 | 4401764.2958 | 11452487.7715 | 7816558.2292 | 34957385.4138 | 961560.8286 | 10270819.4043 | 10270819.4043 | 1478867.319 | 4990048.8316 | 0 | 46189765.6467 | 62929501.2016 | 316227.766 | 5.4109 | 8536.375 | 11630.0616 | 174.0256 | 237.0945
1 | 3200 | 707 | 0.03 | 15 | 15 | 7 | 4.217e-10 | 5spot_SharedNeighbor | Water | Porous | Wet | R245fa | MinimizeLCOE_Brownfield | IgnoreSilica | 2019 | 114.6823 | 20.9325 | 1.4048 | 4 | 8353.1247 | 11332.1369 | 170.2897 | 231.0209 | 107.9114 | 0 | 193.7642 | 3128182.5836 | 115417.2016 | 3914603.7612 | 4041684.2546 | 0 | 328291.7484 | 0 | 4495990.0243 | 11697643.7888 | 7983882.2484 | 35705695.6108 | 961560.8286 | 10270819.4043 | 10270819.4043 | 1478867.319 | 4990048.8316 | 0 | 46938075.8437 | 63677811.3986 | 421696.5034 | 5.6192 | 8353.1247 | 11332.1369 | 170.2897 | 231.0209
1 | 3200 | 707 | 0.03 | 15 | 15 | 7 | 5.6234e-10 | 5spot_SharedNeighbor | Water | Porous | Wet | R245fa | MinimizeLCOE_Brownfield | IgnoreSilica | 2019 | 117.1527 | 21.3689 | 1.4456 | 4 | 8215.376 | 11110.2947 | 167.4816 | 226.4984 | 107.8705 | 0 | 175.5822 | 3173371.0412 | 117033.6281 | 3979881.1025 | 4126869.2488 | 0 | 314077.9424 | 0 | 4567380.8556 | 11883388.0876 | 8110656.549 | 36272658.4553 | 961560.8286 | 10270819.4043 | 10270819.4043 | 1478867.319 | 4990048.8316 | 0 | 47505038.6882 | 64244774.2431 | 562341.3252 | 5.7825 | 8215.376 | 11110.2947 | 167.4816 | 226.4984
1 | 3200 | 707 | 0.03 | 15 | 15 | 7 | 7.4989e-10 | 5spot_SharedNeighbor | Water | Porous | Wet | R245fa | MinimizeLCOE_Brownfield | IgnoreSilica | 2019 | 119.0498 | 21.7032 | 1.4773 | 4 | 8111.8729 | 10944.666 | 165.3715 | 223.1218 | 107.8378 | 0 | 169.7874 | 3207756.5718 | 118261.5213 | 4029707.047 | 4192203.9063 | 0 | 302200.2281 | 0 | 4621550.4171 | 12024326.1749 | 8206849.6896 | 36702855.5562 | 961560.8286 | 10270819.4043 | 10270819.4043 | 1478867.319 | 4990048.8316 | 0 | 47935235.7891 | 64674971.344 | 749894.2093 | 5.9093 | 8111.8729 | 10944.666 | 165.3715 | 223.1218
1 | 3200 | 707 | 0.03 | 15 | 15 | 7 | 1e-09 | 5spot_SharedNeighbor | Water | Porous | Wet | R245fa | MinimizeLCOE_Brownfield | IgnoreSilica | 2019 | 120.4971 | 21.9577 | 1.5017 | 4 | 8034.1281 | 10820.8769 | 163.7866 | 220.5982 | 107.8122 | 0 | 183.9926 | 3233806.3038 | 119190.5085 | 4067543.7301 | 4241998.8818 | 0 | 292524.0277 | 0 | 4662474.7462 | 12130802.8846 | 8279522.2318 | 37027863.3145 | 961560.8286 | 10270819.4043 | 10270819.4043 | 1478867.319 | 4990048.8316 | 0 | 48260243.5474 | 64999979.1023 | 1000000 | 6.0069 | 8034.1281 | 10820.8769 | 163.7866 | 220.5982
1 | 3200 | 707 | 0.03 | 15 | 15 | 7 | 1.3335e-09 | 5spot_SharedNeighbor | Water | Porous | Wet | R245fa | MinimizeLCOE_Brownfield | IgnoreSilica | 2019 | 121.5908 | 22.1497 | 1.5204 | 4 | 7975.7484 | 10728.3603 | 162.5964 | 218.7121 | 107.7924 | 0 | 164.9401 | 3253388.4379 | 119888.1325 | 4096037.7044 | 4279601.8168 | 0 | 284758.178 | 0 | 4693132.9651 | 12210569.2813 | 8333964.4366 | 37271340.9527 | 961560.8286 | 10270819.4043 | 10270819.4043 | 1478867.319 | 4990048.8316 | 0 | 48503721.1856 | 65243456.7405 | 1333521.4322 | 6.0814 | 7975.7484 | 10728.3603 | 162.5964 | 218.7121
1 | 3200 | 707 | 0.03 | 15 | 15 | 7 | 1.7783e-09 | 5spot_SharedNeighbor | Water | Porous | Wet | R245fa | MinimizeLCOE_Brownfield | IgnoreSilica | 2019 | 122.4191 | 22.295 | 1.5345 | 4 | 7931.9216 | 10659.1031 | 161.703 | 217.3002 | 107.7772 | 0 | 181.4691 | 3268158.8898 | 120413.9267 | 4117559.5314 | 4308062.6843 | 0 | 278652.0673 | 0 | 4716210.3688 | 12270611.9519 | 8374944.7931 | 37454614.2134 | 961560.8286 | 10270819.4043 | 10270819.4043 | 1478867.319 | 4990048.8316 | 0 | 48686994.4463 | 65426730.0012 | 1778279.41 | 6.1381 | 7931.9216 | 10659.1031 | 161.703 | 217.3002
1 | 3200 | 707 | 0.03 | 15 | 15 | 7 | 2.3714e-09 | 5spot_SharedNeighbor | Water | Porous | Wet | R245fa | MinimizeLCOE_Brownfield | IgnoreSilica | 2019 | 121.423 | 22.1202 | 1.5328 | 4 | 7892.4361 | 10622.7752 | 160.898 | 216.5596 | 107.7953 | 0 | 157.2534 | 3250380.1284 | 119780.8586 | 4091663.2027 | 4273828.606 | 0 | 260853.391 | 0 | 4678637.4128 | 12172854.8276 | 8308223.547 | 37156221.9739 | 961560.8286 | 10270819.4043 | 10270819.4043 | 1478867.319 | 4990048.8316 | 0 | 48388602.2068 | 65128337.7617 | 2371373.7057 | 6.131 | 7892.4361 | 10622.7752 | 160.898 | 216.5596
1 | 3200 | 707 | 0.03 | 15 | 15 | 7 | 3.1623e-09 | 5spot_SharedNeighbor | Water | Porous | Wet | R245fa | MinimizeLCOE_Brownfield | IgnoreSilica | 2019 | 124.3 | 22.6243 | 1.5611 | 4 | 7867.7189 | 10548.4566 | 160.3941 | 215.0446 | 107.7421 | 0 | 168.0592 | 3301520.6147 | 121600.3335 | 4166258.8705 | 4372646.1013 | 0 | 273719.3727 | 0 | 4771940.6642 | 12415610.7485 | 8473909.4512 | 37897206.1566 | 961560.8286 | 10270819.4043 | 10270819.4043 | 1478867.319 | 4990048.8316 | 0 | 49129586.3895 | 65869321.9444 | 3162277.6602 | 6.2445 | 7867.7189 | 10548.4566 | 160.3941 | 215.0446
1 | 3200 | 707 | 0.03 | 15 | 15 | 7 | 4.217e-09 | 5spot_SharedNeighbor | Water | Porous | Wet | R245fa | MinimizeLCOE_Brownfield | IgnoreSilica | 2019 | 123.854 | 22.5462 | 1.5594 | 4 | 7855.8218 | 10539.5123 | 160.1516 | 214.8622 | 107.7504 | 0 | 175.7112 | 3293626.23 | 121319.6629 | 4154727.3811 | 4357333.7599 | 0 | 267325.2133 | 0 | 4755789.5764 | 12373588.9312 | 8445228.6973 | 37768939.452 | 961560.8286 | 10270819.4043 | 10270819.4043 | 1478867.319 | 4990048.8316 | 0 | 49001319.6849 | 65741055.2398 | 4216965.0343 | 6.2376 | 7855.8218 | 10539.5123 | 160.1516 | 214.8622
1 | 3200 | 707 | 0.03 | 15 | 15 | 7 | 5.6234e-09 | 5spot_SharedNeighbor | Water | Porous | Wet | R245fa | MinimizeLCOE_Brownfield | IgnoreSilica | 2019 | 124.121 | 22.593 | 1.564 | 4 | 7841.9272 | 10517.6872 | 159.8683 | 214.4173 | 107.7454 | 0 | 223.4971 | 3298349.7221 | 121487.5343 | 4161629.3256 | 4366499.8979 | 0 | 265191.4112 | 0 | 4763131.5775 | 12392691.3121 | 8458266.4649 | 37827247.2457 | 961560.8286 | 10270819.4043 | 10270819.4043 | 1478867.319 | 4990048.8316 | 0 | 49059627.4786 | 65799363.0335 | 5623413.2519 | 6.2561 | 7841.9272 | 10517.6872 | 159.8683 | 214.4173
1 | 3200 | 707 | 0.03 | 15 | 15 | 7 | 7.4989e-09 | 5spot_SharedNeighbor | Water | Porous | Wet | R245fa | MinimizeLCOE_Brownfield | IgnoreSilica | 2019 | 124.3144 | 22.6268 | 1.5674 | 4 | 7831.5044 | 10501.4327 | 159.6558 | 214.0859 | 107.7417 | 0 | 180.9 | 3301766.4286 | 121608.9389 | 4166623.4695 | 4373135.6712 | 0 | 263522.1127 | 0 | 4768396.0821 | 12406388.4732 | 8467615.0587 | 37869056.2349 | 961560.8286 | 10270819.4043 | 10270819.4043 | 1478867.319 | 4990048.8316 | 0 | 49101436.4678 | 65841172.0227 | 7498942.0933 | 6.2697 | 7831.5044 | 10501.4327 | 159.6558 | 214.0859
1 | 3200 | 707 | 0.03 | 15 | 15 | 7 | 1e-08 | 5spot_SharedNeighbor | Water | Porous | Wet | R245fa | MinimizeLCOE_Brownfield | IgnoreSilica | 2019 | 124.4756 | 22.655 | 1.5701 | 4 | 7823.6864 | 10489.0191 | 159.4964 | 213.8328 | 107.7386 | 0 | 171.151 | 3304611.6509 | 121710.0242 | 4170783.2544 | 4378664.8374 | 0 | 262367.8811 | 0 | 4772873.6827 | 12418038.2715 | 8475566.2854 | 37904615.8876 | 961560.8286 | 10270819.4043 | 10270819.4043 | 1478867.319 | 4990048.8316 | 0 | 49136996.1206 | 65876731.6754 | 10000000 | 6.2805 | 7823.6864 | 10489.0191 | 159.4964 | 213.8328
1 | 3300 | 707 | 0.03 | 15 | 15 | 7 | 1e-13 | 5spot_SharedNeighbor | Water | Porous | Wet | R245fa | MinimizeLCOE_Brownfield | IgnoreSilica | 2019 | 0 | 0 | 0 | 0 |  |  |  |  | 15 |  | 22.1189 | [19 empty] | 100 | 0
1 | 3300 | 707 | 0.03 | 15 | 15 | 7 | 1.3335e-13 | 5spot_SharedNeighbor | Water | Porous | Wet | R245fa | MinimizeLCOE_Brownfield | IgnoreSilica | 2019 | 0 | 0 | 0 | 0 |  |  |  |  | 15 |  | 26.4192 | [19 empty] | 133.3521 | 0
1 | 3300 | 707 | 0.03 | 15 | 15 | 7 | 1.7783e-13 | 5spot_SharedNeighbor | Water | Porous | Wet | R245fa | MinimizeLCOE_Brownfield | IgnoreSilica | 2019 | 0 | 0 | 0 | 0 |  |  |  |  | 15 |  | 25.6578 | [19 empty] | 177.8279 | 0
1 | 3300 | 707 | 0.03 | 15 | 15 | 7 | 2.3714e-13 | 5spot_SharedNeighbor | Water | Porous | Wet | R245fa | MinimizeLCOE_Brownfield | IgnoreSilica | 2019 | 0 | 0 | 0 | 0 |  |  |  |  | 15 |  | 25.0423 | [19 empty] | 237.1374 | 0
1 | 3300 | 707 | 0.03 | 15 | 15 | 7 | 3.1623e-13 | 5spot_SharedNeighbor | Water | Porous | Wet | R245fa | MinimizeLCOE_Brownfield | IgnoreSilica | 2019 | 0 | 0 | 0 | 0 |  |  |  |  | 15 |  | 27.5509 | [19 empty] | 316.2278 | 0
1 | 3300 | 707 | 0.03 | 15 | 15 | 7 | 4.217e-13 | 5spot_SharedNeighbor | Water | Porous | Wet | R245fa | MinimizeLCOE_Brownfield | IgnoreSilica | 2019 | 0 | 0 | 0 | 0 |  |  |  |  | 15 |  | 26.6812 | [19 empty] | 421.6965 | 0
1 | 3300 | 707 | 0.03 | 15 | 15 | 7 | 5.6234e-13 | 5spot_SharedNeighbor | Water | Porous | Wet | R245fa | MinimizeLCOE_Brownfield | IgnoreSilica | 2019 | 1.3986 | 0.18714 | 0.0025009 | 4 | 1262311.2008 | 2990785.9471 | 25733.9212 | 60971.2169 | 90.6458 | 0 | 238.6139 | 102131.0199 | 3339.1841 | 91084.8696 | 66742.7018 | 0 | 60064.566 | 0 | 126111.3131 | 328115.7678 | 223945.7536 | 1001535.1759 | 961560.8286 | 10664466.8222 | 10664466.8222 | 1478867.319 | 5147507.7987 | 0 | 12627562.8268 | 29918404.7667 | 562.3413 | 0.010004 | 1262311.2008 | 2990785.9471 | 25733.9212 | 60971.2169
1 | 3300 | 707 | 0.03 | 15 | 15 | 7 | 7.4989e-13 | 5spot_SharedNeighbor | Water | Porous | Wet | R245fa | MinimizeLCOE_Brownfield | IgnoreSilica | 2019 | 2.0015 | 0.29822 | 0.0061478 | 4 | 529181.2421 | 1232313.6549 | 10788.0754 | 25122.3807 | 96.2596 | 0 | 328.279 | 147252.2448 | 5024.4231 | 131657.6615 | 88143.7194 | 0 | 75787.4887 | 0 | 174667.5597 | 454449.161 | 310170.8904 | 1387153.1486 | 961560.8286 | 10664466.8222 | 10664466.8222 | 1478867.319 | 5147507.7987 | 0 | 13013180.7994 | 30304022.7393 | 749.8942 | 0.024591 | 529181.2421 | 1232313.6549 | 10788.0754 | 25122.3807
1 | 3300 | 707 | 0.03 | 15 | 15 | 7 | 1e-12 | 5spot_SharedNeighbor | Water | Porous | Wet | R245fa | MinimizeLCOE_Brownfield | IgnoreSilica | 2019 | 2.7546 | 0.44009 | 0.011526 | 4 | 291900.2763 | 666945.461 | 5950.782 | 13596.5853 | 100.1207 | 0 | 72.8625 | 198248.1127 | 6963.0484 | 179219.2794 | 114908.0674 | 0 | 92009.5543 | 0 | 230625.7442 | 600040.8787 | 409540.2293 | 1831554.9144 | 961560.8286 | 10664466.8222 | 10664466.8222 | 1478867.319 | 5147507.7987 | 0 | 13457582.5652 | 30748424.5052 | 1000 | 0.046103 | 291900.2763 | 666945.461 | 5950.782 | 13596.5853
1 | 3300 | 707 | 0.03 | 15 | 15 | 7 | 1.3335e-12 | 5spot_SharedNeighbor | Water | Porous | Wet | R245fa | MinimizeLCOE_Brownfield | IgnoreSilica | 2019 | 3.7144 | 0.62322 | 0.019108 | 4 | 182978.0729 | 409206.7243 | 3730.2555 | 8342.2326 | 102.9178 | 0 | 96.156 | 257325.9855 | 9229.697 | 236237.2708 | 149303.0339 | 0 | 109590.7517 | 0 | 297057.8282 | 772883.534 | 527508.8931 | 2359136.9941 | 961560.8286 | 10664466.8222 | 10664466.8222 | 1478867.319 | 5147507.7987 | 0 | 13985164.6449 | 31276006.5849 | 1333.5214 | 0.076431 | 182978.0729 | 409206.7243 | 3730.2555 | 8342.2326
1 | 3300 | 707 | 0.03 | 15 | 15 | 7 | 1.7783e-12 | 5spot_SharedNeighbor | Water | Porous | Wet | R245fa | MinimizeLCOE_Brownfield | IgnoreSilica | 2019 | 4.9324 | 0.85714 | 0.029465 | 4 | 123960.0546 | 270664.2237 | 2527.0934 | 5517.8563 | 104.9739 | 0 | 88.1144 | 325602.0183 | 11858.4896 | 304377.0133 | 192993.6688 | 0 | 128650.8503 | 0 | 375757.9957 | 977645.2263 | 667262.9555 | 2984148.2178 | 961560.8286 | 10664466.8222 | 10664466.8222 | 1478867.319 | 5147507.7987 | 0 | 14610175.8686 | 31901017.8086 | 1778.2794 | 0.11786 | 123960.0546 | 270664.2237 | 2527.0934 | 5517.8563
1 | 3300 | 707 | 0.03 | 15 | 15 | 7 | 2.3714e-12 | 5spot_SharedNeighbor | Water | Porous | Wet | R245fa | MinimizeLCOE_Brownfield | IgnoreSilica | 2019 | 6.4601 | 1.1513 | 0.043306 | 4 | 88578.5987 | 188396.5892 | 1805.7945 | 3840.7193 | 106.478 | 0 | 96.9664 | 403812.4361 | 14870.1229 | 384976.5151 | 247771.1467 | 0 | 148951.0517 | 0 | 468148.6963 | 1218026.8772 | 831328.3716 | 3717885.2175 | 961560.8286 | 10664466.8222 | 10664466.8222 | 1478867.319 | 5147507.7987 | 0 | 15343912.8683 | 32634754.8083 | 2371.3737 | 0.17322 | 88578.5987 | 188396.5892 | 1805.7945 | 3840.7193
1 | 3300 | 707 | 0.03 | 15 | 15 | 7 | 3.1623e-12 | 5spot_SharedNeighbor | Water | Porous | Wet | R245fa | MinimizeLCOE_Brownfield | IgnoreSilica | 2019 | 8.2451 | 1.4937 | 0.06109 | 4 | 66062.1447 | 136821.8091 | 1346.7662 | 2789.2976 | 107.4603 | 0 | 81.8798 | 487351.473 | 18076.3507 | 473795.4269 | 311870.2721 | 0 | 167271.9485 | 0 | 568762.5338 | 1479803.4436 | 1009996.2572 | 4516927.7057 | 961560.8286 | 10664466.8222 | 10664466.8222 | 1478867.319 | 5147507.7987 | 0 | 16142955.3565 | 33433797.2965 | 3162.2777 | 0.24436 | 66062.1447 | 136821.8091 | 1346.7662 | 2789.2976
1 | 3300 | 707 | 0.03 | 15 | 15 | 7 | 4.217e-12 | 5spot_SharedNeighbor | Water | Porous | Wet | R245fa | MinimizeLCOE_Brownfield | IgnoreSilica | 2019 | 10.9714 | 2.0244 | 0.086505 | 4 | 50091.0618 | 100061.7109 | 1021.174 | 2039.8933 | 108.578 | 0 | 79.1815 | 606992.5801 | 22691.1458 | 603747.4935 | 410236.6873 | 0 | 198764.2118 | 0 | 718548.5262 | 1869515.8706 | 1275982.9964 | 5706479.5116 | 961560.8286 | 10664466.8222 | 10664466.8222 | 1478867.319 | 5147507.7987 | 0 | 17332507.1624 | 34623349.1024 | 4216.965 | 0.34602 | 50091.0618 | 100061.7109 | 1021.174 | 2039.8933
1 | 3300 | 707 | 0.03 | 15 | 15 | 7 | 5.6234e-12 | 5spot_SharedNeighbor | Water | Porous | Wet | R245fa | MinimizeLCOE_Brownfield | IgnoreSilica | 2019 | 14.1313 | 2.6362 | 0.11857 | 4 | 39251.3936 | 75708.0555 | 800.1927 | 1543.4111 | 109.257 | 0 | 103.0576 | 733319.1 | 27537.7078 | 745406.4377 | 523771.8467 | 0 | 226904.129 | 0 | 880206.2963 | 2290116.2278 | 1563051.3826 | 6990313.1279 | 961560.8286 | 10664466.8222 | 10664466.8222 | 1478867.319 | 5147507.7987 | 0 | 18616340.7787 | 35907182.7186 | 5623.4133 | 0.47428 | 39251.3936 | 75708.0555 | 800.1927 | 1543.4111
1 | 3300 | 707 | 0.03 | 15 | 15 | 7 | 7.4989e-12 | 5spot_SharedNeighbor | Water | Porous | Wet | R245fa | MinimizeLCOE_Brownfield | IgnoreSilica | 2019 | 18.0749 | 3.4002 | 0.16017 | 4 | 31433.4706 | 58421.8967 | 640.8138 | 1191.0094 | 109.7761 | 0 | 98.1402 | 879327.6053 | 33125.9581 | 913381.3901 | 665470.1421 | 0 | 257145.4755 | 0 | 1071895.7227 | 2788852.7945 | 1903449.3374 | 8512648.4258 | 961560.8286 | 10664466.8222 | 10664466.8222 | 1478867.319 | 5147507.7987 | 0 | 20138676.0766 | 37429518.0165 | 7498.9421 | 0.64068 | 31433.4706 | 58421.8967 | 640.8138 | 1191.0094
1 | 3300 | 707 | 0.03 | 15 | 15 | 7 | 1e-11 | 5spot_SharedNeighbor | Water | Porous | Wet | R245fa | MinimizeLCOE_Brownfield | IgnoreSilica | 2019 | 22.9787 | 4.3507 | 0.21372 | 4 | 25668.5081 | 45894.2511 | 523.2873 | 935.6164 | 110.1766 | 0 | 83.7527 | 1048009.1598 | 39567.546 | 1112167.0528 | 841880.2056 | 0 | 289648.2588 | 0 | 1299196.167 | 3380241.9247 | 2307084.5706 | 10317794.8852 | 961560.8286 | 10664466.8222 | 10664466.8222 | 1478867.319 | 5147507.7987 | 0 | 21943822.536 | 39234664.476 | 10000 | 0.85489 | 25668.5081 | 45894.2511 | 523.2873 | 935.6164
1 | 3300 | 707 | 0.03 | 15 | 15 | 7 | 1.3335e-11 | 5spot_SharedNeighbor | Water | Porous | Wet | R245fa | MinimizeLCOE_Brownfield | IgnoreSilica | 2019 | 28.9808 | 5.5146 | 0.28175 | 4 | 21344.6171 | 36687.1615 | 435.1389 | 747.9174 | 110.485 | 0 | 118.3688 | 1240372.2088 | 46896.8097 | 1344100.4488 | 1058046.6135 | 0 | 323516.4235 | 0 | 1565043.6767 | 4071922.6121 | 2779170.8524 | 12429069.6455 | 961560.8286 | 10664466.8222 | 10664466.8222 | 1478867.319 | 5147507.7987 | 0 | 24055097.2963 | 41345939.2362 | 13335.2143 | 1.127 | 21344.6171 | 36687.1615 | 435.1389 | 747.9174
1 | 3300 | 707 | 0.03 | 15 | 15 | 7 | 1.7783e-11 | 5spot_SharedNeighbor | Water | Porous | Wet | R245fa | MinimizeLCOE_Brownfield | IgnoreSilica | 2019 | 36.177 | 6.9103 | 0.36654 | 4 | 18059.4882 | 29852.6368 | 368.1671 | 608.5864 | 110.7223 | 0 | 134.8827 | 1455921.0579 | 55089.3836 | 1609697.838 | 1317249.8906 | 0 | 357379.3908 | 0 | 1870181.6488 | 4865829.023 | 3321028.291 | 14852376.5237 | 961560.8286 | 10664466.8222 | 10664466.8222 | 1478867.319 | 5147507.7987 | 0 | 26478404.1745 | 43769246.1145 | 17782.7941 | 1.4662 | 18059.4882 | 29852.6368 | 368.1671 | 608.5864
1 | 3300 | 707 | 0.03 | 15 | 15 | 7 | 2.3714e-11 | 5spot_SharedNeighbor | Water | Porous | Wet | R245fa | MinimizeLCOE_Brownfield | IgnoreSilica | 2019 | 44.6176 | 8.5475 | 0.46987 | 4 | 15539.869 | 24739.6709 | 316.8012 | 504.3517 | 110.9034 | 0 | 119.0043 | 1693062.8819 | 64080.2689 | 1907921.6056 | 1621288.0229 | 0 | 389915.5682 | 0 | 2213744.6555 | 5759709.4922 | 3931120.0786 | 17580842.5739 | 961560.8286 | 10664466.8222 | 10664466.8222 | 1478867.319 | 5147507.7987 | 0 | 29206870.2247 | 46497712.1647 | 23713.7371 | 1.8795 | 15539.869 | 24739.6709 | 316.8012 | 504.3517
1 | 3300 | 707 | 0.03 | 15 | 15 | 7 | 3.1623e-11 | 5spot_SharedNeighbor | Water | Porous | Wet | R245fa | MinimizeLCOE_Brownfield | IgnoreSilica | 2019 | 54.0575 | 10.3773 | 0.59084 | 4 | 13598.8329 | 20915.0839 | 277.2306 | 426.3823 | 111.0312 | 0 | 140.8244 | 1942766.2413 | 73520.995 | 2227999.0676 | 1961193.884 | 0 | 417399.1084 | 0 | 2582922.9255 | 6720235.6219 | 4586698.899 | 20512736.7427 | 961560.8286 | 10664466.8222 | 10664466.8222 | 1478867.319 | 5147507.7987 | 0 | 32138764.3935 | 49429606.3335 | 31622.7766 | 2.3633 | 13598.8329 | 20915.0839 | 277.2306 | 426.3823
1 | 3300 | 707 | 0.03 | 15 | 15 | 7 | 4.217e-11 | 5spot_SharedNeighbor | Water | Porous | Wet | R245fa | MinimizeLCOE_Brownfield | IgnoreSilica | 2019 | 64.0787 | 12.3154 | 0.7256 | 4 | 12104.7574 | 18062.2184 | 246.7719 | 368.2228 | 111.1039 | 0 | 144.439 | 2193316.5097 | 82960.7828 | 2554962.4596 | 2321614.9744 | 0 | 436653.5106 | 0 | 2959908.2125 | 7701074.0083 | 5256141.2519 | 23506631.71 | 961560.8286 | 10664466.8222 | 10664466.8222 | 1478867.319 | 5147507.7987 | 0 | 35132659.3608 | 52423501.3008 | 42169.6503 | 2.9024 | 12104.7574 | 18062.2184 | 246.7719 | 368.2228
1 | 3300 | 707 | 0.03 | 15 | 15 | 7 | 5.6234e-11 | 5spot_SharedNeighbor | Water | Porous | Wet | R245fa | MinimizeLCOE_Brownfield | IgnoreSilica | 2019 | 74.0787 | 14.2413 | 0.86702 | 4 | 10959.5393 | 15945.2509 | 223.425 | 325.0655 | 111.1215 | 0 | 149.5346 | 2430639.642 | 91863.5584 | 2869863.4836 | 2680533.9476 | 0 | 445136.3698 | 0 | 3322034.4306 | 8643252.1454 | 5899197.1903 | 26382520.7677 | 961560.8286 | 10664466.8222 | 10664466.8222 | 1478867.319 | 5147507.7987 | 0 | 38008548.4185 | 55299390.3585 | 56234.1325 | 3.4681 | 10959.5393 | 15945.2509 | 223.425 | 325.0655
1 | 3300 | 707 | 0.03 | 15 | 15 | 7 | 7.4989e-11 | 5spot_SharedNeighbor | Water | Porous | Wet | R245fa | MinimizeLCOE_Brownfield | IgnoreSilica | 2019 | 83.5381 | 16.0525 | 1.0071 | 4 | 10086.1761 | 14378.279 | 205.6203 | 293.1207 | 111.0931 | 0 | 174.6921 | 2644798.0498 | 99857.1795 | 3158377.6317 | 3019072.8519 | 0 | 443088.1545 | 0 | 3652425.6083 | 9502862.2173 | 6485898.7276 | 29006380.4207 | 961560.8286 | 10664466.8222 | 10664466.8222 | 1478867.319 | 5147507.7987 | 0 | 40632408.0715 | 57923250.0114 | 74989.4209 | 4.0285 | 10086.1761 | 14378.279 | 205.6203 | 293.1207
1 | 3300 | 707 | 0.03 | 15 | 15 | 7 | 1e-10 | 5spot_SharedNeighbor | Water | Porous | Wet | R245fa | MinimizeLCOE_Brownfield | IgnoreSilica | 2019 | 92.0371 | 17.6688 | 1.1385 | 4 | 9423.0761 | 13220.0321 | 192.1022 | 269.5082 | 111.0337 | 0 | 170.4305 | 2829410.6676 | 106711.6339 | 3410462.8317 | 3322231.1607 | 0 | 432207.2463 | 0 | 3939399.1807 | 10249508.5862 | 6995500.2164 | 31285431.5234 | 961560.8286 | 10664466.8222 | 10664466.8222 | 1478867.319 | 5147507.7987 | 0 | 42911459.1742 | 60202301.1141 | 100000 | 4.5539 | 9423.0761 | 13220.0321 | 192.1022 | 269.5082
1 | 3300 | 707 | 0.03 | 15 | 15 | 7 | 1.3335e-10 | 5spot_SharedNeighbor | Water | Porous | Wet | R245fa | MinimizeLCOE_Brownfield | IgnoreSilica | 2019 | 99.3575 | 19.0512 | 1.2558 | 4 | 8921.3021 | 12363.3881 | 181.8728 | 252.0444 | 110.959 | 0 | 191.8533 | 2982908.8809 | 112381.4633 | 3622509.2371 | 3582441.3312 | 0 | 415348.218 | 0 | 4179079.7609 | 10873108.2907 | 7421119.8284 | 33188897.0105 | 961560.8286 | 10664466.8222 | 10664466.8222 | 1478867.319 | 5147507.7987 | 0 | 44814924.6613 | 62105766.6012 | 133352.1432 | 5.0234 | 8921.3021 | 12363.3881 | 181.8728 | 252.0444
1 | 3300 | 707 | 0.03 | 15 | 15 | 7 | 1.7783e-10 | 5spot_SharedNeighbor | Water | Porous | Wet | R245fa | MinimizeLCOE_Brownfield | IgnoreSilica | 2019 | 105.4741 | 20.1987 | 1.3568 | 4 | 8542.4909 | 11728.3635 | 174.1502 | 239.0986 | 110.8811 | 0 | 180.0997 | 3107458.2152 | 116960.2246 | 3796247.4399 | 3799137.882 | 0 | 395632.17 | 0 | 4374020.0134 | 11380302.8399 | 7767290.5301 | 34737049.315 | 961560.8286 | 10664466.8222 | 10664466.8222 | 1478867.319 | 5147507.7987 | 0 | 46363076.9658 | 63653918.9057 | 177827.941 | 5.4273 | 8542.4909 | 11728.3635 | 174.1502 | 239.0986
1 | 3300 | 707 | 0.03 | 15 | 15 | 7 | 2.3714e-10 | 5spot_SharedNeighbor | Water | Porous | Wet | R245fa | MinimizeLCOE_Brownfield | IgnoreSilica | 2019 | 110.4124 | 21.1197 | 1.4407 | 4 | 8256.9562 | 11257.4062 | 168.3292 | 229.4975 | 110.8087 | 0 | 168.0671 | 3205654.8248 | 120555.3573 | 3934315.9696 | 3973586.8516 | 0 | 375121.6111 | 0 | 4527601.4996 | 11779890.3633 | 8040017.2255 | 35956743.703 | 961560.8286 | 10664466.8222 | 10664466.8222 | 1478867.319 | 5147507.7987 | 0 | 47582771.3538 | 64873613.2937 | 237137.3706 | 5.7627 | 8256.9562 | 11257.4062 | 168.3292 | 229.4975
1 | 3300 | 707 | 0.03 | 15 | 15 | 7 | 3.1623e-10 | 5spot_SharedNeighbor | Water | Porous | Wet | R245fa | MinimizeLCOE_Brownfield | IgnoreSilica | 2019 | 111.9394 | 21.4034 | 1.4886 | 4 | 8036.9935 | 10940.779 | 163.845 | 223.0426 | 110.7843 | 0 | 198.4823 | 3235589.1466 | 121648.3441 | 3976608.2382 | 4027426.8205 | 0 | 336492.2565 | 0 | 4562128.2743 | 11869721.9486 | 8101329.1283 | 36230944.1571 | 961560.8286 | 10664466.8222 | 10664466.8222 | 1478867.319 | 5147507.7987 | 0 | 47856971.8079 | 65147813.7479 | 316227.766 | 5.9546 | 8036.9935 | 10940.779 | 163.845 | 223.0426
1 | 3300 | 707 | 0.03 | 15 | 15 | 7 | 4.217e-10 | 5spot_SharedNeighbor | Water | Porous | Wet | R245fa | MinimizeLCOE_Brownfield | IgnoreSilica | 2019 | 117.7445 | 22.4777 | 1.5667 | 4 | 7874.9236 | 10633.961 | 160.541 | 216.7877 | 110.6862 | 0 | 170.1094 | 3347711.8429 | 125731.4178 | 4135806.372 | 4231721.969 | 0 | 339492.8831 | 0 | 4750381.1491 | 12359517.3128 | 8435624.5287 | 37725987.4754 | 961560.8286 | 10664466.8222 | 10664466.8222 | 1478867.319 | 5147507.7987 | 0 | 49352015.1262 | 66642857.0662 | 421696.5034 | 6.267 | 7874.9236 | 10633.961 | 160.541 | 216.7877
1 | 3300 | 707 | 0.03 | 15 | 15 | 7 | 5.6234e-10 | 5spot_SharedNeighbor | Water | Porous | Wet | R245fa | MinimizeLCOE_Brownfield | IgnoreSilica | 2019 | 120.095 | 22.9106 | 1.6088 | 4 | 7754.6842 | 10441.6265 | 158.0897 | 212.8667 | 110.6433 | 0 | 189.9592 | 3392327.9355 | 127350.5917 | 4199529.8862 | 4314239.6818 | 0 | 324735.1768 | 0 | 4819691.4761 | 12539848.5661 | 8558704.3145 | 38276427.6288 | 961560.8286 | 10664466.8222 | 10664466.8222 | 1478867.319 | 5147507.7987 | 0 | 49902455.2796 | 67193297.2196 | 562341.3252 | 6.4351 | 7754.6842 | 10441.6265 | 158.0897 | 212.8667
1 | 3300 | 707 | 0.03 | 15 | 15 | 7 | 7.4989e-10 | 5spot_SharedNeighbor | Water | Porous | Wet | R245fa | MinimizeLCOE_Brownfield | IgnoreSilica | 2019 | 121.9003 | 23.2422 | 1.6414 | 4 | 7664.3174 | 10297.8904 | 156.2475 | 209.9364 | 110.6092 | 0 | 167.8182 | 3426298.106 | 128581.2502 | 4248192.4269 | 4377539.2042 | 0 | 312519.507 | 0 | 4872320.8927 | 12676779.5124 | 8652162.499 | 38694393.3983 | 961560.8286 | 10664466.8222 | 10664466.8222 | 1478867.319 | 5147507.7987 | 0 | 50320421.0491 | 67611262.9891 | 749894.2093 | 6.5655 | 7664.3174 | 10297.8904 | 156.2475 | 209.9364
1 | 3300 | 707 | 0.03 | 15 | 15 | 7 | 1e-09 | 5spot_SharedNeighbor | Water | Porous | Wet | R245fa | MinimizeLCOE_Brownfield | IgnoreSilica | 2019 | 123.2498 | 23.4896 | 1.6662 | 4 | 7596.4276 | 10190.777 | 154.8635 | 207.7528 | 110.583 | 0 | 158.0218 | 3451523.6568 | 129493.8732 | 4284409.946 | 4424810.8197 | 0 | 302436.1483 | 0 | 4911143.0331 | 12777786.7583 | 8721102.0198 | 39002706.2551 | 961560.8286 | 10664466.8222 | 10664466.8222 | 1478867.319 | 5147507.7987 | 0 | 50628733.9059 | 67919575.8459 | 1000000 | 6.6648 | 7596.4276 | 10190.777 | 154.8635 | 207.7528
1 | 3300 | 707 | 0.03 | 15 | 15 | 7 | 1.3335e-09 | 5spot_SharedNeighbor | Water | Porous | Wet | R245fa | MinimizeLCOE_Brownfield | IgnoreSilica | 2019 | 124.2903 | 23.68 | 1.6853 | 4 | 7545.4409 | 10110.3871 | 153.824 | 206.1139 | 110.5625 | 0 | 176.6831 | 3470876.8835 | 130193.3213 | 4312243.7561 | 4461232.869 | 0 | 294540.5873 | 0 | 4940944.0927 | 12855323.0022 | 8774022.0995 | 39239376.6116 | 961560.8286 | 10664466.8222 | 10664466.8222 | 1478867.319 | 5147507.7987 | 0 | 50865404.2624 | 68156246.2024 | 1333521.4322 | 6.7412 | 7545.4409 | 10110.3871 | 153.824 | 206.1139
1 | 3300 | 707 | 0.03 | 15 | 15 | 7 | 1.7783e-09 | 5spot_SharedNeighbor | Water | Porous | Wet | R245fa | MinimizeLCOE_Brownfield | IgnoreSilica | 2019 | 125.0675 | 23.8221 | 1.6997 | 4 | 7507.16 | 10050.3312 | 153.0436 | 204.8896 | 110.5469 | 0 | 157.1146 | 3485276.7337 | 130713.3337 | 4332980.6417 | 4488420.8736 | 0 | 288277.5441 | 0 | 4963010.9595 | 12912736.463 | 8813207.9662 | 39414624.5154 | 961560.8286 | 10664466.8222 | 10664466.8222 | 1478867.319 | 5147507.7987 | 0 | 51040652.1662 | 68331494.1062 | 1778279.41 | 6.7989 | 7507.16 | 10050.3312 | 153.0436 | 204.8896
1 | 3300 | 707 | 0.03 | 15 | 15 | 7 | 2.3714e-09 | 5spot_SharedNeighbor | Water | Porous | Wet | R245fa | MinimizeLCOE_Brownfield | IgnoreSilica | 2019 | 125.6586 | 23.9301 | 1.7107 | 4 | 7478.4257 | 10005.284 | 152.4578 | 203.9712 | 110.535 | 0 | 191.236 | 3496198.0901 | 131107.4927 | 4348723.6304 | 4509091.4123 | 0 | 283451.9874 | 0 | 4979743.319 | 12956270.6303 | 8842920.9299 | 39547507.4922 | 961560.8286 | 10664466.8222 | 10664466.8222 | 1478867.319 | 5147507.7987 | 0 | 51173535.1431 | 68464377.083 | 2371373.7057 | 6.8428 | 7478.4257 | 10005.284 | 152.4578 | 203.9712
1 | 3300 | 707 | 0.03 | 15 | 15 | 7 | 3.1623e-09 | 5spot_SharedNeighbor | Water | Porous | Wet | R245fa | MinimizeLCOE_Brownfield | IgnoreSilica | 2019 | 126.0996 | 24.0106 | 1.719 | 4 | 7456.8616 | 9971.5902 | 152.0182 | 203.2844 | 110.526 | 0 | 194.2855 | 3504328.2015 | 131400.7793 | 4360451.774 | 4524507.3373 | 0 | 279707.6241 | 0 | 4992154.3293 | 12988561.5332 | 8864960.1346 | 39646071.7132 | 961560.8286 | 10664466.8222 | 10664466.8222 | 1478867.319 | 5147507.7987 | 0 | 51272099.364 | 68562941.304 | 3162277.6602 | 6.8758 | 7456.8616 | 9971.5902 | 152.0182 | 203.2844
1 | 3300 | 707 | 0.03 | 15 | 15 | 7 | 4.217e-09 | 5spot_SharedNeighbor | Water | Porous | Wet | R245fa | MinimizeLCOE_Brownfield | IgnoreSilica | 2019 | 124.2041 | 23.6642 | 1.7058 | 4 | 7435.4847 | 9969.6045 | 151.5824 | 203.2439 | 110.5639 | 0 | 175.3525 | 3469259.3322 | 130134.6195 | 4309925.9315 | 4458206.1696 | 0 | 259103.926 | 0 | 4924385.6917 | 12812241.4395 | 8744618.0477 | 39107875.1577 | 961560.8286 | 10664466.8222 | 10664466.8222 | 1478867.319 | 5147507.7987 | 0 | 50733902.8085 | 68024744.7484 | 4216965.0343 | 6.8232 | 7435.4847 | 9969.6045 | 151.5824 | 203.2439
1 | 3300 | 707 | 0.03 | 15 | 15 | 7 | 5.6234e-09 | 5spot_SharedNeighbor | Water | Porous | Wet | R245fa | MinimizeLCOE_Brownfield | IgnoreSilica | 2019 | 125.7829 | 23.9528 | 1.7229 | 4 | 7422.4682 | 9931.5085 | 151.3171 | 202.4672 | 110.5324 | 0 | 193.732 | 3498485.1003 | 131189.9207 | 4352025.2859 | 4513432.811 | 0 | 266267.0191 | 0 | 4976946.0534 | 12948992.7189 | 8837953.6059 | 39525292.5151 | 961560.8286 | 10664466.8222 | 10664466.8222 | 1478867.319 | 5147507.7987 | 0 | 51151320.1659 | 68442162.1058 | 5623413.2519 | 6.8914 | 7422.4682 | 9931.5085 | 151.3171 | 202.4672
1 | 3300 | 707 | 0.03 | 15 | 15 | 7 | 7.4989e-09 | 5spot_SharedNeighbor | Water | Porous | Wet | R245fa | MinimizeLCOE_Brownfield | IgnoreSilica | 2019 | 127.0281 | 24.18 | 1.736 | 4 | 7413.5828 | 9903.5933 | 151.1359 | 201.8981 | 110.507 | 0 | 194.7526 | 3521400.6242 | 132016.3421 | 4385101.4182 | 4556952.4118 | 0 | 272223.7658 | 0 | 5018400.8793 | 13056849.6723 | 8911568.1928 | 39854513.3066 | 961560.8286 | 10664466.8222 | 10664466.8222 | 1478867.319 | 5147507.7987 | 0 | 51480540.9574 | 68771382.8973 | 7498942.0933 | 6.9441 | 7413.5828 | 9903.5933 | 151.1359 | 201.8981
1 | 3300 | 707 | 0.03 | 15 | 15 | 7 | 1e-08 | 5spot_SharedNeighbor | Water | Porous | Wet | R245fa | MinimizeLCOE_Brownfield | IgnoreSilica | 2019 | 128 | 24.357 | 1.7461 | 4 | 7407.4833 | 9883.0888 | 151.0116 | 201.4801 | 110.4869 | 0 | 167.649 | 3539203.7002 | 132657.7579 | 4410839.0144 | 4590895.5063 | 0 | 277059.6919 | 0 | 5050755.7116 | 13141030.309 | 8969023.2071 | 40111464.8983 | 961560.8286 | 10664466.8222 | 10664466.8222 | 1478867.319 | 5147507.7987 | 0 | 51737492.5491 | 69028334.4891 | 10000000 | 6.9845 | 7407.4833 | 9883.0888 | 151.0116 | 201.4801
1 | 3400 | 707 | 0.03 | 15 | 15 | 7 | 1e-13 | 5spot_SharedNeighbor | Water | Porous | Wet | R245fa | MinimizeLCOE_Brownfield | IgnoreSilica | 2019 | 0 | 0 | 0 | 0 |  |  |  |  | 15 |  | 24.5631 | [19 empty] | 100 | 0
1 | 3400 | 707 | 0.03 | 15 | 15 | 7 | 1.3335e-13 | 5spot_SharedNeighbor | Water | Porous | Wet | R245fa | MinimizeLCOE_Brownfield | IgnoreSilica | 2019 | 0 | 0 | 0 | 0 |  |  |  |  | 15 |  | 26.4249 | [19 empty] | 133.3521 | 0
1 | 3400 | 707 | 0.03 | 15 | 15 | 7 | 1.7783e-13 | 5spot_SharedNeighbor | Water | Porous | Wet | R245fa | MinimizeLCOE_Brownfield | IgnoreSilica | 2019 | 0 | 0 | 0 | 0 |  |  |  |  | 15 |  | 25.7706 | [19 empty] | 177.8279 | 0
1 | 3400 | 707 | 0.03 | 15 | 15 | 7 | 2.3714e-13 | 5spot_SharedNeighbor | Water | Porous | Wet | R245fa | MinimizeLCOE_Brownfield | IgnoreSilica | 2019 | 0 | 0 | 0 | 0 |  |  |  |  | 15 |  | 25.1931 | [19 empty] | 237.1374 | 0
1 | 3400 | 707 | 0.03 | 15 | 15 | 7 | 3.1623e-13 | 5spot_SharedNeighbor | Water | Porous | Wet | R245fa | MinimizeLCOE_Brownfield | IgnoreSilica | 2019 | 0 | 0 | 0 | 0 |  |  |  |  | 15 |  | 26.8841 | [19 empty] | 316.2278 | 0
1 | 3400 | 707 | 0.03 | 15 | 15 | 7 | 4.217e-13 | 5spot_SharedNeighbor | Water | Porous | Wet | R245fa | MinimizeLCOE_Brownfield | IgnoreSilica | 2019 | 1.0498 | 0.12914 | 0.00087563 | 4 | 3656658.3376 | 8753025.4167 | 74545.9262 | 178442.2625 | 86.4988 | 0 | 60.0561 | 76363.0838 | 2416.5888 | 67920.4718 | 54966.6859 | 0 | 50815.4388 | 0 | 98468.0849 | 256193.7584 | 174857.5044 | 782001.6169 | 961560.8286 | 11063974.3309 | 11063974.3309 | 1478867.319 | 5307310.8022 | 0 | 12807536.7765 | 30657689.2287 | 421.6965 | 0.0035025 | 3656658.3376 | 8753025.4167 | 74545.9262 | 178442.2625
1 | 3400 | 707 | 0.03 | 15 | 15 | 7 | 5.6234e-13 | 5spot_SharedNeighbor | Water | Porous | Wet | R245fa | MinimizeLCOE_Brownfield | IgnoreSilica | 2019 | 1.5736 | 0.22675 | 0.0036915 | 4 | 892274.839 | 2101155.2848 | 18190.2295 | 42834.8925 | 94.4647 | 0 | 250.2337 | 120206.4276 | 4041.9678 | 105889.5041 | 73723.933 | 0 | 67326.7107 | 0 | 144763.5319 | 376645.0149 | 257067.9619 | 1149665.0519 | 961560.8286 | 11063974.3309 | 11063974.3309 | 1478867.319 | 5307310.8022 | 0 | 13175200.2115 | 31025352.6637 | 562.3413 | 0.014766 | 892274.839 | 2101155.2848 | 18190.2295 | 42834.8925
1 | 3400 | 707 | 0.03 | 15 | 15 | 7 | 7.4989e-13 | 5spot_SharedNeighbor | Water | Porous | Wet | R245fa | MinimizeLCOE_Brownfield | IgnoreSilica | 2019 | 2.2349 | 0.35491 | 0.0082008 | 4 | 414688.3834 | 958845.6607 | 8453.9836 | 19547.3657 | 99.7813 | 0 | 380.8075 | 170389.2073 | 5961.7336 | 150923.176 | 97579.7687 | 0 | 84504.0807 | 0 | 198649.6068 | 516845.5284 | 352757.6932 | 1577610.7947 | 961560.8286 | 11063974.3309 | 11063974.3309 | 1478867.319 | 5307310.8022 | 0 | 13603145.9543 | 31453298.4065 | 749.8942 | 0.032803 | 414688.3834 | 958845.6607 | 8453.9836 | 19547.3657
1 | 3400 | 707 | 0.03 | 15 | 15 | 7 | 1e-12 | 5spot_SharedNeighbor | Water | Porous | Wet | R245fa | MinimizeLCOE_Brownfield | IgnoreSilica | 2019 | 3.0714 | 0.52045 | 0.014768 | 4 | 238774.1367 | 540945.7932 | 4867.7337 | 11027.9117 | 103.4905 | 0 | 66.7385 | 227934.4095 | 8198.8059 | 204434.357 | 128093.4401 | 0 | 102754.0445 | 0 | 261851.8723 | 681284.8585 | 464990.9149 | 2079542.7027 | 961560.8286 | 11063974.3309 | 11063974.3309 | 1478867.319 | 5307310.8022 | 0 | 14105077.8623 | 31955230.3145 | 1000 | 0.059073 | 238774.1367 | 540945.7932 | 4867.7337 | 11027.9117
1 | 3400 | 707 | 0.03 | 15 | 15 | 7 | 1.3335e-12 | 5spot_SharedNeighbor | Water | Porous | Wet | R245fa | MinimizeLCOE_Brownfield | IgnoreSilica | 2019 | 4.1165 | 0.72937 | 0.023894 | 4 | 153666.802 | 340431.1209 | 3132.7056 | 6940.1489 | 106.1324 | 0 | 90.3935 | 293197.8095 | 10753.8141 | 267276.5615 | 166219.8582 | 0 | 121795.4696 | 0 | 335104.97 | 871874.3925 | 595072.1881 | 2661295.0635 | 961560.8286 | 11063974.3309 | 11063974.3309 | 1478867.319 | 5307310.8022 | 0 | 14686830.2231 | 32536982.6753 | 1333.5214 | 0.095576 | 153666.802 | 340431.1209 | 3132.7056 | 6940.1489
1 | 3400 | 707 | 0.03 | 15 | 15 | 7 | 1.7783e-12 | 5spot_SharedNeighbor | Water | Porous | Wet | R245fa | MinimizeLCOE_Brownfield | IgnoreSilica | 2019 | 5.4271 | 0.99314 | 0.036314 | 4 | 105812.3334 | 228699.717 | 2157.1275 | 4662.3531 | 108.0675 | 0 | 77.9331 | 368024.9153 | 13692.6577 | 341656.0199 | 214427.971 | 0 | 141981.0699 | 0 | 421115.2272 | 1095655.4386 | 747807.3503 | 3344360.6499 | 961560.8286 | 11063974.3309 | 11063974.3309 | 1478867.319 | 5307310.8022 | 0 | 15369895.8094 | 33220048.2616 | 1778.2794 | 0.14526 | 105812.3334 | 228699.717 | 2157.1275 | 4662.3531
1 | 3400 | 707 | 0.03 | 15 | 15 | 7 | 2.3714e-12 | 5spot_SharedNeighbor | Water | Porous | Wet | R245fa | MinimizeLCOE_Brownfield | IgnoreSilica | 2019 | 7.0519 | 1.32 | 0.052702 | 4 | 76658.9522 | 161333.4777 | 1562.7964 | 3289.0012 | 109.4658 | 0 | 87.4723 | 452688.6222 | 17013.5036 | 428543.7713 | 273789.1041 | 0 | 162974.2702 | 0 | 520653.6159 | 1354633.9078 | 924565.477 | 4134862.2722 | 961560.8286 | 11063974.3309 | 11063974.3309 | 1478867.319 | 5307310.8022 | 0 | 16160397.4318 | 34010549.884 | 2371.3737 | 0.21081 | 76658.9522 | 161333.4777 | 1562.7964 | 3289.0012
1 | 3400 | 707 | 0.03 | 15 | 15 | 7 | 3.1623e-12 | 5spot_SharedNeighbor | Water | Porous | Wet | R245fa | MinimizeLCOE_Brownfield | IgnoreSilica | 2019 | 9.4024 | 1.7962 | 0.075356 | 4 | 57253.3729 | 116472.4157 | 1167.1874 | 2374.4477 | 110.7304 | 0 | 106.6473 | 565755.2008 | 21454.4069 | 547811.284 | 360193.3195 | 0 | 194060.9211 | 0 | 658817.3016 | 1714107.4768 | 1169913.5743 | 5232113.485 | 961560.8286 | 11063974.3309 | 11063974.3309 | 1478867.319 | 5307310.8022 | 0 | 17257648.6446 | 35107801.0968 | 3162.2777 | 0.30143 | 57253.3729 | 116472.4157 | 1167.1874 | 2374.4477
1 | 3400 | 707 | 0.03 | 15 | 15 | 7 | 4.217e-12 | 5spot_SharedNeighbor | Water | Porous | Wet | R245fa | MinimizeLCOE_Brownfield | IgnoreSilica | 2019 | 12.0165 | 2.3259 | 0.10432 | 4 | 44077.6335 | 86853.8736 | 898.5822 | 1770.6337 | 111.5453 | 0 | 103.2362 | 681252.9158 | 25979.6515 | 673226.7579 | 456432.8135 | 0 | 219018.7673 | 0 | 801805.2533 | 2086132.7963 | 1423828.4992 | 6367677.4548 | 961560.8286 | 11063974.3309 | 11063974.3309 | 1478867.319 | 5307310.8022 | 0 | 18393212.6144 | 36243365.0666 | 4216.965 | 0.41729 | 44077.6335 | 86853.8736 | 898.5822 | 1770.6337
1 | 3400 | 707 | 0.03 | 15 | 15 | 7 | 5.6234e-12 | 5spot_SharedNeighbor | Water | Porous | Wet | R245fa | MinimizeLCOE_Brownfield | IgnoreSilica | 2019 | 15.4265 | 3.0171 | 0.14236 | 4 | 34779.3441 | 66125.3665 | 709.024 | 1348.055 | 112.1965 | 0 | 118.4424 | 820685.5988 | 31429.2995 | 828621.8307 | 581891.8778 | 0 | 249190.2221 | 0 | 979609.3433 | 2548742.5657 | 1739569.1725 | 7779739.9103 | 961560.8286 | 11063974.3309 | 11063974.3309 | 1478867.319 | 5307310.8022 | 0 | 19805275.0698 | 37655427.5221 | 5623.4133 | 0.56946 | 34779.3441 | 66125.3665 | 709.024 | 1348.055
1 | 3400 | 707 | 0.03 | 15 | 15 | 7 | 7.4989e-12 | 5spot_SharedNeighbor | Water | Porous | Wet | R245fa | MinimizeLCOE_Brownfield | IgnoreSilica | 2019 | 19.6996 | 3.8835 | 0.19164 | 4 | 28031.8073 | 51318.19 | 571.4663 | 1046.1907 | 112.6989 | 0 | 109.406 | 982612.9481 | 37741.9063 | 1013683.5457 | 738933.2745 | 0 | 282063.1469 | 0 | 1191463.5804 | 3099943.8334 | 2115775.3637 | 9462217.599 | 961560.8286 | 11063974.3309 | 11063974.3309 | 1478867.319 | 5307310.8022 | 0 | 21487752.7585 | 39337905.2108 | 7498.9421 | 0.76655 | 28031.8073 | 51318.19 | 571.4663 | 1046.1907
1 | 3400 | 707 | 0.03 | 15 | 15 | 7 | 1e-11 | 5spot_SharedNeighbor | Water | Porous | Wet | R245fa | MinimizeLCOE_Brownfield | IgnoreSilica | 2019 | 24.9855 | 4.9555 | 0.2548 | 4 | 23029.4557 | 40543.011 | 469.4866 | 826.5241 | 113.0858 | 0 | 124.9632 | 1168827.5206 | 44983.2932 | 1231627.0546 | 933272.469 | 0 | 316992.5674 | 0 | 1441324.1329 | 3750029.7376 | 2559472.3513 | 11446529.1267 | 961560.8286 | 11063974.3309 | 11063974.3309 | 1478867.319 | 5307310.8022 | 0 | 23472064.2862 | 41322216.7385 | 10000 | 1.0192 | 23029.4557 | 40543.011 | 469.4866 | 826.5241
1 | 3400 | 707 | 0.03 | 15 | 15 | 7 | 1.3335e-11 | 5spot_SharedNeighbor | Water | Porous | Wet | R245fa | MinimizeLCOE_Brownfield | IgnoreSilica | 2019 | 31.4124 | 6.2595 | 0.33461 | 4 | 19259.7359 | 32596.3658 | 392.6358 | 664.521 | 113.3836 | 0 | 95.706 | 1379989.9577 | 53175.1596 | 1484376.4306 | 1169759.2354 | 0 | 352853.3126 | 0 | 1731660.0974 | 4505424.3611 | 3075044.7037 | 13752283.2581 | 961560.8286 | 11063974.3309 | 11063974.3309 | 1478867.319 | 5307310.8022 | 0 | 25777818.4176 | 43627970.8699 | 13335.2143 | 1.3384 | 19259.7359 | 32596.3658 | 392.6358 | 664.521
1 | 3400 | 707 | 0.03 | 15 | 15 | 7 | 1.7783e-11 | 5spot_SharedNeighbor | Water | Porous | Wet | R245fa | MinimizeLCOE_Brownfield | IgnoreSilica | 2019 | 39.1077 | 7.8211 | 0.43369 | 4 | 16384.3488 | 26673.9966 | 334.0171 | 543.7855 | 113.6136 | 0 | 107.333 | 1616537.1215 | 62328.5564 | 1773603.6785 | 1452951.1603 | 0 | 388789.125 | 0 | 2064741.7603 | 5372034.5235 | 3666523.9466 | 16397509.8721 | 961560.8286 | 11063974.3309 | 11063974.3309 | 1478867.319 | 5307310.8022 | 0 | 28423045.0316 | 46273197.4839 | 17782.7941 | 1.7348 | 16384.3488 | 26673.9966 | 334.0171 | 543.7855
1 | 3400 | 707 | 0.03 | 15 | 15 | 7 | 2.3714e-11 | 5spot_SharedNeighbor | Water | Porous | Wet | R245fa | MinimizeLCOE_Brownfield | IgnoreSilica | 2019 | 48.0157 | 9.6286 | 0.55319 | 4 | 14173.2033 | 22240.1583 | 288.9399 | 453.3957 | 113.7858 | 0 | 145.6134 | 1873626.5986 | 72250.5256 | 2094300.2519 | 1780750.5964 | 0 | 422092.1757 | 0 | 2434777.8578 | 6334792.5444 | 4323626.0785 | 19336216.6289 | 961560.8286 | 11063974.3309 | 11063974.3309 | 1478867.319 | 5307310.8022 | 0 | 31361751.7885 | 49211904.2407 | 23713.7371 | 2.2127 | 14173.2033 | 22240.1583 | 288.9399 | 453.3957
1 | 3400 | 707 | 0.03 | 15 | 15 | 7 | 3.1623e-11 | 5spot_SharedNeighbor | Water | Porous | Wet | R245fa | MinimizeLCOE_Brownfield | IgnoreSilica | 2019 | 57.8501 | 11.6217 | 0.69133 | 4 | 12468.1397 | 18923.1036 | 254.1799 | 385.7731 | 113.901 | 0 | 157.4272 | 2141087.1163 | 82540.5389 | 2434260.6537 | 2142423.4678 | 0 | 449038.6415 | 0 | 2827246.6631 | 7355915.8694 | 5020563.7298 | 22453076.6806 | 961560.8286 | 11063974.3309 | 11063974.3309 | 1478867.319 | 5307310.8022 | 0 | 34478611.8402 | 52328764.2924 | 31622.7766 | 2.7653 | 12468.1397 | 18923.1036 | 254.1799 | 385.7731
1 | 3400 | 707 | 0.03 | 15 | 15 | 7 | 4.217e-11 | 5spot_SharedNeighbor | Water | Porous | Wet | R245fa | MinimizeLCOE_Brownfield | IgnoreSilica | 2019 | 68.1083 | 13.6943 | 0.84268 | 4 | 11156.1475 | 16451.7953 | 227.4332 | 335.3921 | 113.956 | 0 | 146.199 | 2404975.4391 | 92652.6585 | 2775657.4896 | 2519112.2955 | 0 | 466121.1677 | 0 | 3220822.4297 | 8379919.2805 | 5719467.0991 | 25578727.8597 | 961560.8286 | 11063974.3309 | 11063974.3309 | 1478867.319 | 5307310.8022 | 0 | 37604263.0193 | 55454415.4715 | 42169.6503 | 3.3707 | 11156.1475 | 16451.7953 | 227.4332 | 335.3921
1 | 3400 | 707 | 0.03 | 15 | 15 | 7 | 5.6234e-11 | 5spot_SharedNeighbor | Water | Porous | Wet | R245fa | MinimizeLCOE_Brownfield | IgnoreSilica | 2019 | 78.1861 | 15.72 | 0.99886 | 4 | 10151.3447 | 14618.9781 | 206.9489 | 298.0276 | 113.9536 | 0 | 141.8656 | 2651246.8023 | 102043.3241 | 3099541.5428 | 2888243.9775 | 0 | 471451.6469 | 0 | 3592885.6445 | 9347951.4448 | 6380168.9423 | 28533533.3252 | 961560.8286 | 11063974.3309 | 11063974.3309 | 1478867.319 | 5307310.8022 | 0 | 40559068.4848 | 58409220.937 | 56234.1325 | 3.9954 | 10151.3447 | 14618.9781 | 206.9489 | 298.0276
1 | 3400 | 707 | 0.03 | 15 | 15 | 7 | 7.4989e-11 | 5spot_SharedNeighbor | Water | Porous | Wet | R245fa | MinimizeLCOE_Brownfield | IgnoreSilica | 2019 | 87.5741 | 17.5945 | 1.151 | 4 | 9385.5972 | 13262.5379 | 191.3381 | 270.3748 | 113.9064 | 0 | 171.2075 | 2870304.0395 | 110350.0181 | 3391967.6698 | 3230982.85 | 0 | 465797.6865 | 0 | 3927066.883 | 10217422.4773 | 6973600.7878 | 31187492.4121 | 961560.8286 | 11063974.3309 | 11063974.3309 | 1478867.319 | 5307310.8022 | 0 | 43213027.5717 | 61063180.0239 | 74989.4209 | 4.6042 | 9385.5972 | 13262.5379 | 191.3381 | 270.3748
1 | 3400 | 707 | 0.03 | 15 | 15 | 7 | 1e-10 | 5spot_SharedNeighbor | Water | Porous | Wet | R245fa | MinimizeLCOE_Brownfield | IgnoreSilica | 2019 | 95.9151 | 19.2476 | 1.2918 | 4 | 8804.4117 | 12259.0354 | 179.4898 | 249.917 | 113.8314 | 0 | 181.5892 | 3057237.3572 | 117398.1284 | 3644817.2619 | 3534397.7836 | 0 | 451575.3485 | 0 | 4214116.093 | 10964265.64 | 7483336.5924 | 33467144.205 | 961560.8286 | 11063974.3309 | 11063974.3309 | 1478867.319 | 5307310.8022 | 0 | 45492679.3646 | 63342831.8168 | 100000 | 5.167 | 8804.4117 | 12259.0354 | 179.4898 | 249.917
1 | 3400 | 707 | 0.03 | 15 | 15 | 7 | 1.3335e-10 | 5spot_SharedNeighbor | Water | Porous | Wet | R245fa | MinimizeLCOE_Brownfield | IgnoreSilica | 2019 | 103.0381 | 20.649 | 1.4161 | 4 | 8364.6423 | 11515.9175 | 170.5245 | 234.7676 | 113.7449 | 0 | 203.6356 | 3211506.6574 | 123182.9442 | 3855848.141 | 3792575.7758 | 0 | 431944.0624 | 0 | 4451872.4565 | 11582858.9273 | 7905539.2218 | 35355328.1865 | 961560.8286 | 11063974.3309 | 11063974.3309 | 1478867.319 | 5307310.8022 | 0 | 47380863.3461 | 65231015.7983 | 133352.1432 | 5.6644 | 8364.6423 | 11515.9175 | 170.5245 | 234.7676
1 | 3400 | 707 | 0.03 | 15 | 15 | 7 | 1.7783e-10 | 5spot_SharedNeighbor | Water | Porous | Wet | R245fa | MinimizeLCOE_Brownfield | IgnoreSilica | 2019 | 108.936 | 21.8014 | 1.522 | 4 | 8032.5892 | 10964.5897 | 163.7552 | 223.528 | 113.6587 | 0 | 193.2721 | 3335683.8744 | 127816.4219 | 4027315.8558 | 4005641.9558 | 0 | 409972.0873 | 0 | 4643507.7761 | 12081454.7191 | 8245841.0949 | 36877233.7854 | 961560.8286 | 11063974.3309 | 11063974.3309 | 1478867.319 | 5307310.8022 | 0 | 48902768.945 | 66752921.3972 | 177827.941 | 6.088 | 8032.5892 | 10964.5897 | 163.7552 | 223.528
1 | 3400 | 707 | 0.03 | 15 | 15 | 7 | 2.3714e-10 | 5spot_SharedNeighbor | Water | Porous | Wet | R245fa | MinimizeLCOE_Brownfield | IgnoreSilica | 2019 | 113.6908 | 22.725 | 1.6095 | 4 | 7782.2373 | 10554.9167 | 158.6514 | 215.1763 | 113.5801 | 0 | 179.4014 | 3433533.9525 | 131452.012 | 4163465.7483 | 4176918.2927 | 0 | 387942.0953 | 0 | 4794391.7193 | 12474023.7887 | 8513777.5513 | 38075505.1602 | 961560.8286 | 11063974.3309 | 11063974.3309 | 1478867.319 | 5307310.8022 | 0 | 50101040.3197 | 67951192.7719 | 237137.3706 | 6.4379 | 7782.2373 | 10554.9167 | 158.6514 | 215.1763
1 | 3400 | 707 | 0.03 | 15 | 15 | 7 | 3.1623e-10 | 5spot_SharedNeighbor | Water | Porous | Wet | R245fa | MinimizeLCOE_Brownfield | IgnoreSilica | 2019 | 117.4498 | 23.4514 | 1.68 | 4 | 7593.6783 | 10249.964 | 154.8074 | 208.9594 | 113.5125 | 0 | 165.7893 | 3509502.1352 | 134264.5809 | 4269814.6376 | 4311996.0065 | 0 | 367428.7752 | 0 | 4911272.3928 | 12778123.3256 | 8721331.7339 | 39003733.5876 | 961560.8286 | 11063974.3309 | 11063974.3309 | 1478867.319 | 5307310.8022 | 0 | 51029268.7472 | 68879421.1994 | 316227.766 | 6.72 | 7593.6783 | 10249.964 | 154.8074 | 208.9594
1 | 3400 | 707 | 0.03 | 15 | 15 | 7 | 4.217e-10 | 5spot_SharedNeighbor | Water | Porous | Wet | R245fa | MinimizeLCOE_Brownfield | IgnoreSilica | 2019 | 120.7166 | 24.0801 | 1.7401 | 4 | 7446.5004 | 10010.9897 | 151.807 | 204.0876 | 113.4501 | 0 | 188.9299 | 3574553.4421 | 136665.7869 | 4361336.3269 | 4429145.9332 | 0 | 350298.0058 | 0 | 5012279.8031 | 13040923.8876 | 8900698.5175 | 39805901.7031 | 961560.8286 | 11063974.3309 | 11063974.3309 | 1478867.319 | 5307310.8022 | 0 | 51831436.8627 | 69681589.3149 | 421696.5034 | 6.9605 | 7446.5004 | 10010.9897 | 151.807 | 204.0876
1 | 3400 | 707 | 0.03 | 15 | 15 | 7 | 5.6234e-10 | 5spot_SharedNeighbor | Water | Porous | Wet | R245fa | MinimizeLCOE_Brownfield | IgnoreSilica | 2019 | 122.9332 | 24.5052 | 1.7831 | 4 | 7341.0385 | 9843.6673 | 149.657 | 200.6765 | 113.4058 | 0 | 177.8669 | 3618181.6093 | 138272.2325 | 4422961.7833 | 4508504.663 | 0 | 334864.6094 | 0 | 5078886.1101 | 13214219.8356 | 9018976.5629 | 40334867.4061 | 961560.8286 | 11063974.3309 | 11063974.3309 | 1478867.319 | 5307310.8022 | 0 | 52360402.5657 | 70210555.0179 | 562341.3252 | 7.1326 | 7341.0385 | 9843.6673 | 149.657 | 200.6765
1 | 3400 | 707 | 0.03 | 15 | 15 | 7 | 7.4989e-10 | 5spot_SharedNeighbor | Water | Porous | Wet | R245fa | MinimizeLCOE_Brownfield | IgnoreSilica | 2019 | 124.6434 | 24.8323 | 1.8165 | 4 | 7261.762 | 9718.4105 | 148.0408 | 198.1229 | 113.3705 | 0 | 180.9538 | 3651562.1828 | 139499.1751 | 4470245.2689 | 4569653.5934 | 0 | 322258.9211 | 0 | 5129755.4651 | 13346571.4627 | 9109309.2679 | 40738855.337 | 961560.8286 | 11063974.3309 | 11063974.3309 | 1478867.319 | 5307310.8022 | 0 | 52764390.4966 | 70614542.9488 | 749894.2093 | 7.2661 | 7261.762 | 9718.4105 | 148.0408 | 198.1229
1 | 3400 | 707 | 0.03 | 15 | 15 | 7 | 1e-09 | 5spot_SharedNeighbor | Water | Porous | Wet | R245fa | MinimizeLCOE_Brownfield | IgnoreSilica | 2019 | 125.9339 | 25.0787 | 1.842 | 4 | 7202.1945 | 9624.8483 | 146.8265 | 196.2156 | 113.3432 | 0 | 202.2617 | 3676593.463 | 140417.9651 | 4505778.5678 | 4615755.1965 | 0 | 312016.5289 | 0 | 5167719.0713 | 13445344.9786 | 9176724.2221 | 41040349.9933 | 961560.8286 | 11063974.3309 | 11063974.3309 | 1478867.319 | 5307310.8022 | 0 | 53065885.1529 | 70916037.6051 | 1000000 | 7.368 | 7202.1945 | 9624.8483 | 146.8265 | 196.2156
1 | 3400 | 707 | 0.03 | 15 | 15 | 7 | 1.3335e-09 | 5spot_SharedNeighbor | Water | Porous | Wet | R245fa | MinimizeLCOE_Brownfield | IgnoreSilica | 2019 | 126.9085 | 25.2644 | 1.8614 | 4 | 7157.4525 | 9554.8547 | 145.9144 | 194.7886 | 113.3223 | 0 | 201.6687 | 3695407.5177 | 141107.8238 | 4532529.7304 | 4650546.8766 | 0 | 303875.4894 | 0 | 5196152.3008 | 13519322.4092 | 9227215.3386 | 41266157.4863 | 961560.8286 | 11063974.3309 | 11063974.3309 | 1478867.319 | 5307310.8022 | 0 | 53291692.6459 | 71141845.0981 | 1333521.4322 | 7.4456 | 7157.4525 | 9554.8547 | 145.9144 | 194.7886
1 | 3400 | 707 | 0.03 | 15 | 15 | 7 | 1.7783e-09 | 5spot_SharedNeighbor | Water | Porous | Wet | R245fa | MinimizeLCOE_Brownfield | IgnoreSilica | 2019 | 127.642 | 25.4041 | 1.8761 | 4 | 7123.8568 | 9502.4732 | 145.2295 | 193.7208 | 113.3064 | 0 | 180.2257 | 3709515.793 | 141624.7221 | 4552614.5819 | 4676716.1734 | 0 | 297486.4294 | 0 | 5217403.5029 | 13574613.678 | 9264952.7657 | 41434927.6464 | 961560.8286 | 11063974.3309 | 11063974.3309 | 1478867.319 | 5307310.8022 | 0 | 53460462.8059 | 71310615.2582 | 1778279.41 | 7.5044 | 7123.8568 | 9502.4732 | 145.2295 | 193.7208
1 | 3400 | 707 | 0.03 | 15 | 15 | 7 | 2.3714e-09 | 5spot_SharedNeighbor | Water | Porous | Wet | R245fa | MinimizeLCOE_Brownfield | IgnoreSilica | 2019 | 128.1996 | 25.5102 | 1.8873 | 4 | 7098.6375 | 9463.1741 | 144.7153 | 192.9196 | 113.2942 | 0 | 182.6755 | 3720213.8209 | 142016.4393 | 4567858.6761 | 4696605.5104 | 0 | 292573.5167 | 0 | 5233514.5057 | 13616531.2025 | 9293562.3375 | 41562876.0092 | 961560.8286 | 11063974.3309 | 11063974.3309 | 1478867.319 | 5307310.8022 | 0 | 53588411.1687 | 71438563.621 | 2371373.7057 | 7.5491 | 7098.6375 | 9463.1741 | 144.7153 | 192.9196
1 | 3400 | 707 | 0.03 | 15 | 15 | 7 | 3.1623e-09 | 5spot_SharedNeighbor | Water | Porous | Wet | R245fa | MinimizeLCOE_Brownfield | IgnoreSilica | 2019 | 128.6017 | 25.5866 | 1.8955 | 4 | 7079.7102 | 9433.9438 | 144.3295 | 192.3237 | 113.2853 | 0 | 182.1591 | 3727911.5547 | 142298.1678 | 4578835.2177 | 4710941.5538 | 0 | 288667.2997 | 0 | 5244974.9795 | 13646349.0045 | 9313913.6 | 41653891.3777 | 961560.8286 | 11063974.3309 | 11063974.3309 | 1478867.319 | 5307310.8022 | 0 | 53679426.5372 | 71529578.9894 | 3162277.6602 | 7.5822 | 7079.7102 | 9433.9438 | 144.3295 | 192.3237
1 | 3400 | 707 | 0.03 | 15 | 15 | 7 | 4.217e-09 | 5spot_SharedNeighbor | Water | Porous | Wet | R245fa | MinimizeLCOE_Brownfield | IgnoreSilica | 2019 | 128.9112 | 25.6454 | 1.9018 | 4 | 7065.5077 | 9411.9487 | 144.0399 | 191.8753 | 113.2785 | 0 | 187.5843 | 3733827.5918 | 142514.6161 | 4587275.4564 | 4721973.3063 | 0 | 285736.71 | 0 | 5253817.7954 | 13669356.1975 | 9329616.482 | 41724118.1555 | 961560.8286 | 11063974.3309 | 11063974.3309 | 1478867.319 | 5307310.8022 | 0 | 53749653.315 | 71599805.7673 | 4216965.0343 | 7.6073 | 7065.5077 | 9411.9487 | 144.0399 | 191.8753
1 | 3400 | 707 | 0.03 | 15 | 15 | 7 | 5.6234e-09 | 5spot_SharedNeighbor | Water | Porous | Wet | R245fa | MinimizeLCOE_Brownfield | IgnoreSilica | 2019 | 129.1593 | 25.6925 | 1.9067 | 4 | 7054.8522 | 9395.2741 | 143.8227 | 191.5354 | 113.273 | 0 | 194.7774 | 3738563.183 | 142687.833 | 4594034.1989 | 4730812.3813 | 0 | 283621.8753 | 0 | 5260990.5939 | 13688018.3478 | 9342353.7831 | 41781082.1964 | 961560.8286 | 11063974.3309 | 11063974.3309 | 1478867.319 | 5307310.8022 | 0 | 53806617.356 | 71656769.8082 | 5623413.2519 | 7.6269 | 7054.8522 | 9395.2741 | 143.8227 | 191.5354
1 | 3400 | 707 | 0.03 | 15 | 15 | 7 | 7.4989e-09 | 5spot_SharedNeighbor | Water | Porous | Wet | R245fa | MinimizeLCOE_Brownfield | IgnoreSilica | 2019 | 129.325 | 25.724 | 1.9102 | 4 | 7046.8586 | 9383.0224 | 143.6597 | 191.2856 | 113.2693 | 0 | 182.9437 | 3741725.3839 | 142803.4727 | 4598548.8384 | 4736719.3239 | 0 | 281867.7483 | 0 | 5265649.2592 | 13700139.2392 | 9350626.5405 | 41818079.8059 | 961560.8286 | 11063974.3309 | 11063974.3309 | 1478867.319 | 5307310.8022 | 0 | 53843614.9655 | 71693767.4177 | 7498942.0933 | 7.6408 | 7046.8586 | 9383.0224 | 143.6597 | 191.2856
1 | 3400 | 707 | 0.03 | 15 | 15 | 7 | 1e-08 | 5spot_SharedNeighbor | Water | Porous | Wet | R245fa | MinimizeLCOE_Brownfield | IgnoreSilica | 2019 | 129.4519 | 25.7481 | 1.9128 | 4 | 7040.8626 | 9373.8074 | 143.5375 | 191.0977 | 113.2664 | 0 | 166.3882 | 3744144.1551 | 142891.9137 | 4602002.8048 | 4741239.866 | 0 | 280560.0304 | 0 | 5269227.1203 | 13709448.0999 | 9356980.0292 | 41846494.0194 | 961560.8286 | 11063974.3309 | 11063974.3309 | 1478867.319 | 5307310.8022 | 0 | 53872029.179 | 71722181.6312 | 10000000 | 7.6513 | 7040.8626 | 9373.8074 | 143.5375 | 191.0977
1 | 3500 | 707 | 0.03 | 15 | 15 | 7 | 1e-13 | 5spot_SharedNeighbor | Water | Porous | Wet | R245fa | MinimizeLCOE_Brownfield | IgnoreSilica | 2019 | 0 | 0 | 0 | 0 |  |  |  |  | 15 |  | 24.4877 | [19 empty] | 100 | 0
1 | 3500 | 707 | 0.03 | 15 | 15 | 7 | 1.3335e-13 | 5spot_SharedNeighbor | Water | Porous | Wet | R245fa | MinimizeLCOE_Brownfield | IgnoreSilica | 2019 | 0 | 0 | 0 | 0 |  |  |  |  | 15 |  | 25.9308 | [19 empty] | 133.3521 | 0
1 | 3500 | 707 | 0.03 | 15 | 15 | 7 | 1.7783e-13 | 5spot_SharedNeighbor | Water | Porous | Wet | R245fa | MinimizeLCOE_Brownfield | IgnoreSilica | 2019 | 0 | 0 | 0 | 0 |  |  |  |  | 15 |  | 25.9041 | [19 empty] | 177.8279 | 0
1 | 3500 | 707 | 0.03 | 15 | 15 | 7 | 2.3714e-13 | 5spot_SharedNeighbor | Water | Porous | Wet | R245fa | MinimizeLCOE_Brownfield | IgnoreSilica | 2019 | 0 | 0 | 0 | 0 |  |  |  |  | 15 |  | 25.3203 | [19 empty] | 237.1374 | 0
1 | 3500 | 707 | 0.03 | 15 | 15 | 7 | 3.1623e-13 | 5spot_SharedNeighbor | Water | Porous | Wet | R245fa | MinimizeLCOE_Brownfield | IgnoreSilica | 2019 | 0 | 0 | 0 | 0 |  |  |  |  | 15 |  | 27.3208 | [19 empty] | 316.2278 | 0
1 | 3500 | 707 | 0.03 | 15 | 15 | 7 | 4.217e-13 | 5spot_SharedNeighbor | Water | Porous | Wet | R245fa | MinimizeLCOE_Brownfield | IgnoreSilica | 2019 | 1.6 | 0.23966 | 0.0010257 | 4 | 3330295.3894 | 7819525.7958 | 67892.5761 | 159411.61 | 96.5431 | 0 | 31.7162 | 126869.9158 | 4328.9031 | 110508.4455 | 75414.1196 | 0 | 80675.7798 | 0 | 155140.8939 | 403644.7821 | 275495.8579 | 1232078.6977 | 961560.8286 | 11469341.9306 | 11469341.9306 | 1478867.319 | 5469457.8421 | 0 | 13662981.4569 | 32080648.5485 | 421.6965 | 0.0041026 | 3330295.3894 | 7819525.7958 | 67892.5761 | 159411.61
1 | 3500 | 707 | 0.03 | 15 | 15 | 7 | 5.6234e-13 | 5spot_SharedNeighbor | Water | Porous | Wet | R245fa | MinimizeLCOE_Brownfield | IgnoreSilica | 2019 | 1.7875 | 0.27718 | 0.0051977 | 4 | 661936.2712 | 1547787.5184 | 13494.4662 | 31553.7421 | 98.4471 | 0 | 298.9777 | 142244.5023 | 4922.5423 | 123967.9167 | 82269.6672 | 0 | 76448.7091 | 0 | 167642.8017 | 436172.1816 | 297696.4764 | 1331364.7972 | 961560.8286 | 11469341.9306 | 11469341.9306 | 1478867.319 | 5469457.8421 | 0 | 13762267.5564 | 32179934.6481 | 562.3413 | 0.020791 | 661936.2712 | 1547787.5184 | 13494.4662 | 31553.7421
1 | 3500 | 707 | 0.03 | 15 | 15 | 7 | 7.4989e-13 | 5spot_SharedNeighbor | Water | Porous | Wet | R245fa | MinimizeLCOE_Brownfield | IgnoreSilica | 2019 | 2.4877 | 0.41991 | 0.010702 | 4 | 332193.1854 | 762450.0304 | 6772.2074 | 15543.5752 | 103.2654 | 0 | 440.8965 | 196107.0899 | 7033.7259 | 172206.1641 | 108178.2746 | 0 | 94093.0015 | 0 | 225271.1198 | 586109.2443 | 400031.6026 | 1789030.2226 | 961560.8286 | 11469341.9306 | 11469341.9306 | 1478867.319 | 5469457.8421 | 0 | 14219932.9818 | 32637600.0734 | 749.8942 | 0.042806 | 332193.1854 | 762450.0304 | 6772.2074 | 15543.5752
1 | 3500 | 707 | 0.03 | 15 | 15 | 7 | 1e-12 | 5spot_SharedNeighbor | Water | Porous | Wet | R245fa | MinimizeLCOE_Brownfield | IgnoreSilica | 2019 | 3.4003 | 0.60914 | 0.018613 | 4 | 198450.8927 | 445832.036 | 4045.6899 | 9088.8891 | 106.7885 | 0 | 73.5285 | 259790.2009 | 9562.6163 | 231295.2982 | 142117.4359 | 0 | 113994.9855 | 0 | 295136.6094 | 767884.9168 | 524097.2342 | 2343879.2972 | 961560.8286 | 11469341.9306 | 11469341.9306 | 1478867.319 | 5469457.8421 | 0 | 14774782.0564 | 33192449.1481 | 1000 | 0.074451 | 198450.8927 | 445832.036 | 4045.6899 | 9088.8891
1 | 3500 | 707 | 0.03 | 15 | 15 | 7 | 1.3335e-12 | 5spot_SharedNeighbor | Water | Porous | Wet | R245fa | MinimizeLCOE_Brownfield | IgnoreSilica | 2019 | 4.5038 | 0.84006 | 0.029507 | 4 | 130449.9462 | 286493.3164 | 2659.3986 | 5840.5538 | 109.2475 | 0 | 107.0128 | 329933.7833 | 12365.3572 | 298579.7698 | 183324.926 | 0 | 133416.8563 | 0 | 373472.0701 | 971697.7168 | 663203.6581 | 2965994.1377 | 961560.8286 | 11469341.9306 | 11469341.9306 | 1478867.319 | 5469457.8421 | 0 | 15396896.8969 | 33814563.9886 | 1333.5214 | 0.11803 | 130449.9462 | 286493.3164 | 2659.3986 | 5840.5538
1 | 3500 | 707 | 0.03 | 15 | 15 | 7 | 1.7783e-12 | 5spot_SharedNeighbor | Water | Porous | Wet | R245fa | MinimizeLCOE_Brownfield | IgnoreSilica | 2019 | 5.9413 | 1.1423 | 0.044268 | 4 | 91253.0506 | 195264.6686 | 1860.3169 | 3980.7344 | 111.1281 | 0 | 73.9932 | 413454.657 | 15708.8131 | 381281.6491 | 237142.379 | 0 | 155918.8392 | 0 | 469367.4715 | 1221197.8805 | 833492.6465 | 3727564.3358 | 961560.8286 | 11469341.9306 | 11469341.9306 | 1478867.319 | 5469457.8421 | 0 | 16158467.095 | 34576134.1867 | 1778.2794 | 0.17707 | 91253.0506 | 195264.6686 | 1860.3169 | 3980.7344
1 | 3500 | 707 | 0.03 | 15 | 15 | 7 | 2.3714e-12 | 5spot_SharedNeighbor | Water | Porous | Wet | R245fa | MinimizeLCOE_Brownfield | IgnoreSilica | 2019 | 7.6586 | 1.5031 | 0.063527 | 4 | 66925.3272 | 139404.5566 | 1364.3633 | 2841.9504 | 112.4158 | 0 | 80.4336 | 504633.4038 | 19351.1255 | 474456.9139 | 301438.0479 | 0 | 177385.5786 | 0 | 576133.3772 | 1498980.8663 | 1023085.2422 | 4575464.5555 | 961560.8286 | 11469341.9306 | 11469341.9306 | 1478867.319 | 5469457.8421 | 0 | 17006367.3147 | 35424034.4064 | 2371.3737 | 0.25411 | 66925.3272 | 139404.5566 | 1364.3633 | 2841.9504
1 | 3500 | 707 | 0.03 | 15 | 15 | 7 | 3.1623e-12 | 5spot_SharedNeighbor | Water | Porous | Wet | R245fa | MinimizeLCOE_Brownfield | IgnoreSilica | 2019 | 10.1406 | 2.0298 | 0.090381 | 4 | 50307.3075 | 101251.7567 | 1025.5825 | 2064.154 | 113.6705 | 0 | 102.3287 | 627210.3864 | 24262.3917 | 602825.3635 | 394746.8537 | 0 | 209511.8804 | 0 | 724837.1815 | 1885877.6617 | 1287150.2551 | 5756421.974 | 961560.8286 | 11469341.9306 | 11469341.9306 | 1478867.319 | 5469457.8421 | 0 | 18187324.7332 | 36604991.8249 | 3162.2777 | 0.36152 | 50307.3075 | 101251.7567 | 1025.5825 | 2064.154
1 | 3500 | 707 | 0.03 | 15 | 15 | 7 | 4.217e-12 | 5spot_SharedNeighbor | Water | Porous | Wet | R245fa | MinimizeLCOE_Brownfield | IgnoreSilica | 2019 | 13.0862 | 2.6533 | 0.12482 | 4 | 39050.5481 | 75939.475 | 796.0982 | 1548.1289 | 114.4952 | 0 | 79.895 | 760244.6552 | 29570.5402 | 746453.3095 | 505308.296 | 0 | 239800.7164 | 0 | 889737.2318 | 2314913.7669 | 1579976.2126 | 7066004.7286 | 961560.8286 | 11469341.9306 | 11469341.9306 | 1478867.319 | 5469457.8421 | 0 | 19496907.4878 | 37914574.5795 | 4216.965 | 0.49927 | 39050.5481 | 75939.475 | 796.0982 | 1548.1289
1 | 3500 | 707 | 0.03 | 15 | 15 | 7 | 5.6234e-12 | 5spot_SharedNeighbor | Water | Porous | Wet | R245fa | MinimizeLCOE_Brownfield | IgnoreSilica | 2019 | 16.7908 | 3.438 | 0.16971 | 4 | 31024.0203 | 58155.8678 | 632.4666 | 1185.586 | 115.1282 | 0 | 91.9243 | 915022.5586 | 35731.2476 | 917950.4464 | 644356.2333 | 0 | 272908.6291 | 0 | 1086527.9549 | 2826922.861 | 1929432.9401 | 8628852.8711 | 961560.8286 | 11469341.9306 | 11469341.9306 | 1478867.319 | 5469457.8421 | 0 | 21059755.6303 | 39477422.7219 | 5623.4133 | 0.67882 | 31024.0203 | 58155.8678 | 632.4666 | 1185.586
1 | 3500 | 707 | 0.03 | 15 | 15 | 7 | 7.4989e-12 | 5spot_SharedNeighbor | Water | Porous | Wet | R245fa | MinimizeLCOE_Brownfield | IgnoreSilica | 2019 | 21.3929 | 4.4132 | 0.22765 | 4 | 25155.3911 | 45380.9959 | 512.8267 | 925.153 | 115.6136 | 0 | 88.659 | 1093454.8042 | 42817.566 | 1120525.5571 | 817295.0801 | 0 | 308221.0005 | 0 | 1319102.4631 | 3432034.0238 | 2342433.7425 | 10475884.2373 | 961560.8286 | 11469341.9306 | 11469341.9306 | 1478867.319 | 5469457.8421 | 0 | 22906786.9965 | 41324454.0882 | 7498.9421 | 0.91061 | 25155.3911 | 45380.9959 | 512.8267 | 925.153
1 | 3500 | 707 | 0.03 | 15 | 15 | 7 | 1e-11 | 5spot_SharedNeighbor | Water | Porous | Wet | R245fa | MinimizeLCOE_Brownfield | IgnoreSilica | 2019 | 27.066 | 5.6157 | 0.30167 | 4 | 20783.0464 | 36046.1481 | 423.6905 | 734.8495 | 115.9879 | 0 | 118.3802 | 1298126.2799 | 50924.4631 | 1358397.4352 | 1030519.6838 | 0 | 345510.1031 | 0 | 1592556.4064 | 4143505.0911 | 2828027.3652 | 12647566.8278 | 961560.8286 | 11469341.9306 | 11469341.9306 | 1478867.319 | 5469457.8421 | 0 | 25078469.587 | 43496136.6786 | 10000 | 1.2067 | 20783.0464 | 36046.1481 | 423.6905 | 734.8495
1 | 3500 | 707 | 0.03 | 15 | 15 | 7 | 1.3335e-11 | 5spot_SharedNeighbor | Water | Porous | Wet | R245fa | MinimizeLCOE_Brownfield | IgnoreSilica | 2019 | 33.9675 | 7.0792 | 0.39494 | 4 | 17474.509 | 29133.1245 | 356.2415 | 593.9181 | 116.2776 | 0 | 116.92 | 1530531.6083 | 60105.5172 | 1634570.4746 | 1290074.12 | 0 | 384028.7182 | 0 | 1910731.071 | 4971330.3018 | 3393035.0816 | 15174406.8927 | 961560.8286 | 11469341.9306 | 11469341.9306 | 1478867.319 | 5469457.8421 | 0 | 27605309.6519 | 46022976.7436 | 13335.2143 | 1.5797 | 17474.509 | 29133.1245 | 356.2415 | 593.9181
1 | 3500 | 707 | 0.03 | 15 | 15 | 7 | 1.7783e-11 | 5spot_SharedNeighbor | Water | Porous | Wet | R245fa | MinimizeLCOE_Brownfield | IgnoreSilica | 2019 | 42.1233 | 8.809 | 0.50971 | 4 | 14942.4328 | 23975.7913 | 304.6217 | 488.7789 | 116.4989 | 0 | 135.4508 | 1787725.8482 | 70239.044 | 1946655.8326 | 1596830.9436 | 0 | 421282.1825 | 0 | 2270866.2019 | 5908328.0385 | 4032555.2903 | 18034483.3816 | 961560.8286 | 11469341.9306 | 11469341.9306 | 1478867.319 | 5469457.8421 | 0 | 30465386.1408 | 48883053.2324 | 17782.7941 | 2.0389 | 14942.4328 | 23975.7913 | 304.6217 | 488.7789
1 | 3500 | 707 | 0.03 | 15 | 15 | 7 | 2.3714e-11 | 5spot_SharedNeighbor | Water | Porous | Wet | R245fa | MinimizeLCOE_Brownfield | IgnoreSilica | 2019 | 51.4971 | 10.7963 | 0.64699 | 4 | 12991.5072 | 20108.2214 | 264.8494 | 409.9333 | 116.6613 | 0 | 142.9669 | 2065523.1285 | 81152.9457 | 2290431.0179 | 1949321.3074 | 0 | 455248.0115 | 0 | 2668253.8003 | 6942249.0542 | 4738227.6285 | 21190406.894 | 961560.8286 | 11469341.9306 | 11469341.9306 | 1478867.319 | 5469457.8421 | 0 | 33621309.6532 | 52038976.7449 | 23713.7371 | 2.5879 | 12991.5072 | 20108.2214 | 264.8494 | 409.9333
1 | 3500 | 707 | 0.03 | 15 | 15 | 7 | 3.1623e-11 | 5spot_SharedNeighbor | Water | Porous | Wet | R245fa | MinimizeLCOE_Brownfield | IgnoreSilica | 2019 | 61.6675 | 12.9485 | 0.8033 | 4 | 11486.5734 | 17218.4366 | 234.1693 | 351.0211 | 116.7611 | 0 | 156.8245 | 2349745.5328 | 92279.5761 | 2648743.6647 | 2331392.2853 | 0 | 480919.1847 | 0 | 3082201.295 | 8019255.5233 | 5473306.6739 | 24477843.7359 | 961560.8286 | 11469341.9306 | 11469341.9306 | 1478867.319 | 5469457.8421 | 0 | 36908746.4951 | 55326413.5868 | 31622.7766 | 3.2132 | 11486.5734 | 17218.4366 | 234.1693 | 351.0211
1 | 3500 | 707 | 0.03 | 15 | 15 | 7 | 4.217e-11 | 5spot_SharedNeighbor | Water | Porous | Wet | R245fa | MinimizeLCOE_Brownfield | IgnoreSilica | 2019 | 72.0908 | 15.1453 | 0.97164 | 4 | 10329.3442 | 15068.1465 | 210.5777 | 307.1845 | 116.7962 | 0 | 153.5636 | 2625457.6743 | 103023.6404 | 3002450.647 | 2722144.1883 | 0 | 495100.6268 | 0 | 3489788.9429 | 9079714.9754 | 6197092.0402 | 27714772.7353 | 961560.8286 | 11469341.9306 | 11469341.9306 | 1478867.319 | 5469457.8421 | 0 | 40145675.4945 | 58563342.5862 | 42169.6503 | 3.8866 | 10329.3442 | 15068.1465 | 210.5777 | 307.1845
1 | 3500 | 707 | 0.03 | 15 | 15 | 7 | 5.6234e-11 | 5spot_SharedNeighbor | Water | Porous | Wet | R245fa | MinimizeLCOE_Brownfield | IgnoreSilica | 2019 | 82.2003 | 17.2629 | 1.1427 | 4 | 9443.827 | 13473.2353 | 192.5252 | 274.6701 | 116.773 | 0 | 183.5544 | 2879665.4297 | 112874.8522 | 3333905.3022 | 3099926.9954 | 0 | 496951.935 | 0 | 3870096.5607 | 10069197.3849 | 6872434.1165 | 30735052.5765 | 961560.8286 | 11469341.9306 | 11469341.9306 | 1478867.319 | 5469457.8421 | 0 | 43165955.3357 | 61583622.4274 | 56234.1325 | 4.5708 | 9443.827 | 13473.2353 | 192.5252 | 274.6701
1 | 3500 | 707 | 0.03 | 15 | 15 | 7 | 7.4989e-11 | 5spot_SharedNeighbor | Water | Porous | Wet | R245fa | MinimizeLCOE_Brownfield | IgnoreSilica | 2019 | 91.4964 | 19.1957 | 1.3069 | 4 | 8769.3871 | 12292.54 | 178.7758 | 250.6001 | 116.7069 | 0 | 193.709 | 3103050.4387 | 121478.8459 | 3629481.5727 | 3445967.2536 | 0 | 487652.5818 | 0 | 4207175.9701 | 10946208.8639 | 7471012.4717 | 33412027.9984 | 961560.8286 | 11469341.9306 | 11469341.9306 | 1478867.319 | 5469457.8421 | 0 | 45842930.7576 | 64260597.8493 | 74989.4209 | 5.2276 | 8769.3871 | 12292.54 | 178.7758 | 250.6001
1 | 3500 | 707 | 0.03 | 15 | 15 | 7 | 1e-10 | 5spot_SharedNeighbor | Water | Porous | Wet | R245fa | MinimizeLCOE_Brownfield | IgnoreSilica | 2019 | 99.6741 | 20.8822 | 1.4568 | 4 | 8257.6311 | 11418.2322 | 168.343 | 232.7761 | 116.6167 | 0 | 169.3336 | 3291959.0865 | 128710.1858 | 3882682.499 | 3749112.0819 | 0 | 470169.9539 | 0 | 4493827.1848 | 11692016.5241 | 7980041.5246 | 35688519.0405 | 961560.8286 | 11469341.9306 | 11469341.9306 | 1478867.319 | 5469457.8421 | 0 | 48119421.7997 | 66537088.8914 | 100000 | 5.8273 | 8257.6311 | 11418.2322 | 168.343 | 232.7761
1 | 3500 | 707 | 0.03 | 15 | 15 | 7 | 1.3335e-10 | 5spot_SharedNeighbor | Water | Porous | Wet | R245fa | MinimizeLCOE_Brownfield | IgnoreSilica | 2019 | 106.5996 | 22.2995 | 1.5879 | 4 | 7870.3906 | 10770.0956 | 160.4486 | 219.563 | 116.5188 | 0 | 193.1875 | 3446705.357 | 134599.4911 | 4092383.967 | 4004812.8642 | 0 | 447855.1892 | 0 | 4729279.1787 | 12304614.3145 | 8398152.1042 | 37558402.4658 | 961560.8286 | 11469341.9306 | 11469341.9306 | 1478867.319 | 5469457.8421 | 0 | 49989305.225 | 68406972.3167 | 133352.1432 | 6.3516 | 7870.3906 | 10770.0956 | 160.4486 | 219.563
1 | 3500 | 707 | 0.03 | 15 | 15 | 7 | 1.7783e-10 | 5spot_SharedNeighbor | Water | Porous | Wet | R245fa | MinimizeLCOE_Brownfield | IgnoreSilica | 2019 | 112.2876 | 23.4552 | 1.6985 | 4 | 7577.946 | 10288.8493 | 154.4867 | 209.7521 | 116.4247 | 0 | 203.2493 | 3570364.9164 | 139281.3822 | 4261491.116 | 4214057.4069 | 0 | 423742.5301 | 0 | 4917485.5671 | 12794288.7307 | 8732364.955 | 39053076.6044 | 961560.8286 | 11469341.9306 | 11469341.9306 | 1478867.319 | 5469457.8421 | 0 | 51483979.3636 | 69901646.4553 | 177827.941 | 6.7939 | 7577.946 | 10288.8493 | 154.4867 | 209.7521
1 | 3500 | 707 | 0.03 | 15 | 15 | 7 | 2.3714e-10 | 5spot_SharedNeighbor | Water | Porous | Wet | R245fa | MinimizeLCOE_Brownfield | IgnoreSilica | 2019 | 116.8554 | 24.3777 | 1.7892 | 4 | 7357.3982 | 9930.793 | 149.9905 | 202.4526 | 116.3406 | 0 | 206.5265 | 3667506.3763 | 142943.0013 | 4395318.3544 | 4381571.2354 | 0 | 400184.8441 | 0 | 5065134.2864 | 13178440.4114 | 8994556.3707 | 40225654.88 | 961560.8286 | 11469341.9306 | 11469341.9306 | 1478867.319 | 5469457.8421 | 0 | 52656557.6391 | 71074224.7308 | 237137.3706 | 7.157 | 7357.3982 | 9930.793 | 149.9905 | 202.4526
1 | 3500 | 707 | 0.03 | 15 | 15 | 7 | 3.1623e-10 | 5spot_SharedNeighbor | Water | Porous | Wet | R245fa | MinimizeLCOE_Brownfield | IgnoreSilica | 2019 | 120.4434 | 25.0986 | 1.8619 | 4 | 7191.2392 | 9664.1486 | 146.6031 | 197.0167 | 116.2695 | 0 | 221.3128 | 3742489.5449 | 145759.0441 | 4499227.4226 | 4512808.6181 | 0 | 378515.2719 | 0 | 5178731.9616 | 13473998.2602 | 9196280.6756 | 41127810.7991 | 961560.8286 | 11469341.9306 | 11469341.9306 | 1478867.319 | 5469457.8421 | 0 | 53558713.5583 | 71976380.65 | 316227.766 | 7.4478 | 7191.2392 | 9664.1486 | 146.6031 | 197.0167
1 | 3500 | 707 | 0.03 | 15 | 15 | 7 | 4.217e-10 | 5spot_SharedNeighbor | Water | Porous | Wet | R245fa | MinimizeLCOE_Brownfield | IgnoreSilica | 2019 | 121.087 | 25.2275 | 1.898 | 4 | 7062.2333 | 9488.1665 | 143.9732 | 193.4291 | 116.256 | 0 | 508.9671 | 3755800.5118 | 146257.6463 | 4517740.3782 | 4536307.6566 | 0 | 341325.76 | 0 | 5185998.4617 | 13492904.2027 | 9209184.3698 | 41185518.9871 | 961560.8286 | 11469341.9306 | 11469341.9306 | 1478867.319 | 5469457.8421 | 0 | 53616421.7463 | 72034088.838 | 421696.5034 | 7.592 | 7062.2333 | 9488.1665 | 143.9732 | 193.4291
1 | 3500 | 707 | 0.03 | 15 | 15 | 7 | 5.6234e-10 | 5spot_SharedNeighbor | Water | Porous | Wet | R245fa | MinimizeLCOE_Brownfield | IgnoreSilica | 2019 | 125.6936 | 26.1475 | 1.9682 | 4 | 6967.9832 | 9307.3697 | 142.0518 | 189.7433 | 116.1578 | 0 | 171.1377 | 3850172.9823 | 149786.6542 | 4649400.6809 | 4704290.1747 | 0 | 344635.9446 | 0 | 5342331.7103 | 13899651.2474 | 9486797.5856 | 42427066.9801 | 961560.8286 | 11469341.9306 | 11469341.9306 | 1478867.319 | 5469457.8421 | 0 | 54857969.7393 | 73275636.831 | 562341.3252 | 7.8729 | 6967.9832 | 9307.3697 | 142.0518 | 189.7433
1 | 3500 | 707 | 0.03 | 15 | 15 | 7 | 7.4989e-10 | 5spot_SharedNeighbor | Water | Porous | Wet | R245fa | MinimizeLCOE_Brownfield | IgnoreSilica | 2019 | 127.2982 | 26.4666 | 2.0021 | 4 | 6898.1051 | 9197.8813 | 140.6272 | 187.5113 | 116.1218 | 0 | 189.4326 | 3882604.6509 | 150995.6233 | 4694856.1477 | 4762674.976 | 0 | 331534.3416 | 0 | 5390839.6384 | 14025858.9259 | 9572936.9195 | 42812301.2233 | 961560.8286 | 11469341.9306 | 11469341.9306 | 1478867.319 | 5469457.8421 | 0 | 55243203.9824 | 73660871.0741 | 749894.2093 | 8.0085 | 6898.1051 | 9197.8813 | 140.6272 | 187.5113
1 | 3500 | 707 | 0.03 | 15 | 15 | 7 | 1e-09 | 5spot_SharedNeighbor | Water | Porous | Wet | R245fa | MinimizeLCOE_Brownfield | IgnoreSilica | 2019 | 128.524 | 26.7099 | 2.0281 | 4 | 6845.5909 | 9115.8664 | 139.5566 | 185.8393 | 116.0938 | 0 | 198.8215 | 3907230.1849 | 151912.3222 | 4729441.6948 | 4807230.5625 | 0 | 321071.888 | 0 | 5427585.7944 | 14121464.8862 | 9638189.9519 | 43104127.2848 | 961560.8286 | 11469341.9306 | 11469341.9306 | 1478867.319 | 5469457.8421 | 0 | 55535030.044 | 73952697.1357 | 1000000 | 8.1125 | 6845.5909 | 9115.8664 | 139.5566 | 185.8393
1 | 3500 | 707 | 0.03 | 15 | 15 | 7 | 1.3335e-09 | 5spot_SharedNeighbor | Water | Porous | Wet | R245fa | MinimizeLCOE_Brownfield | IgnoreSilica | 2019 | 129.4519 | 26.8938 | 2.0479 | 4 | 6806.142 | 9054.458 | 138.7524 | 184.5874 | 116.0722 | 0 | 169.291 | 3925787.6512 | 152602.3949 | 4755545.7193 | 4840935.604 | 0 | 312806.4727 | 0 | 5455194.3584 | 14193296.7063 | 9687216.6451 | 43323385.5519 | 961560.8286 | 11469341.9306 | 11469341.9306 | 1478867.319 | 5469457.8421 | 0 | 55754288.3111 | 74171955.4028 | 1333521.4322 | 8.1918 | 6806.142 | 9054.458 | 138.7524 | 184.5874
1 | 3500 | 707 | 0.03 | 15 | 15 | 7 | 1.7783e-09 | 5spot_SharedNeighbor | Water | Porous | Wet | R245fa | MinimizeLCOE_Brownfield | IgnoreSilica | 2019 | 130.1487 | 27.0317 | 2.0629 | 4 | 6776.5181 | 9008.5048 | 138.1485 | 183.6506 | 116.0559 | 0 | 186.7063 | 3939673.9423 | 153118.3456 | 4775102.1314 | 4866229.3832 | 0 | 306326.6779 | 0 | 5475775.6873 | 14246845.1024 | 9723764.5258 | 43486835.7959 | 961560.8286 | 11469341.9306 | 11469341.9306 | 1478867.319 | 5469457.8421 | 0 | 55917738.5551 | 74335405.6468 | 1778279.41 | 8.2517 | 6776.5181 | 9008.5048 | 138.1485 | 183.6506
1 | 3500 | 707 | 0.03 | 15 | 15 | 7 | 2.3714e-09 | 5spot_SharedNeighbor | Water | Porous | Wet | R245fa | MinimizeLCOE_Brownfield | IgnoreSilica | 2019 | 130.6675 | 27.1343 | 2.0742 | 4 | 6754.2785 | 8974.1451 | 137.6951 | 182.9501 | 116.0436 | 0 | 198.8866 | 3949986.3106 | 153501.2697 | 4789638.2123 | 4885053.8491 | 0 | 301269.9788 | 0 | 5490985.352 | 14286417.5298 | 9750773.5206 | 43607626.0229 | 961560.8286 | 11469341.9306 | 11469341.9306 | 1478867.319 | 5469457.8421 | 0 | 56038528.7821 | 74456195.8738 | 2371373.7057 | 8.2967 | 6754.2785 | 8974.1451 | 137.6951 | 182.9501
1 | 3500 | 707 | 0.03 | 15 | 15 | 7 | 3.1623e-09 | 5spot_SharedNeighbor | Water | Porous | Wet | R245fa | MinimizeLCOE_Brownfield | IgnoreSilica | 2019 | 131.0501 | 27.2099 | 2.0826 | 4 | 6737.5868 | 8948.482 | 137.3548 | 182.4269 | 116.0345 | 0 | 187.2367 | 3957577.9342 | 153783.0353 | 4800346.2884 | 4898934.0396 | 0 | 297331.0583 | 0 | 5502109.2188 | 14315359.5494 | 9770527.0437 | 43695968.1677 | 961560.8286 | 11469341.9306 | 11469341.9306 | 1478867.319 | 5469457.8421 | 0 | 56126870.9269 | 74544538.0185 | 3162277.6602 | 8.3304 | 6737.5868 | 8948.482 | 137.3548 | 182.4269
1 | 3500 | 707 | 0.03 | 15 | 15 | 7 | 4.217e-09 | 5spot_SharedNeighbor | Water | Porous | Wet | R245fa | MinimizeLCOE_Brownfield | IgnoreSilica | 2019 | 131.3519 | 27.2695 | 2.0891 | 4 | 6725.0613 | 8929.0879 | 137.0995 | 182.0315 | 116.0273 | 0 | 180.7379 | 3963555.6189 | 154004.8251 | 4808781.9873 | 4909876.3697 | 0 | 294433.1106 | 0 | 5510954.2455 | 14338372.4947 | 9786233.8518 | 43766212.5037 | 961560.8286 | 11469341.9306 | 11469341.9306 | 1478867.319 | 5469457.8421 | 0 | 56197115.2629 | 74614782.3546 | 4216965.0343 | 8.3564 | 6725.0613 | 8929.0879 | 137.0995 | 182.0315
1 | 3500 | 707 | 0.03 | 15 | 15 | 7 | 5.6234e-09 | 5spot_SharedNeighbor | Water | Porous | Wet | R245fa | MinimizeLCOE_Brownfield | IgnoreSilica | 2019 | 131.5714 | 27.3129 | 2.0939 | 4 | 6715.6636 | 8914.6304 | 136.9079 | 181.7368 | 116.022 | 0 | 158.2926 | 3967898.9726 | 154165.9323 | 4814913.6991 | 4917834.4345 | 0 | 292175.7974 | 0 | 5517325.646 | 14354949.5718 | 9797548.0475 | 43816812.1013 | 961560.8286 | 11469341.9306 | 11469341.9306 | 1478867.319 | 5469457.8421 | 0 | 56247714.8605 | 74665381.9522 | 5623413.2519 | 8.3756 | 6715.6636 | 8914.6304 | 136.9079 | 181.7368
1 | 3500 | 707 | 0.03 | 15 | 15 | 7 | 7.4989e-09 | 5spot_SharedNeighbor | Water | Porous | Wet | R245fa | MinimizeLCOE_Brownfield | IgnoreSilica | 2019 | 131.7345 | 27.3451 | 2.0975 | 4 | 6708.6135 | 8903.8098 | 136.7642 | 181.5162 | 116.0181 | 0 | 182.2592 | 3971125.2347 | 154285.5793 | 4819469.6608 | 4923749.7749 | 0 | 290453.598 | 0 | 5522042.7006 | 14367222.3802 | 9805924.4914 | 43854273.4199 | 961560.8286 | 11469341.9306 | 11469341.9306 | 1478867.319 | 5469457.8421 | 0 | 56285176.1791 | 74702843.2708 | 7498942.0933 | 8.39 | 6708.6135 | 8903.8098 | 136.7642 | 181.5162
1 | 3500 | 707 | 0.03 | 15 | 15 | 7 | 1e-08 | 5spot_SharedNeighbor | Water | Porous | Wet | R245fa | MinimizeLCOE_Brownfield | IgnoreSilica | 2019 | 131.864 | 27.3706 | 2.1003 | 4 | 6703.3251 | 8895.6192 | 136.6563 | 181.3492 | 116.015 | 0 | 179.7678 | 3973683.8309 | 154380.4532 | 4823083.4907 | 4928443.245 | 0 | 289205.7702 | 0 | 5525830.7481 | 14377078.1028 | 9812651.2246 | 43884356.8654 | 961560.8286 | 11469341.9306 | 11469341.9306 | 1478867.319 | 5469457.8421 | 0 | 56315259.6246 | 74732926.7163 | 10000000 | 8.4011 | 6703.3251 | 8895.6192 | 136.6563 | 181.3492
1 | 3600 | 707 | 0.03 | 15 | 15 | 7 | 1e-13 | 5spot_SharedNeighbor | Water | Porous | Wet | R245fa | MinimizeLCOE_Brownfield | IgnoreSilica | 2019 | 0 | 0 | 0 | 0 |  |  |  |  | 15 |  | 24.455 | [19 empty] | 100 | 0
1 | 3600 | 707 | 0.03 | 15 | 15 | 7 | 1.3335e-13 | 5spot_SharedNeighbor | Water | Porous | Wet | R245fa | MinimizeLCOE_Brownfield | IgnoreSilica | 2019 | 0 | 0 | 0 | 0 |  |  |  |  | 15 |  | 25.0702 | [19 empty] | 133.3521 | 0
1 | 3600 | 707 | 0.03 | 15 | 15 | 7 | 1.7783e-13 | 5spot_SharedNeighbor | Water | Porous | Wet | R245fa | MinimizeLCOE_Brownfield | IgnoreSilica | 2019 | 0 | 0 | 0 | 0 |  |  |  |  | 15 |  | 25.4193 | [19 empty] | 177.8279 | 0
1 | 3600 | 707 | 0.03 | 15 | 15 | 7 | 2.3714e-13 | 5spot_SharedNeighbor | Water | Porous | Wet | R245fa | MinimizeLCOE_Brownfield | IgnoreSilica | 2019 | 0 | 0 | 0 | 0 |  |  |  |  | 15 |  | 25.0634 | [19 empty] | 237.1374 | 0
1 | 3600 | 707 | 0.03 | 15 | 15 | 7 | 3.1623e-13 | 5spot_SharedNeighbor | Water | Porous | Wet | R245fa | MinimizeLCOE_Brownfield | IgnoreSilica | 2019 | 0 | 0 | 0 | 0 |  |  |  |  | 15 |  | 26.1414 | [19 empty] | 316.2278 | 0
1 | 3600 | 707 | 0.03 | 15 | 15 | 7 | 4.217e-13 | 5spot_SharedNeighbor | Water | Porous | Wet | R245fa | MinimizeLCOE_Brownfield | IgnoreSilica | 2019 | 1.3402 | 0.19437 | 0.0025993 | 4 | 1335381.2412 | 3162190.3405 | 27223.5528 | 64465.5273 | 94.8069 | 0 | 203.6537 | 108367.5154 | 3646.8703 | 93585.1776 | 66485.2715 | 0 | 64299.0097 | 0 | 131189.6993 | 341328.687 | 232963.8425 | 1041866.0733 | 961560.8286 | 11880569.6211 | 11880569.6211 | 1478867.319 | 5633948.9183 | 0 | 13883996.523 | 32877382.3813 | 421.6965 | 0.010397 | 1335381.2412 | 3162190.3405 | 27223.5528 | 64465.5273
1 | 3600 | 707 | 0.03 | 15 | 15 | 7 | 5.6234e-13 | 5spot_SharedNeighbor | Water | Porous | Wet | R245fa | MinimizeLCOE_Brownfield | IgnoreSilica | 2019 | 2.0015 | 0.33157 | 0.0070326 | 4 | 510538.5745 | 1185730.9655 | 10408.0194 | 24172.7296 | 102.1861 | 0 | 338.9643 | 165282.8887 | 5874.5741 | 142671.7044 | 91136.8922 | 0 | 85626.2997 | 0 | 191331.0201 | 497804.0668 | 339761.5045 | 1519488.9505 | 961560.8286 | 11880569.6211 | 11880569.6211 | 1478867.319 | 5633948.9183 | 0 | 14361619.4002 | 33355005.2586 | 562.3413 | 0.02813 | 510538.5745 | 1185730.9655 | 10408.0194 | 24172.7296
1 | 3600 | 707 | 0.03 | 15 | 15 | 7 | 7.4989e-13 | 5spot_SharedNeighbor | Water | Porous | Wet | R245fa | MinimizeLCOE_Brownfield | IgnoreSilica | 2019 | 2.76 | 0.49377 | 0.013691 | 4 | 271415.1886 | 618245.7112 | 5533.1657 | 12603.7751 | 106.7089 | 0 | 492.6069 | 224426.8992 | 8246.7684 | 195540.6182 | 119826.103 | 0 | 104571.9532 | 0 | 254518.8134 | 662205.7434 | 451969.0268 | 2021305.9255 | 961560.8286 | 11880569.6211 | 11880569.6211 | 1478867.319 | 5633948.9183 | 0 | 14863436.3752 | 33856822.2335 | 749.8942 | 0.054763 | 271415.1886 | 618245.7112 | 5533.1657 | 12603.7751
1 | 3600 | 707 | 0.03 | 15 | 15 | 7 | 1e-12 | 5spot_SharedNeighbor | Water | Porous | Wet | R245fa | MinimizeLCOE_Brownfield | IgnoreSilica | 2019 | 3.7144 | 0.7008 | 0.023116 | 4 | 167090.4826 | 372507.4916 | 3406.3655 | 7594.0691 | 109.9587 | 0 | 91.6193 | 292101.2731 | 10991.0257 | 258146.977 | 156047.4832 | 0 | 124583.6125 | 0 | 328329.4449 | 854245.866 | 583040.3566 | 2607486.039 | 961560.8286 | 11880569.6211 | 11880569.6211 | 1478867.319 | 5633948.9183 | 0 | 15449616.4887 | 34443002.3471 | 1000 | 0.092463 | 167090.4826 | 372507.4916 | 3406.3655 | 7594.0691
1 | 3600 | 707 | 0.03 | 15 | 15 | 7 | 1.3335e-12 | 5spot_SharedNeighbor | Water | Porous | Wet | R245fa | MinimizeLCOE_Brownfield | IgnoreSilica | 2019 | 4.9448 | 0.97009 | 0.036112 | 4 | 111854.8554 | 243342.7137 | 2280.3125 | 4960.8704 | 112.3916 | 0 | 108.8553 | 371743.9561 | 14238.2529 | 334249.177 | 203125.0051 | 0 | 147034.9398 | 0 | 417452.619 | 1086126.0835 | 741303.3696 | 3315273.403 | 961560.8286 | 11880569.6211 | 11880569.6211 | 1478867.319 | 5633948.9183 | 0 | 16157403.8527 | 35150789.711 | 1333.5214 | 0.14445 | 111854.8554 | 243342.7137 | 2280.3125 | 4960.8704
1 | 3600 | 707 | 0.03 | 15 | 15 | 7 | 1.7783e-12 | 5spot_SharedNeighbor | Water | Porous | Wet | R245fa | MinimizeLCOE_Brownfield | IgnoreSilica | 2019 | 6.4749 | 1.306 | 0.053497 | 4 | 79345.5413 | 168104.4901 | 1617.5662 | 3427.0374 | 114.1572 | 0 | 72.5638 | 462173.6744 | 17927.8607 | 423466.837 | 261617.9942 | 0 | 170479.3134 | 0 | 520909.6151 | 1355299.9651 | 925020.0748 | 4136895.3347 | 961560.8286 | 11880569.6211 | 11880569.6211 | 1478867.319 | 5633948.9183 | 0 | 16979025.7843 | 35972411.6427 | 1778.2794 | 0.21399 | 79345.5413 | 168104.4901 | 1617.5662 | 3427.0374
1 | 3600 | 707 | 0.03 | 15 | 15 | 7 | 2.3714e-12 | 5spot_SharedNeighbor | Water | Porous | Wet | R245fa | MinimizeLCOE_Brownfield | IgnoreSilica | 2019 | 8.446 | 1.7366 | 0.076198 | 4 | 58960.228 | 121276.277 | 1201.984 | 2472.3809 | 115.4003 | 0 | 48.2299 | 568044.8535 | 22229.101 | 531439.0392 | 336733.3976 | 0 | 197352.9799 | 0 | 645761.7548 | 1680139.622 | 1146729.8154 | 5128430.5635 | 961560.8286 | 11880569.6211 | 11880569.6211 | 1478867.319 | 5633948.9183 | 0 | 17970561.0131 | 36963946.8715 | 2371.3737 | 0.30479 | 58960.228 | 121276.277 | 1201.984 | 2472.3809
1 | 3600 | 707 | 0.03 | 15 | 15 | 7 | 3.1623e-12 | 5spot_SharedNeighbor | Water | Porous | Wet | R245fa | MinimizeLCOE_Brownfield | IgnoreSilica | 2019 | 11.0567 | 2.3175 | 0.10801 | 4 | 44519.6008 | 88481.722 | 907.5923 | 1803.8196 | 116.6464 | 0 | 94.2781 | 700125.7065 | 27634.0261 | 668832.2213 | 437389.0741 | 0 | 229817.9337 | 0 | 804881.5951 | 2094136.8065 | 1429291.4006 | 6392108.7639 | 961560.8286 | 11880569.6211 | 11880569.6211 | 1478867.319 | 5633948.9183 | 0 | 19234239.2135 | 38227625.0719 | 3162.2777 | 0.43204 | 44519.6008 | 88481.722 | 907.5923 | 1803.8196
1 | 3600 | 707 | 0.03 | 15 | 15 | 7 | 4.217e-12 | 5spot_SharedNeighbor | Water | Porous | Wet | R245fa | MinimizeLCOE_Brownfield | IgnoreSilica | 2019 | 14.224 | 3.0176 | 0.14845 | 4 | 34804.2765 | 66789.6689 | 709.5323 | 1361.5977 | 117.4389 | 0 | 98.8379 | 846155.8194 | 33570.2103 | 825641.1295 | 558910.9138 | 0 | 262201.9438 | 0 | 985327.2066 | 2563619.2731 | 1749722.831 | 7825149.3276 | 961560.8286 | 11880569.6211 | 11880569.6211 | 1478867.319 | 5633948.9183 | 0 | 20667279.7772 | 39660665.6356 | 4216.965 | 0.59381 | 34804.2765 | 66789.6689 | 709.5323 | 1361.5977
1 | 3600 | 707 | 0.03 | 15 | 15 | 7 | 5.6234e-12 | 5spot_SharedNeighbor | Water | Porous | Wet | R245fa | MinimizeLCOE_Brownfield | IgnoreSilica | 2019 | 18.2233 | 3.9021 | 0.20111 | 4 | 27828.2497 | 51439.2429 | 567.3165 | 1048.6585 | 118.0522 | 0 | 129.6605 | 1016863.4972 | 40490.8824 | 1013701.6155 | 712237.6731 | 0 | 298062.7104 | 0 | 1201728.9877 | 3126652.3174 | 2134004.4529 | 9543742.1365 | 961560.8286 | 11880569.6211 | 11880569.6211 | 1478867.319 | 5633948.9183 | 0 | 22385872.5862 | 41379258.4446 | 5623.4133 | 0.80443 | 27828.2497 | 51439.2429 | 567.3165 | 1048.6585
1 | 3600 | 707 | 0.03 | 15 | 15 | 7 | 7.4989e-12 | 5spot_SharedNeighbor | Water | Porous | Wet | R245fa | MinimizeLCOE_Brownfield | IgnoreSilica | 2019 | 23.1614 | 4.9949 | 0.26884 | 4 | 22695.6955 | 40358.2935 | 462.6825 | 822.7584 | 118.5213 | 0 | 106.9613 | 1212694.5149 | 48411.2239 | 1234667.631 | 901939.6818 | 0 | 335778.9341 | 0 | 1456061.8744 | 3788374.3179 | 2585643.3153 | 11563571.4934 | 961560.8286 | 11880569.6211 | 11880569.6211 | 1478867.319 | 5633948.9183 | 0 | 24405701.943 | 43399087.8014 | 7498.9421 | 1.0753 | 22695.6955 | 40358.2935 | 462.6825 | 822.7584
1 | 3600 | 707 | 0.03 | 15 | 15 | 7 | 1e-11 | 5spot_SharedNeighbor | Water | Porous | Wet | R245fa | MinimizeLCOE_Brownfield | IgnoreSilica | 2019 | 29.2392 | 6.3404 | 0.3551 | 4 | 18852.9302 | 32224.9432 | 384.3425 | 656.9491 | 118.8844 | 0 | 105.7178 | 1437181.6849 | 57465.7759 | 1493862.9298 | 1135469.3725 | 0 | 375574.1633 | 0 | 1754826.0313 | 4565697.369 | 3116182.2701 | 13936259.5967 | 961560.8286 | 11880569.6211 | 11880569.6211 | 1478867.319 | 5633948.9183 | 0 | 26778390.0464 | 45771775.9048 | 10000 | 1.4204 | 18852.9302 | 32224.9432 | 384.3425 | 656.9491
1 | 3600 | 707 | 0.03 | 15 | 15 | 7 | 1.3335e-11 | 5spot_SharedNeighbor | Water | Porous | Wet | R245fa | MinimizeLCOE_Brownfield | IgnoreSilica | 2019 | 36.5861 | 7.9669 | 0.46315 | 4 | 15934.3228 | 26186.499 | 324.8427 | 533.8472 | 119.165 | 0 | 110.837 | 1690601.5307 | 67659.1196 | 1792923.748 | 1417531.7996 | 0 | 416090.9741 | 0 | 2100074.7971 | 5463963.8375 | 3729267.5923 | 16678113.3991 | 961560.8286 | 11880569.6211 | 11880569.6211 | 1478867.319 | 5633948.9183 | 0 | 29520243.8488 | 48513629.7071 | 13335.2143 | 1.8526 | 15934.3228 | 26186.499 | 324.8427 | 533.8472
1 | 3600 | 707 | 0.03 | 15 | 15 | 7 | 1.7783e-11 | 5spot_SharedNeighbor | Water | Porous | Wet | R245fa | MinimizeLCOE_Brownfield | IgnoreSilica | 2019 | 45.2218 | 9.8785 | 0.59529 | 4 | 13693.854 | 21670.328 | 279.1677 | 441.7789 | 119.3781 | 0 | 141.7528 | 1969765.3396 | 78856.6562 | 2129201.5105 | 1748899.2061 | 0 | 454847.5736 | 0 | 2488812.4115 | 6475379.3692 | 4419579.4752 | 19765341.5418 | 961560.8286 | 11880569.6211 | 11880569.6211 | 1478867.319 | 5633948.9183 | 0 | 32607471.9915 | 51600857.8499 | 17782.7941 | 2.3812 | 13693.854 | 21670.328 | 279.1677 | 441.7789
1 | 3600 | 707 | 0.03 | 15 | 15 | 7 | 2.3714e-11 | 5spot_SharedNeighbor | Water | Porous | Wet | R245fa | MinimizeLCOE_Brownfield | IgnoreSilica | 2019 | 55.0191 | 12.0454 | 0.75157 | 4 | 11964.7137 | 18282.634 | 243.9169 | 372.7162 | 119.5285 | 0 | 159.5729 | 2267634.8601 | 90766.7834 | 2495025.8831 | 2124698.3041 | 0 | 488828.4577 | 0 | 2912112.1725 | 7576718.5164 | 5171266.0734 | 23127051.0506 | 961560.8286 | 11880569.6211 | 11880569.6211 | 1478867.319 | 5633948.9183 | 0 | 35969181.5003 | 54962567.3586 | 23713.7371 | 3.0063 | 11964.7137 | 18282.634 | 243.9169 | 372.7162
1 | 3600 | 707 | 0.03 | 15 | 15 | 7 | 3.1623e-11 | 5spot_SharedNeighbor | Water | Porous | Wet | R245fa | MinimizeLCOE_Brownfield | IgnoreSilica | 2019 | 65.4749 | 14.3518 | 0.92684 | 4 | 10630.6629 | 15753.8017 | 216.7204 | 321.1626 | 119.6106 | 0 | 148.1246 | 2567609.6677 | 102712.4785 | 2870253.4479 | 2525277.4607 | 0 | 512618.2551 | 0 | 3345603.8109 | 8704574.8382 | 5941051.1882 | 26569701.1472 | 961560.8286 | 11880569.6211 | 11880569.6211 | 1478867.319 | 5633948.9183 | 0 | 39411831.5969 | 58405217.4553 | 31622.7766 | 3.7074 | 10630.6629 | 15753.8017 | 216.7204 | 321.1626
1 | 3600 | 707 | 0.03 | 15 | 15 | 7 | 4.217e-11 | 5spot_SharedNeighbor | Water | Porous | Wet | R245fa | MinimizeLCOE_Brownfield | IgnoreSilica | 2019 | 76.0519 | 16.6736 | 1.1128 | 4 | 9605.4864 | 13872.375 | 195.8208 | 282.8071 | 119.6241 | 0 | 161.8352 | 2855023.8603 | 114098.5282 | 3236037.1447 | 2929590.8156 | 0 | 523866.9691 | 0 | 3766860.754 | 9800598.9925 | 6689110.1945 | 29915187.2589 | 961560.8286 | 11880569.6211 | 11880569.6211 | 1478867.319 | 5633948.9183 | 0 | 42757317.7086 | 61750703.5669 | 42169.6503 | 4.4513 | 9605.4864 | 13872.375 | 195.8208 | 282.8071
1 | 3600 | 707 | 0.03 | 15 | 15 | 7 | 5.6234e-11 | 5spot_SharedNeighbor | Water | Porous | Wet | R245fa | MinimizeLCOE_Brownfield | IgnoreSilica | 2019 | 86.1398 | 18.8728 | 1.2987 | 4 | 8821.5643 | 12477.8289 | 179.8395 | 254.3774 | 119.5792 | 0 | 138.7235 | 3115839.0903 | 124367.4844 | 3573323.6446 | 3314004.3023 | 0 | 521804.9045 | 0 | 4153242.3762 | 10805884.7157 | 7375238.3572 | 32983704.8751 | 961560.8286 | 11880569.6211 | 11880569.6211 | 1478867.319 | 5633948.9183 | 0 | 45825835.3248 | 64819221.1832 | 56234.1325 | 5.1948 | 8821.5643 | 12477.8289 | 179.8395 | 254.3774
1 | 3600 | 707 | 0.03 | 15 | 15 | 7 | 7.4989e-11 | 5spot_SharedNeighbor | Water | Porous | Wet | R245fa | MinimizeLCOE_Brownfield | IgnoreSilica | 2019 | 95.3233 | 20.8586 | 1.4748 | 4 | 8224.7751 | 11444.4399 | 167.6732 | 233.3104 | 119.4943 | 0 | 187.2457 | 3342976.3581 | 133251.6009 | 3871316.7461 | 3662673.362 | 0 | 508795.8995 | 0 | 4492415.447 | 11688343.472 | 7977534.5911 | 35677307.4767 | 961560.8286 | 11880569.6211 | 11880569.6211 | 1478867.319 | 5633948.9183 | 0 | 48519437.9264 | 67512823.7848 | 74989.4209 | 5.8992 | 8224.7751 | 11444.4399 | 167.6732 | 233.3104
1 | 3600 | 707 | 0.03 | 15 | 15 | 7 | 1e-10 | 5spot_SharedNeighbor | Water | Porous | Wet | R245fa | MinimizeLCOE_Brownfield | IgnoreSilica | 2019 | 103.3398 | 22.5777 | 1.6339 | 4 | 7772.025 | 10678.2212 | 158.4432 | 217.69 | 119.3892 | 0 | 200.2157 | 3533792.912 | 140666.382 | 4124828.0299 | 3965891.5343 | 0 | 488186.7966 | 0 | 4778812.6054 | 12433490.13 | 8486112.4964 | 37951780.8868 | 961560.8286 | 11880569.6211 | 11880569.6211 | 1478867.319 | 5633948.9183 | 0 | 50793911.3365 | 69787297.1948 | 100000 | 6.5355 | 7772.025 | 10678.2212 | 158.4432 | 217.69
1 | 3600 | 707 | 0.03 | 15 | 15 | 7 | 1.3335e-10 | 5spot_SharedNeighbor | Water | Porous | Wet | R245fa | MinimizeLCOE_Brownfield | IgnoreSilica | 2019 | 110.0567 | 24.0067 | 1.7714 | 4 | 7429.4301 | 10109.9698 | 151.459 | 206.1054 | 119.2806 | 0 | 186.585 | 3688610.87 | 146645.8705 | 4332716.9293 | 4219048.3682 | 0 | 463157.3673 | 0 | 5011569.9681 | 13039077.0426 | 8899438.0078 | 39800264.4239 | 961560.8286 | 11880569.6211 | 11880569.6211 | 1478867.319 | 5633948.9183 | 0 | 52642394.8736 | 71635780.7319 | 133352.1432 | 7.0857 | 7429.4301 | 10109.9698 | 151.459 | 206.1054
1 | 3600 | 707 | 0.03 | 15 | 15 | 7 | 1.7783e-10 | 5spot_SharedNeighbor | Water | Porous | Wet | R245fa | MinimizeLCOE_Brownfield | IgnoreSilica | 2019 | 115.5324 | 25.1633 | 1.8865 | 4 | 7170.6669 | 9687.6997 | 146.1837 | 197.4969 | 119.1791 | 0 | 197.37 | 3811543.3216 | 151368.5133 | 4499245.7722 | 4424770.6651 | 0 | 436911.8944 | 0 | 5196297.665 | 13519700.617 | 9227473.4732 | 41267311.9216 | 961560.8286 | 11880569.6211 | 11880569.6211 | 1478867.319 | 5633948.9183 | 0 | 54109442.3713 | 73102828.2297 | 177827.941 | 7.5459 | 7170.6669 | 9687.6997 | 146.1837 | 197.4969
1 | 3600 | 707 | 0.03 | 15 | 15 | 7 | 2.3714e-10 | 5spot_SharedNeighbor | Water | Porous | Wet | R245fa | MinimizeLCOE_Brownfield | IgnoreSilica | 2019 | 119.9124 | 26.0829 | 1.9804 | 4 | 6975.4829 | 9373.176 | 142.2047 | 191.0849 | 119.09 | 0 | 192.7906 | 3907823.0172 | 155050.5098 | 4630597.629 | 4588882.4906 | 0 | 411820.6209 | 0 | 5340727.9643 | 13895478.6292 | 9483949.688 | 42414330.549 | 961560.8286 | 11880569.6211 | 11880569.6211 | 1478867.319 | 5633948.9183 | 0 | 55256460.9986 | 74249846.857 | 237137.3706 | 7.9215 | 6975.4829 | 9373.176 | 142.2047 | 191.0849
1 | 3600 | 707 | 0.03 | 15 | 15 | 7 | 3.1623e-10 | 5spot_SharedNeighbor | Water | Porous | Wet | R245fa | MinimizeLCOE_Brownfield | IgnoreSilica | 2019 | 123.3398 | 26.7989 | 2.0552 | 4 | 6828.4049 | 9138.7689 | 139.2063 | 186.3062 | 119.0156 | 0 | 202.5916 | 3981922.7074 | 157873.7393 | 4732259.6912 | 4717021.8113 | 0 | 389060.7638 | 0 | 5451474.0981 | 14183617.3521 | 9680610.287 | 43293840.4501 | 961560.8286 | 11880569.6211 | 11880569.6211 | 1478867.319 | 5633948.9183 | 0 | 56135970.8997 | 75129356.7581 | 316227.766 | 8.2209 | 6828.4049 | 9138.7689 | 139.2063 | 186.3062
1 | 3600 | 707 | 0.03 | 15 | 15 | 7 | 4.217e-10 | 5spot_SharedNeighbor | Water | Porous | Wet | R245fa | MinimizeLCOE_Brownfield | IgnoreSilica | 2019 | 125.9876 | 27.3494 | 2.1139 | 4 | 6717.6594 | 8963.8796 | 136.9486 | 182.7408 | 118.9553 | 0 | 218.6702 | 4038382.3283 | 160018.0773 | 4810072.3499 | 4815582.2348 | 0 | 369308.7647 | 0 | 5535411.8644 | 14402006.2021 | 9829665.1646 | 43960446.986 | 961560.8286 | 11880569.6211 | 11880569.6211 | 1478867.319 | 5633948.9183 | 0 | 56802577.4357 | 75795963.2941 | 421696.5034 | 8.4557 | 6717.6594 | 8963.8796 | 136.9486 | 182.7408
1 | 3600 | 707 | 0.03 | 15 | 15 | 7 | 5.6234e-10 | 5spot_SharedNeighbor | Water | Porous | Wet | R245fa | MinimizeLCOE_Brownfield | IgnoreSilica | 2019 | 128.3628 | 27.8414 | 2.1645 | 4 | 6630.2271 | 8824.0026 | 135.1661 | 179.8892 | 118.8994 | 0 | 210.9463 | 4088481.8746 | 161916.0468 | 4879371.1189 | 4903768.0078 | 0 | 353855.2374 | 0 | 5611082.9913 | 14598886.9521 | 9964040.3219 | 44561402.5508 | 961560.8286 | 11880569.6211 | 11880569.6211 | 1478867.319 | 5633948.9183 | 0 | 57403533.0004 | 76396918.8588 | 562341.3252 | 8.6579 | 6630.2271 | 8824.0026 | 135.1661 | 179.8892
1 | 3600 | 707 | 0.03 | 15 | 15 | 7 | 7.4989e-10 | 5spot_SharedNeighbor | Water | Porous | Wet | R245fa | MinimizeLCOE_Brownfield | IgnoreSilica | 2019 | 129.8735 | 28.1534 | 2.1989 | 4 | 6568.3637 | 8727.7963 | 133.905 | 177.9279 | 118.8627 | 0 | 176.5788 | 4120074.8476 | 163110.3982 | 4923198.6982 | 4959772.3704 | 0 | 340310.0238 | 0 | 5657521.8719 | 14719711.3934 | 10046505.4858 | 44930205.0893 | 961560.8286 | 11880569.6211 | 11880569.6211 | 1478867.319 | 5633948.9183 | 0 | 57772335.539 | 76765721.3973 | 749894.2093 | 8.7955 | 6568.3637 | 8727.7963 | 133.905 | 177.9279
1 | 3600 | 707 | 0.03 | 15 | 15 | 7 | 1e-09 | 5spot_SharedNeighbor | Water | Porous | Wet | R245fa | MinimizeLCOE_Brownfield | IgnoreSilica | 2019 | 131.0307 | 28.392 | 2.2253 | 4 | 6521.8668 | 8655.6553 | 132.9571 | 176.4572 | 118.8342 | 0 | 191.3757 | 4144138.8184 | 164018.8508 | 4956646.6945 | 5002632.8272 | 0 | 329572.7418 | 0 | 5692833.8737 | 14811585.9787 | 10109211.7781 | 45210641.5632 | 961560.8286 | 11880569.6211 | 11880569.6211 | 1478867.319 | 5633948.9183 | 0 | 58052772.0129 | 77046157.8713 | 1000000 | 8.9013 | 6521.8668 | 8655.6553 | 132.9571 | 176.4572
1 | 3600 | 707 | 0.03 | 15 | 15 | 7 | 1.3335e-09 | 5spot_SharedNeighbor | Water | Porous | Wet | R245fa | MinimizeLCOE_Brownfield | IgnoreSilica | 2019 | 131.9003 | 28.571 | 2.2453 | 4 | 6486.9347 | 8601.6865 | 132.2449 | 175.357 | 118.8124 | 0 | 174.2358 | 4162143.4786 | 164697.8237 | 4981709.703 | 5034816.7073 | 0 | 321071.1061 | 0 | 5719131.1393 | 14880006.0693 | 10155909.8959 | 45419485.9232 | 961560.8286 | 11880569.6211 | 11880569.6211 | 1478867.319 | 5633948.9183 | 0 | 58261616.3728 | 77255002.2312 | 1333521.4322 | 8.9814 | 6486.9347 | 8601.6865 | 132.2449 | 175.357
1 | 3600 | 707 | 0.03 | 15 | 15 | 7 | 1.7783e-09 | 5spot_SharedNeighbor | Water | Porous | Wet | R245fa | MinimizeLCOE_Brownfield | IgnoreSilica | 2019 | 132.5628 | 28.7073 | 2.2606 | 4 | 6460.7006 | 8561.1852 | 131.7101 | 174.5313 | 118.7957 | 0 | 196.2383 | 4175815.5025 | 165212.9888 | 5000762.9014 | 5059322.2372 | 0 | 314502.833 | 0 | 5739090.4206 | 14931936.025 | 10191353.1576 | 45577996.0661 | 961560.8286 | 11880569.6211 | 11880569.6211 | 1478867.319 | 5633948.9183 | 0 | 58420126.5158 | 77413512.3742 | 1778279.41 | 9.0424 | 6460.7006 | 8561.1852 | 131.7101 | 174.5313
1 | 3600 | 707 | 0.03 | 15 | 15 | 7 | 2.3714e-09 | 5spot_SharedNeighbor | Water | Porous | Wet | R245fa | MinimizeLCOE_Brownfield | IgnoreSilica | 2019 | 133.8 | 28.9618 | 2.2806 | 4 | 6440.9645 | 8523.0498 | 131.3078 | 173.7539 | 118.7653 | 0 | 192.9391 | 4201324.8552 | 166174.6661 | 5036316.4069 | 5105099.4533 | 0 | 315255.0481 | 0 | 5781426.4675 | 15042085.7349 | 10266532.598 | 45914215.23 | 961560.8286 | 11880569.6211 | 11880569.6211 | 1478867.319 | 5633948.9183 | 0 | 58756345.6797 | 77749731.5381 | 2371373.7057 | 9.1223 | 6440.9645 | 8523.0498 | 131.3078 | 173.7539
1 | 3600 | 707 | 0.03 | 15 | 15 | 7 | 3.1623e-09 | 5spot_SharedNeighbor | Water | Porous | Wet | R245fa | MinimizeLCOE_Brownfield | IgnoreSilica | 2019 | 134.9935 | 29.2086 | 2.2988 | 4 | 6425.8916 | 8491.4618 | 131.0005 | 173.1099 | 118.7392 | 0 | 199.5622 | 4226067.6903 | 167110.8924 | 5070716.8362 | 5149373.2286 | 0 | 317829.3668 | 0 | 5823128.2256 | 15150585.1552 | 10340585.6818 | 46245397.077 | 961560.8286 | 11880569.6211 | 11880569.6211 | 1478867.319 | 5633948.9183 | 0 | 59087527.5267 | 78080913.385 | 3162277.6602 | 9.1952 | 6425.8916 | 8491.4618 | 131.0005 | 173.1099
1 | 3600 | 707 | 0.03 | 15 | 15 | 7 | 4.217e-09 | 5spot_SharedNeighbor | Water | Porous | Wet | R245fa | MinimizeLCOE_Brownfield | IgnoreSilica | 2019 | 135.2862 | 29.2691 | 2.3056 | 4 | 6414.6563 | 8474.169 | 130.7714 | 172.7574 | 118.7327 | 0 | 193.4355 | 4232115.5392 | 167339.5536 | 5079134.3191 | 5160223.1153 | 0 | 314943.3236 | 0 | 5831964.7818 | 15173576.0618 | 10356277.448 | 46315574.1425 | 961560.8286 | 11880569.6211 | 11880569.6211 | 1478867.319 | 5633948.9183 | 0 | 59157704.5922 | 78151090.4506 | 4216965.0343 | 9.2223 | 6414.6563 | 8474.169 | 130.7714 | 172.7574
1 | 3600 | 707 | 0.03 | 15 | 15 | 7 | 5.6234e-09 | 5spot_SharedNeighbor | Water | Porous | Wet | R245fa | MinimizeLCOE_Brownfield | IgnoreSilica | 2019 | 135.5077 | 29.3148 | 2.3107 | 4 | 6406.2265 | 8461.1878 | 130.5996 | 172.4928 | 118.7278 | 0 | 195.3658 | 4236688.9788 | 167512.4329 | 5085501.7357 | 5168434.5402 | 0 | 312765.0131 | 0 | 5838652.0533 | 15190974.9704 | 10368152.5606 | 46368682.2849 | 961560.8286 | 11880569.6211 | 11880569.6211 | 1478867.319 | 5633948.9183 | 0 | 59210812.7346 | 78204198.5929 | 5623413.2519 | 9.2427 | 6406.2265 | 8461.1878 | 130.5996 | 172.4928
1 | 3600 | 707 | 0.03 | 15 | 15 | 7 | 7.4989e-09 | 5spot_SharedNeighbor | Water | Porous | Wet | R245fa | MinimizeLCOE_Brownfield | IgnoreSilica | 2019 | 135.6781 | 29.35 | 2.3146 | 4 | 6399.9023 | 8451.4138 | 130.4707 | 172.2935 | 118.7241 | 0 | 204.1789 | 4240204.6284 | 167645.3062 | 5090397.6064 | 5174750.5901 | 0 | 311148.1767 | 0 | 5843817.0601 | 15204413.2586 | 10377324.4684 | 46409701.0949 | 961560.8286 | 11880569.6211 | 11880569.6211 | 1478867.319 | 5633948.9183 | 0 | 59251831.5445 | 78245217.4029 | 7498942.0933 | 9.2582 | 6399.9023 | 8451.4138 | 130.4707 | 172.2935
1 | 3600 | 707 | 0.03 | 15 | 15 | 7 | 1e-08 | 5spot_SharedNeighbor | Water | Porous | Wet | R245fa | MinimizeLCOE_Brownfield | IgnoreSilica | 2019 | 135.8024 | 29.3757 | 2.3174 | 4 | 6395.1583 | 8444.1226 | 130.374 | 172.1449 | 118.7213 | 0 | 210.5523 | 4242767.1252 | 167742.1427 | 5093966.8053 | 5179356.4443 | 0 | 309898.0506 | 0 | 5847554.9216 | 15214138.4075 | 10383962.0824 | 46439385.9795 | 961560.8286 | 11880569.6211 | 11880569.6211 | 1478867.319 | 5633948.9183 | 0 | 59281516.4292 | 78274902.2875 | 10000000 | 9.2697 | 6395.1583 | 8444.1226 | 130.374 | 172.1449
1 | 3700 | 707 | 0.03 | 15 | 15 | 7 | 1e-13 | 5spot_SharedNeighbor | Water | Porous | Wet | R245fa | MinimizeLCOE_Brownfield | IgnoreSilica | 2019 | 0 | 0 | 0 | 0 |  |  |  |  | 15 |  | 24.5968 | [19 empty] | 100 | 0
1 | 3700 | 707 | 0.03 | 15 | 15 | 7 | 1.3335e-13 | 5spot_SharedNeighbor | Water | Porous | Wet | R245fa | MinimizeLCOE_Brownfield | IgnoreSilica | 2019 | 0 | 0 | 0 | 0 |  |  |  |  | 15 |  | 26.3231 | [19 empty] | 133.3521 | 0
1 | 3700 | 707 | 0.03 | 15 | 15 | 7 | 1.7783e-13 | 5spot_SharedNeighbor | Water | Porous | Wet | R245fa | MinimizeLCOE_Brownfield | IgnoreSilica | 2019 | 0 | 0 | 0 | 0 |  |  |  |  | 15 |  | 25.5412 | [19 empty] | 177.8279 | 0
1 | 3700 | 707 | 0.03 | 15 | 15 | 7 | 2.3714e-13 | 5spot_SharedNeighbor | Water | Porous | Wet | R245fa | MinimizeLCOE_Brownfield | IgnoreSilica | 2019 | 0 | 0 | 0 | 0 |  |  |  |  | 15 |  | 25.0486 | [19 empty] | 237.1374 | 0
1 | 3700 | 707 | 0.03 | 15 | 15 | 7 | 3.1623e-13 | 5spot_SharedNeighbor | Water | Porous | Wet | R245fa | MinimizeLCOE_Brownfield | IgnoreSilica | 2019 | 0 | 0 | 0 | 0 |  |  |  |  | 15 |  | 26.3758 | [19 empty] | 316.2278 | 0
1 | 3700 | 707 | 0.03 | 15 | 15 | 7 | 4.217e-13 | 5spot_SharedNeighbor | Water | Porous | Wet | R245fa | MinimizeLCOE_Brownfield | IgnoreSilica | 2019 | 1.5542 | 0.24556 | 0.0038651 | 4 | 937494.3826 | 2203767.2405 | 19112.091 | 44926.776 | 99.4942 | 0 | 257.2814 | 131802.6496 | 4588.6796 | 112429.5776 | 75085.8944 | 0 | 74828.9229 | 0 | 155506.9324 | 404597.1393 | 276145.8612 | 1234985.6571 | 961560.8286 | 12297657.4024 | 12297657.4024 | 1478867.319 | 5800784.0308 | 0 | 14494203.8881 | 34071512.6404 | 421.6965 | 0.015461 | 937494.3826 | 2203767.2405 | 19112.091 | 44926.776
1 | 3700 | 707 | 0.03 | 15 | 15 | 7 | 5.6234e-13 | 5spot_SharedNeighbor | Water | Porous | Wet | R245fa | MinimizeLCOE_Brownfield | IgnoreSilica | 2019 | 2.2154 | 0.38999 | 0.0092553 | 4 | 404454.3225 | 933267.1254 | 8245.3484 | 19025.9127 | 105.7451 | 0 | 391.4633 | 189371.3306 | 6902.8397 | 162020.5867 | 100356.3962 | 0 | 94801.9607 | 0 | 215846.7144 | 561588.8746 | 383295.9464 | 1714184.6493 | 961560.8286 | 12297657.4024 | 12297657.4024 | 1478867.319 | 5800784.0308 | 0 | 14973402.8804 | 34550711.6326 | 562.3413 | 0.037021 | 404454.3225 | 933267.1254 | 8245.3484 | 19025.9127
1 | 3700 | 707 | 0.03 | 15 | 15 | 7 | 7.4989e-13 | 5spot_SharedNeighbor | Water | Porous | Wet | R245fa | MinimizeLCOE_Brownfield | IgnoreSilica | 2019 | 3.0517 | 0.57718 | 0.017239 | 4 | 225282.7757 | 509190.8266 | 4592.6941 | 10380.5437 | 110.1111 | 0 | 552.7679 | 255479.0588 | 9613.8086 | 221000.0263 | 132627.7841 | 0 | 115961.1929 | 0 | 286525.9296 | 745481.6942 | 508806.5744 | 2275496.069 | 961560.8286 | 12297657.4024 | 12297657.4024 | 1478867.319 | 5800784.0308 | 0 | 15534714.3 | 35112023.0523 | 749.8942 | 0.068957 | 225282.7757 | 509190.8266 | 4592.6941 | 10380.5437
1 | 3700 | 707 | 0.03 | 15 | 15 | 7 | 1e-12 | 5spot_SharedNeighbor | Water | Porous | Wet | R245fa | MinimizeLCOE_Brownfield | IgnoreSilica | 2019 | 4.0971 | 0.81438 | 0.028472 | 4 | 142131.1579 | 314032.28 | 2897.5359 | 6401.9728 | 113.2245 | 0 | 74.2468 | 330712.8596 | 12730.0969 | 290417.8416 | 173324.3139 | 0 | 138064.4589 | 0 | 368647.3327 | 959144.7396 | 654635.9932 | 2927677.6364 | 961560.8286 | 12297657.4024 | 12297657.4024 | 1478867.319 | 5800784.0308 | 0 | 16186895.8674 | 35764204.6196 | 1000 | 0.11389 | 142131.1579 | 314032.28 | 2897.5359 | 6401.9728
1 | 3700 | 707 | 0.03 | 15 | 15 | 7 | 1.3335e-12 | 5spot_SharedNeighbor | Water | Porous | Wet | R245fa | MinimizeLCOE_Brownfield | IgnoreSilica | 2019 | 5.4201 | 1.1165 | 0.043795 | 4 | 96799.277 | 208554.7932 | 1973.3842 | 4251.6716 | 115.5221 | 0 | 88.3478 | 417575.5338 | 16342.0941 | 373207.1012 | 224905.3412 | 0 | 161950.1548 | 0 | 465652.2878 | 1211531.7345 | 826895.3033 | 3698059.5508 | 961560.8286 | 12297657.4024 | 12297657.4024 | 1478867.319 | 5800784.0308 | 0 | 16957277.7818 | 36534586.534 | 1333.5214 | 0.17518 | 96799.277 | 208554.7932 | 1973.3842 | 4251.6716
1 | 3700 | 707 | 0.03 | 15 | 15 | 7 | 1.7783e-12 | 5spot_SharedNeighbor | Water | Porous | Wet | R245fa | MinimizeLCOE_Brownfield | IgnoreSilica | 2019 | 7.0254 | 1.484 | 0.064102 | 4 | 69537.9184 | 145890.439 | 1417.6245 | 2974.1739 | 117.1525 | 0 | 100.548 | 514065.6863 | 20354.6484 | 468048.2152 | 287715.0241 | 0 | 185568.9794 | 0 | 575543.4958 | 1497446.116 | 1022037.7436 | 4570779.9088 | 961560.8286 | 12297657.4024 | 12297657.4024 | 1478867.319 | 5800784.0308 | 0 | 17829998.1398 | 37407306.8921 | 1778.2794 | 0.25641 | 69537.9184 | 145890.439 | 1417.6245 | 2974.1739
1 | 3700 | 707 | 0.03 | 15 | 15 | 7 | 2.3714e-12 | 5spot_SharedNeighbor | Water | Porous | Wet | R245fa | MinimizeLCOE_Brownfield | IgnoreSilica | 2019 | 9.4024 | 2.0317 | 0.092254 | 4 | 51676.7983 | 104729.6843 | 1053.5014 | 2135.0563 | 118.6527 | 0 | 103.1057 | 645699.8082 | 25833.8427 | 601146.0712 | 380813.7568 | 0 | 222456.7501 | 0 | 731620.5893 | 1903526.6973 | 1299196.0845 | 5810293.6001 | 961560.8286 | 12297657.4024 | 12297657.4024 | 1478867.319 | 5800784.0308 | 0 | 19069511.8312 | 38646820.5834 | 2371.3737 | 0.36901 | 51676.7983 | 104729.6843 | 1053.5014 | 2135.0563
1 | 3700 | 707 | 0.03 | 15 | 15 | 7 | 3.1623e-12 | 5spot_SharedNeighbor | Water | Porous | Wet | R245fa | MinimizeLCOE_Brownfield | IgnoreSilica | 2019 | 11.9776 | 2.625 | 0.12807 | 4 | 39650.0269 | 77866.2234 | 808.3194 | 1587.4083 | 119.5988 | 0 | 89.4899 | 776612.7493 | 31269.1094 | 737395.2654 | 481597.1279 | 0 | 250178.5538 | 0 | 888050.5943 | 2310525.4821 | 1576981.1181 | 7052610.0004 | 961560.8286 | 12297657.4024 | 12297657.4024 | 1478867.319 | 5800784.0308 | 0 | 20311828.2314 | 39889136.9837 | 3162.2777 | 0.51228 | 39650.0269 | 77866.2234 | 808.3194 | 1587.4083
1 | 3700 | 707 | 0.03 | 15 | 15 | 7 | 4.217e-12 | 5spot_SharedNeighbor | Water | Porous | Wet | R245fa | MinimizeLCOE_Brownfield | IgnoreSilica | 2019 | 15.4271 | 3.4202 | 0.17546 | 4 | 31206.756 | 59100.9772 | 636.1919 | 1204.8534 | 120.3756 | 0 | 84.4922 | 938936.2545 | 37991.3988 | 910760.0007 | 616669.8449 | 0 | 286167.4037 | 0 | 1088304.712 | 2831545.6186 | 1932588.0671 | 8642963.3002 | 961560.8286 | 12297657.4024 | 12297657.4024 | 1478867.319 | 5800784.0308 | 0 | 21902181.5313 | 41479490.2835 | 4216.965 | 0.70184 | 31206.756 | 59100.9772 | 636.1919 | 1204.8534
1 | 3700 | 707 | 0.03 | 15 | 15 | 7 | 5.6234e-12 | 5spot_SharedNeighbor | Water | Porous | Wet | R245fa | MinimizeLCOE_Brownfield | IgnoreSilica | 2019 | 19.6996 | 4.4061 | 0.23679 | 4 | 25098.082 | 45767.4401 | 511.6583 | 933.0312 | 120.9661 | 0 | 103.0639 | 1125322.0625 | 45689.9314 | 1114876.1303 | 784255.9805 | 0 | 324097.2222 | 0 | 1323754.1175 | 3444136.6745 | 2350694.0503 | 10512826.1693 | 961560.8286 | 12297657.4024 | 12297657.4024 | 1478867.319 | 5800784.0308 | 0 | 23772044.4004 | 43349353.1526 | 5623.4133 | 0.94717 | 25098.082 | 45767.4401 | 511.6583 | 933.0312
1 | 3700 | 707 | 0.03 | 15 | 15 | 7 | 7.4989e-12 | 5spot_SharedNeighbor | Water | Porous | Wet | R245fa | MinimizeLCOE_Brownfield | IgnoreSilica | 2019 | 25.0197 | 5.6342 | 0.31569 | 4 | 20582.3118 | 36085.882 | 419.5983 | 735.6595 | 121.4235 | 0 | 101.3003 | 1341041.6408 | 54576.6946 | 1356783.181 | 993081.9299 | 0 | 365038.5663 | 0 | 1603103.5849 | 4170946.6862 | 2846756.8177 | 12731329.1015 | 961560.8286 | 12297657.4024 | 12297657.4024 | 1478867.319 | 5800784.0308 | 0 | 25990547.3325 | 45567856.0847 | 7498.9421 | 1.2628 | 20582.3118 | 36085.882 | 419.5983 | 735.6595
1 | 3700 | 707 | 0.03 | 15 | 15 | 7 | 1e-11 | 5spot_SharedNeighbor | Water | Porous | Wet | R245fa | MinimizeLCOE_Brownfield | IgnoreSilica | 2019 | 31.5024 | 7.1312 | 0.4156 | 4 | 17185.8164 | 28962.3707 | 350.3561 | 590.4371 | 121.7753 | 0 | 117.6156 | 1586042.2511 | 64641.3813 | 1637820.4402 | 1247596.1817 | 0 | 407128.0733 | 0 | 1927859.0477 | 5015893.7839 | 3423450.5738 | 15310431.733 | 961560.8286 | 12297657.4024 | 12297657.4024 | 1478867.319 | 5800784.0308 | 0 | 28569649.964 | 48146958.7163 | 10000 | 1.6624 | 17185.8164 | 28962.3707 | 350.3561 | 590.4371
1 | 3700 | 707 | 0.03 | 15 | 15 | 7 | 1.3335e-11 | 5spot_SharedNeighbor | Water | Porous | Wet | R245fa | MinimizeLCOE_Brownfield | IgnoreSilica | 2019 | 39.2929 | 8.9305 | 0.54011 | 4 | 14596.367 | 23658.1001 | 297.5667 | 482.3024 | 122.0468 | 0 | 98.2224 | 1861330.7633 | 75918.1086 | 1960439.7619 | 1553364.5967 | 0 | 449439.3164 | 0 | 2301192.0933 | 5987229.7872 | 4086407.3551 | 18275321.7823 | 961560.8286 | 12297657.4024 | 12297657.4024 | 1478867.319 | 5800784.0308 | 0 | 31534540.0134 | 51111848.7656 | 13335.2143 | 2.1604 | 14596.367 | 23658.1001 | 297.5667 | 482.3024
1 | 3700 | 707 | 0.03 | 15 | 15 | 7 | 1.7783e-11 | 5spot_SharedNeighbor | Water | Porous | Wet | R245fa | MinimizeLCOE_Brownfield | IgnoreSilica | 2019 | 48.4102 | 11.0351 | 0.69139 | 4 | 12604.3384 | 19683.2843 | 256.9565 | 401.2704 | 122.251 | 0 | 133.6972 | 2163412.5918 | 88253.5626 | 2321742.4039 | 1910563.3572 | 0 | 489606.584 | 0 | 2719695.6148 | 7076090.1034 | 4829576.8947 | 21598941.1124 | 961560.8286 | 12297657.4024 | 12297657.4024 | 1478867.319 | 5800784.0308 | 0 | 34858159.3434 | 54435468.0957 | 17782.7941 | 2.7656 | 12604.3384 | 19683.2843 | 256.9565 | 401.2704
1 | 3700 | 707 | 0.03 | 15 | 15 | 7 | 2.3714e-11 | 5spot_SharedNeighbor | Water | Porous | Wet | R245fa | MinimizeLCOE_Brownfield | IgnoreSilica | 2019 | 58.5734 | 13.3779 | 0.86783 | 4 | 11065.3277 | 16705.0428 | 225.5817 | 340.5549 | 122.3866 | 0 | 153.8281 | 2480322.6141 | 101148.9767 | 2708092.5124 | 2308504.0211 | 0 | 522732.3402 | 0 | 3167112.1812 | 8240176.2314 | 5624089.5966 | 25152178.4736 | 961560.8286 | 12297657.4024 | 12297657.4024 | 1478867.319 | 5800784.0308 | 0 | 38411396.7047 | 57988705.4569 | 23713.7371 | 3.4713 | 11065.3277 | 16705.0428 | 225.5817 | 340.5549
1 | 3700 | 707 | 0.03 | 15 | 15 | 7 | 3.1623e-11 | 5spot_SharedNeighbor | Water | Porous | Wet | R245fa | MinimizeLCOE_Brownfield | IgnoreSilica | 2019 | 69.2922 | 15.8402 | 1.0631 | 4 | 9878.2611 | 14482.0256 | 201.3817 | 295.2357 | 122.4486 | 0 | 149.3476 | 2795898.2294 | 113930.8503 | 3099862.1305 | 2727575.2594 | 0 | 544394.7594 | 0 | 3619847.8794 | 9418101.6492 | 6428047.8982 | 28747658.656 | 961560.8286 | 12297657.4024 | 12297657.4024 | 1478867.319 | 5800784.0308 | 0 | 42006876.8871 | 61584185.6393 | 31622.7766 | 4.2525 | 9878.2611 | 14482.0256 | 201.3817 | 295.2357
1 | 3700 | 707 | 0.03 | 15 | 15 | 7 | 4.217e-11 | 5spot_SharedNeighbor | Water | Porous | Wet | R245fa | MinimizeLCOE_Brownfield | IgnoreSilica | 2019 | 79.9519 | 18.2745 | 1.2669 | 4 | 8966.7128 | 12829.9575 | 182.7986 | 261.556 | 122.4389 | 0 | 152.2852 | 3093318.0172 | 125907.1492 | 3475460.6503 | 3143287.1576 | 0 | 551984.4976 | 0 | 4052083.4141 | 10542689.8468 | 7195602.4511 | 32180333.184 | 961560.8286 | 12297657.4024 | 12297657.4024 | 1478867.319 | 5800784.0308 | 0 | 45439551.415 | 65016860.1672 | 42169.6503 | 5.0676 | 8966.7128 | 12829.9575 | 182.7986 | 261.556
1 | 3700 | 707 | 0.03 | 15 | 15 | 7 | 5.6234e-11 | 5spot_SharedNeighbor | Water | Porous | Wet | R245fa | MinimizeLCOE_Brownfield | IgnoreSilica | 2019 | 90.0102 | 20.5536 | 1.4678 | 4 | 8270.1275 | 11604.6536 | 168.5977 | 236.5766 | 122.3719 | 0 | 165.9727 | 3360535.3605 | 136595.1174 | 3818276.6232 | 3534258.6879 | 0 | 546062.0797 | 0 | 4444333.8688 | 11563245.0684 | 7892152.3601 | 35295459.1659 | 961560.8286 | 12297657.4024 | 12297657.4024 | 1478867.319 | 5800784.0308 | 0 | 48554677.3969 | 68131986.1492 | 56234.1325 | 5.8711 | 8270.1275 | 11604.6536 | 168.5977 | 236.5766
1 | 3700 | 707 | 0.03 | 15 | 15 | 7 | 7.4989e-11 | 5spot_SharedNeighbor | Water | Porous | Wet | R245fa | MinimizeLCOE_Brownfield | IgnoreSilica | 2019 | 99.0675 | 22.5881 | 1.6557 | 4 | 7740.0203 | 10696.1228 | 157.7908 | 218.0549 | 122.2684 | 0 | 197.7356 | 3590926.0882 | 145745.2071 | 4118045.4692 | 3885022.831 | 0 | 529332.355 | 0 | 4784938.0607 | 12449427.3083 | 8496989.948 | 38000427.2676 | 961560.8286 | 12297657.4024 | 12297657.4024 | 1478867.319 | 5800784.0308 | 0 | 51259645.4986 | 70836954.2509 | 74989.4209 | 6.6227 | 7740.0203 | 10696.1228 | 157.7908 | 218.0549
1 | 3700 | 707 | 0.03 | 15 | 15 | 7 | 1e-10 | 5spot_SharedNeighbor | Water | Porous | Wet | R245fa | MinimizeLCOE_Brownfield | IgnoreSilica | 2019 | 106.8749 | 24.3265 | 1.8232 | 4 | 7337.9026 | 10022.3398 | 149.5931 | 204.319 | 122.1494 | 0 | 210.6848 | 3782247.3867 | 153291.5417 | 4370044.055 | 4186270.7388 | 0 | 505244.0426 | 0 | 5068868.1282 | 13188155.1019 | 9001186.8465 | 40255307.8413 | 961560.8286 | 12297657.4024 | 12297657.4024 | 1478867.319 | 5800784.0308 | 0 | 53514526.0724 | 73091834.8246 | 100000 | 7.2929 | 7337.9026 | 10022.3398 | 149.5931 | 204.319
1 | 3700 | 707 | 0.03 | 15 | 15 | 7 | 1.3335e-10 | 5spot_SharedNeighbor | Water | Porous | Wet | R245fa | MinimizeLCOE_Brownfield | IgnoreSilica | 2019 | 113.3935 | 25.766 | 1.9671 | 4 | 7033.5987 | 9521.7414 | 143.3894 | 194.1136 | 122.0305 | 0 | 191.4069 | 3937085.3964 | 159360.5257 | 4576101.292 | 4436934.6578 | 0 | 477664.0248 | 0 | 5298986.8997 | 13786876.9413 | 9409826.8044 | 42082836.5421 | 961560.8286 | 12297657.4024 | 12297657.4024 | 1478867.319 | 5800784.0308 | 0 | 55342054.7731 | 74919363.5254 | 133352.1432 | 7.8682 | 7033.5987 | 9521.7414 | 143.3894 | 194.1136
1 | 3700 | 707 | 0.03 | 15 | 15 | 7 | 1.7783e-10 | 5spot_SharedNeighbor | Water | Porous | Wet | R245fa | MinimizeLCOE_Brownfield | IgnoreSilica | 2019 | 118.6601 | 26.9198 | 2.0862 | 4 | 6803.7485 | 9149.785 | 138.7036 | 186.5307 | 121.9223 | 0 | 223.2427 | 4058914.9713 | 164107.2902 | 4739673.1352 | 4638152.0173 | 0 | 449342.9662 | 0 | 5479574.2483 | 14256728.1788 | 9730509.9285 | 43517002.7357 | 961560.8286 | 12297657.4024 | 12297657.4024 | 1478867.319 | 5800784.0308 | 0 | 56776220.9668 | 76353529.719 | 177827.941 | 8.3448 | 6803.7485 | 9149.785 | 138.7036 | 186.5307
1 | 3700 | 707 | 0.03 | 15 | 15 | 7 | 2.3714e-10 | 5spot_SharedNeighbor | Water | Porous | Wet | R245fa | MinimizeLCOE_Brownfield | IgnoreSilica | 2019 | 122.8601 | 27.834 | 2.1829 | 4 | 6630.3311 | 8872.4582 | 135.1683 | 180.8771 | 121.8286 | 0 | 213.7997 | 4154059.1092 | 167796.1386 | 4868319.333 | 4797877.4494 | 0 | 422791.7061 | 0 | 5620229.0572 | 14622683.1392 | 9980281.7086 | 44634037.6413 | 961560.8286 | 12297657.4024 | 12297657.4024 | 1478867.319 | 5800784.0308 | 0 | 57893255.8723 | 77470564.6246 | 237137.3706 | 8.7316 | 6630.3311 | 8872.4582 | 135.1683 | 180.8771
1 | 3700 | 707 | 0.03 | 15 | 15 | 7 | 3.1623e-10 | 5spot_SharedNeighbor | Water | Porous | Wet | R245fa | MinimizeLCOE_Brownfield | IgnoreSilica | 2019 | 126.1339 | 28.5429 | 2.2596 | 4 | 6499.6127 | 8665.6274 | 132.5034 | 176.6605 | 121.7512 | 0 | 204.5834 | 4227032.4889 | 170614.4475 | 4967528.215 | 4922040.3857 | 0 | 398984.8833 | 0 | 5727618.164 | 14902087.5666 | 10170980.9715 | 45486887.1224 | 961560.8286 | 12297657.4024 | 12297657.4024 | 1478867.319 | 5800784.0308 | 0 | 58746105.3535 | 78323414.1057 | 316227.766 | 9.0384 | 6499.6127 | 8665.6274 | 132.5034 | 176.6605
1 | 3700 | 707 | 0.03 | 15 | 15 | 7 | 4.217e-10 | 5spot_SharedNeighbor | Water | Porous | Wet | R245fa | MinimizeLCOE_Brownfield | IgnoreSilica | 2019 | 128.6601 | 29.0876 | 2.3196 | 4 | 6401.1603 | 8511.1357 | 130.4963 | 173.511 | 121.6889 | 0 | 224.9226 | 4282639.4824 | 172755.4078 | 5043449.2885 | 5017640.024 | 0 | 378534.9035 | 0 | 5809057.4514 | 15113975.8871 | 10315599.1041 | 46133651.5488 | 961560.8286 | 12297657.4024 | 12297657.4024 | 1478867.319 | 5800784.0308 | 0 | 59392869.7798 | 78970178.5321 | 421696.5034 | 9.2785 | 6401.1603 | 8511.1357 | 130.4963 | 173.511
1 | 3700 | 707 | 0.03 | 15 | 15 | 7 | 5.6234e-10 | 5spot_SharedNeighbor | Water | Porous | Wet | R245fa | MinimizeLCOE_Brownfield | IgnoreSilica | 2019 | 130.5897 | 29.5023 | 2.366 | 4 | 6327.0614 | 8395.6599 | 128.9857 | 171.1569 | 121.6398 | 0 | 199.1485 | 4324707.0997 | 174371.1452 | 5101073.4796 | 5090538.2454 | 0 | 361475.9654 | 0 | 5870344.7148 | 15273432.7746 | 10424431.7063 | 46620375.1311 | 961560.8286 | 12297657.4024 | 12297657.4024 | 1478867.319 | 5800784.0308 | 0 | 59879593.3621 | 79456902.1143 | 562341.3252 | 9.464 | 6327.0614 | 8395.6599 | 128.9857 | 171.1569
1 | 3700 | 707 | 0.03 | 15 | 15 | 7 | 7.4989e-10 | 5spot_SharedNeighbor | Water | Porous | Wet | R245fa | MinimizeLCOE_Brownfield | IgnoreSilica | 2019 | 132.3802 | 29.8862 | 2.4066 | 4 | 6267.9674 | 8301.6617 | 127.781 | 169.2406 | 121.5933 | 0 | 187.9256 | 4363438.7086 | 175855.853 | 5154268.9059 | 5158089.2611 | 0 | 348658.1101 | 0 | 5928121.2271 | 15423755.4081 | 10527029.9925 | 47079217.4664 | 961560.8286 | 12297657.4024 | 12297657.4024 | 1478867.319 | 5800784.0308 | 0 | 60338435.6975 | 79915744.4497 | 749894.2093 | 9.6265 | 6267.9674 | 8301.6617 | 127.781 | 169.2406
1 | 3700 | 707 | 0.03 | 15 | 15 | 7 | 1e-09 | 5spot_SharedNeighbor | Water | Porous | Wet | R245fa | MinimizeLCOE_Brownfield | IgnoreSilica | 2019 | 135.0861 | 30.4672 | 2.4532 | 4 | 6226.3047 | 8221.3653 | 126.9316 | 167.6037 | 121.5273 | 0 | 201.6621 | 4421850.6524 | 178097.6514 | 5234516.7292 | 5260259.5389 | 0 | 350836.3901 | 0 | 6023768.7752 | 15672610.7081 | 10696878.8483 | 47838819.2936 | 961560.8286 | 12297657.4024 | 12297657.4024 | 1478867.319 | 5800784.0308 | 0 | 61098037.5246 | 80675346.2769 | 1000000 | 9.8129 | 6226.3047 | 8221.3653 | 126.9316 | 167.6037
1 | 3700 | 707 | 0.03 | 15 | 15 | 7 | 1.3335e-09 | 5spot_SharedNeighbor | Water | Porous | Wet | R245fa | MinimizeLCOE_Brownfield | IgnoreSilica | 2019 | 135.9487 | 30.6526 | 2.4743 | 4 | 6194.8299 | 8172.879 | 126.29 | 166.6152 | 121.5073 | 0 | 203.3158 | 4440446.4065 | 178812.1257 | 5260066.1605 | 5292852.2088 | 0 | 342457.2691 | 0 | 6050707.3266 | 15742699.293 | 10744715.7476 | 48052756.5377 | 961560.8286 | 12297657.4024 | 12297657.4024 | 1478867.319 | 5800784.0308 | 0 | 61311974.7687 | 80889283.521 | 1333521.4322 | 9.8973 | 6194.8299 | 8172.879 | 126.29 | 166.6152
1 | 3700 | 707 | 0.03 | 15 | 15 | 7 | 1.7783e-09 | 5spot_SharedNeighbor | Water | Porous | Wet | R245fa | MinimizeLCOE_Brownfield | IgnoreSilica | 2019 | 136.6138 | 30.7955 | 2.4905 | 4 | 6171.1896 | 8136.4049 | 125.808 | 165.8716 | 121.4919 | 0 | 204.7432 | 4454744.7157 | 179361.1239 | 5279729.9905 | 5317972.8772 | 0 | 336064.5532 | 0 | 6071470.5716 | 15796720.9975 | 10781586.6709 | 48217651.5005 | 961560.8286 | 12297657.4024 | 12297657.4024 | 1478867.319 | 5800784.0308 | 0 | 61476869.7315 | 81054178.4838 | 1778279.41 | 9.9619 | 6171.1896 | 8136.4049 | 125.808 | 165.8716
1 | 3700 | 707 | 0.03 | 15 | 15 | 7 | 2.3714e-09 | 5spot_SharedNeighbor | Water | Porous | Wet | R245fa | MinimizeLCOE_Brownfield | IgnoreSilica | 2019 | 137.113 | 30.9027 | 2.5027 | 4 | 6153.44 | 8109.0855 | 125.4462 | 165.3147 | 121.4802 | 0 | 202.423 | 4465452.135 | 179772.0361 | 5294466.2562 | 5336819.193 | 0 | 331122.5239 | 0 | 6086976.5362 | 15837064.3366 | 10809121.8289 | 48340794.8458 | 961560.8286 | 12297657.4024 | 12297657.4024 | 1478867.319 | 5800784.0308 | 0 | 61600013.0768 | 81177321.8291 | 2371373.7057 | 10.0107 | 6153.44 | 8109.0855 | 125.4462 | 165.3147
1 | 3700 | 707 | 0.03 | 15 | 15 | 7 | 3.1623e-09 | 5spot_SharedNeighbor | Water | Porous | Wet | R245fa | MinimizeLCOE_Brownfield | IgnoreSilica | 2019 | 137.4808 | 30.9816 | 2.5118 | 4 | 6140.1168 | 8088.6806 | 125.1746 | 164.8987 | 121.4715 | 0 | 209.1074 | 4473329.4871 | 180074.2232 | 5305313.5809 | 5350703.2595 | 0 | 327275.6672 | 0 | 6098311.525 | 15866555.6524 | 10829250.2579 | 48430813.6532 | 961560.8286 | 12297657.4024 | 12297657.4024 | 1478867.319 | 5800784.0308 | 0 | 61690031.8842 | 81267340.6365 | 3162277.6602 | 10.047 | 6140.1168 | 8088.6806 | 125.1746 | 164.8987
1 | 3700 | 707 | 0.03 | 15 | 15 | 7 | 4.217e-09 | 5spot_SharedNeighbor | Water | Porous | Wet | R245fa | MinimizeLCOE_Brownfield | IgnoreSilica | 2019 | 137.7586 | 31.0412 | 2.5186 | 4 | 6130.1185 | 8073.3705 | 124.9708 | 164.5866 | 121.465 | 0 | 200.0027 | 4479272.1077 | 180302.1267 | 5313500.049 | 5361187.8876 | 0 | 324356.7812 | 0 | 6106861.3914 | 15888800.6508 | 10844432.9264 | 48498713.9209 | 961560.8286 | 12297657.4024 | 12297657.4024 | 1478867.319 | 5800784.0308 | 0 | 61757932.1519 | 81335240.9041 | 4216965.0343 | 10.0745 | 6130.1185 | 8073.3705 | 124.9708 | 164.5866
1 | 3700 | 707 | 0.03 | 15 | 15 | 7 | 5.6234e-09 | 5spot_SharedNeighbor | Water | Porous | Wet | R245fa | MinimizeLCOE_Brownfield | IgnoreSilica | 2019 | 137.9755 | 31.0877 | 2.5239 | 4 | 6122.6166 | 8061.8143 | 124.8178 | 164.351 | 121.4599 | 0 | 202.5422 | 4483906.9413 | 180479.8391 | 5319886.8547 | 5369371.3735 | 0 | 322209.0251 | 0 | 6113583.0731 | 15906289.088 | 10856369.1441 | 48552095.3389 | 961560.8286 | 12297657.4024 | 12297657.4024 | 1478867.319 | 5800784.0308 | 0 | 61811313.5699 | 81388622.3222 | 5623413.2519 | 10.0956 | 6122.6166 | 8061.8143 | 124.8178 | 164.351
1 | 3700 | 707 | 0.03 | 15 | 15 | 7 | 7.4989e-09 | 5spot_SharedNeighbor | Water | Porous | Wet | R245fa | MinimizeLCOE_Brownfield | IgnoreSilica | 2019 | 138.1413 | 31.1232 | 2.5279 | 4 | 6116.9886 | 8053.1223 | 124.7031 | 164.1738 | 121.456 | 0 | 187.7539 | 4487447.008 | 180615.553 | 5324766.2243 | 5375625.5829 | 0 | 320607.6494 | 0 | 6118734.1869 | 15919691.2292 | 10865516.3809 | 48593003.8145 | 961560.8286 | 12297657.4024 | 12297657.4024 | 1478867.319 | 5800784.0308 | 0 | 61852222.0456 | 81429530.7978 | 7498942.0933 | 10.1115 | 6116.9886 | 8053.1223 | 124.7031 | 164.1738
1 | 3700 | 707 | 0.03 | 15 | 15 | 7 | 1e-08 | 5spot_SharedNeighbor | Water | Porous | Wet | R245fa | MinimizeLCOE_Brownfield | IgnoreSilica | 2019 | 138.2534 | 31.1473 | 2.5307 | 4 | 6112.7668 | 8046.722 | 124.617 | 164.0433 | 121.4533 | 0 | 185.9979 | 4489838.5983 | 180707.2238 | 5328063.2885 | 5379852.8236 | 0 | 319297.0317 | 0 | 6122125.9967 | 15928516.0227 | 10871539.4838 | 48619940.4691 | 961560.8286 | 12297657.4024 | 12297657.4024 | 1478867.319 | 5800784.0308 | 0 | 61879158.7001 | 81456467.4523 | 10000000 | 10.1229 | 6112.7668 | 8046.722 | 124.617 | 164.0433
1 | 3800 | 707 | 0.03 | 15 | 15 | 7 | 1e-13 | 5spot_SharedNeighbor | Water | Porous | Wet | R245fa | MinimizeLCOE_Brownfield | IgnoreSilica | 2019 | 0 | 0 | 0 | 0 |  |  |  |  | 15 |  | 23.5839 | [19 empty] | 100 | 0
1 | 3800 | 707 | 0.03 | 15 | 15 | 7 | 1.3335e-13 | 5spot_SharedNeighbor | Water | Porous | Wet | R245fa | MinimizeLCOE_Brownfield | IgnoreSilica | 2019 | 0 | 0 | 0 | 0 |  |  |  |  | 15 |  | 25.6532 | [19 empty] | 133.3521 | 0
1 | 3800 | 707 | 0.03 | 15 | 15 | 7 | 1.7783e-13 | 5spot_SharedNeighbor | Water | Porous | Wet | R245fa | MinimizeLCOE_Brownfield | IgnoreSilica | 2019 | 0 | 0 | 0 | 0 |  |  |  |  | 15 |  | 25.426 | [19 empty] | 177.8279 | 0
1 | 3800 | 707 | 0.03 | 15 | 15 | 7 | 2.3714e-13 | 5spot_SharedNeighbor | Water | Porous | Wet | R245fa | MinimizeLCOE_Brownfield | IgnoreSilica | 2019 | 0 | 0 | 0 | 0 |  |  |  |  | 15 |  | 25.3453 | [19 empty] | 237.1374 | 0
1 | 3800 | 707 | 0.03 | 15 | 15 | 7 | 3.1623e-13 | 5spot_SharedNeighbor | Water | Porous | Wet | R245fa | MinimizeLCOE_Brownfield | IgnoreSilica | 2019 | 1.1398 | 0.163 | 0.0013394 | 4 | 2727912.7643 | 6492560.8393 | 55612.1915 | 132359.6345 | 94.066 | 0 | 59.6352 | 95435.6006 | 3189.4583 | 81341.2942 | 59914.4354 | 0 | 61311.3202 | 0 | 117464.9224 | 305619.6326 | 208591.6791 | 932868.3428 | 961560.8286 | 12720605.2746 | 12720605.2746 | 1478867.319 | 5969963.1797 | 0 | 14615034.446 | 34784470.2194 | 316.2278 | 0.0053576 | 2727912.7643 | 6492560.8393 | 55612.1915 | 132359.6345
1 | 3800 | 707 | 0.03 | 15 | 15 | 7 | 4.217e-13 | 5spot_SharedNeighbor | Water | Porous | Wet | R245fa | MinimizeLCOE_Brownfield | IgnoreSilica | 2019 | 1.7292 | 0.29224 | 0.0054106 | 4 | 696983.8351 | 1628918.5273 | 14208.9582 | 33207.7075 | 103.3357 | 0 | 288.466 | 152644.699 | 5462.6032 | 128851.375 | 82568.552 | 0 | 83240.3005 | 0 | 176579.3366 | 459423.2125 | 313565.7827 | 1402335.8615 | 961560.8286 | 12720605.2746 | 12720605.2746 | 1478867.319 | 5969963.1797 | 0 | 15084501.9648 | 35253937.7381 | 421.6965 | 0.021643 | 696983.8351 | 1628918.5273 | 14208.9582 | 33207.7075
1 | 3800 | 707 | 0.03 | 15 | 15 | 7 | 5.6234e-13 | 5spot_SharedNeighbor | Water | Porous | Wet | R245fa | MinimizeLCOE_Brownfield | IgnoreSilica | 2019 | 2.4293 | 0.45254 | 0.011911 | 4 | 327367.9339 | 750687.1522 | 6673.8381 | 15303.773 | 109.1672 | 0 | 428.5704 | 214542.4961 | 8011.2975 | 182037.7167 | 109928.1032 | 0 | 103957.9818 | 0 | 241206.2622 | 627569.2159 | 428328.8851 | 1915581.9585 | 961560.8286 | 12720605.2746 | 12720605.2746 | 1478867.319 | 5969963.1797 | 0 | 15597748.0617 | 35767183.8351 | 562.3413 | 0.047646 | 327367.9339 | 750687.1522 | 6673.8381 | 15303.773
1 | 3800 | 707 | 0.03 | 15 | 15 | 7 | 7.4989e-13 | 5spot_SharedNeighbor | Water | Porous | Wet | R245fa | MinimizeLCOE_Brownfield | IgnoreSilica | 2019 | 3.3045 | 0.6573 | 0.021383 | 4 | 189319.024 | 425132.3783 | 3859.5244 | 8666.8986 | 113.2692 | 0 | 597.0176 | 284982.2176 | 10963.1382 | 244657.9664 | 144494.028 | 0 | 125474.5016 | 0 | 316123.0222 | 822487.2579 | 561364.4539 | 2510546.5857 | 961560.8286 | 12720605.2746 | 12720605.2746 | 1478867.319 | 5969963.1797 | 0 | 16192712.6889 | 36362148.4623 | 749.8942 | 0.085531 | 189319.024 | 425132.3783 | 3859.5244 | 8666.8986
1 | 3800 | 707 | 0.03 | 15 | 15 | 7 | 1e-12 | 5spot_SharedNeighbor | Water | Porous | Wet | R245fa | MinimizeLCOE_Brownfield | IgnoreSilica | 2019 | 4.399 | 0.91632 | 0.03456 | 4 | 122145.0648 | 268047.1909 | 2490.0924 | 5464.5045 | 116.2436 | 0 | 89.6711 | 365346.9549 | 14360.5602 | 318465.5722 | 187986.1369 | 0 | 148016.8511 | 0 | 403328.6694 | 1049378.4637 | 716222.3641 | 3203105.5727 | 961560.8286 | 12720605.2746 | 12720605.2746 | 1478867.319 | 5969963.1797 | 0 | 16885271.6759 | 37054707.4493 | 1000 | 0.13824 | 122145.0648 | 268047.1909 | 2490.0924 | 5464.5045
1 | 3800 | 707 | 0.03 | 15 | 15 | 7 | 1.3335e-12 | 5spot_SharedNeighbor | Water | Porous | Wet | R245fa | MinimizeLCOE_Brownfield | IgnoreSilica | 2019 | 5.8365 | 1.2587 | 0.052532 | 4 | 84421.0664 | 180407.3754 | 1721.0376 | 3677.8484 | 118.5242 | 0 | 65.5879 | 461736.8431 | 18447.8014 | 409895.3424 | 245295.9902 | 0 | 174521.7394 | 0 | 510860.1094 | 1329153.213 | 907174.3792 | 4057085.4182 | 961560.8286 | 12720605.2746 | 12720605.2746 | 1478867.319 | 5969963.1797 | 0 | 17739251.5214 | 37908687.2947 | 1333.5214 | 0.21013 | 84421.0664 | 180407.3754 | 1721.0376 | 3677.8484
1 | 3800 | 707 | 0.03 | 15 | 15 | 7 | 1.7783e-12 | 5spot_SharedNeighbor | Water | Porous | Wet | R245fa | MinimizeLCOE_Brownfield | IgnoreSilica | 2019 | 7.5979 | 1.6779 | 0.076153 | 4 | 61433.3615 | 127647.2533 | 1252.4022 | 2602.2619 | 120.1158 | 0 | 104.2357 | 569351.6647 | 23004.1378 | 515297.8021 | 315343.873 | 0 | 201367.6398 | 0 | 633502.3958 | 1648243.2847 | 1124959.9098 | 5031070.7077 | 961560.8286 | 12720605.2746 | 12720605.2746 | 1478867.319 | 5969963.1797 | 0 | 18713236.8109 | 38882672.5843 | 1778.2794 | 0.30461 | 61433.3615 | 127647.2533 | 1252.4022 | 2602.2619
1 | 3800 | 707 | 0.03 | 15 | 15 | 7 | 2.3714e-12 | 5spot_SharedNeighbor | Water | Porous | Wet | R245fa | MinimizeLCOE_Brownfield | IgnoreSilica | 2019 | 10.0675 | 2.2725 | 0.10902 | 4 | 45919.6483 | 92172.562 | 936.1341 | 1879.0623 | 121.5839 | 0 | 101.3898 | 709591.1407 | 28962.2594 | 656144.4041 | 414487.7591 | 0 | 238416.5996 | 0 | 798564.8436 | 2077701.9148 | 1418074.2493 | 6341943.1706 | 961560.8286 | 12720605.2746 | 12720605.2746 | 1478867.319 | 5969963.1797 | 0 | 20024109.2739 | 40193545.0472 | 2371.3737 | 0.43607 | 45919.6483 | 92172.562 | 936.1341 | 1879.0623
1 | 3800 | 707 | 0.03 | 15 | 15 | 7 | 3.1623e-12 | 5spot_SharedNeighbor | Water | Porous | Wet | R245fa | MinimizeLCOE_Brownfield | IgnoreSilica | 2019 | 12.9787 | 2.9713 | 0.15111 | 4 | 35507.9328 | 68876.0547 | 723.8772 | 1404.1315 | 122.5516 | 0 | 76.4658 | 860666.0548 | 35351.4664 | 812579.0908 | 530773.972 | 0 | 272752.7966 | 0 | 979728.1184 | 2549051.5943 | 1739780.0909 | 7780683.1843 | 961560.8286 | 12720605.2746 | 12720605.2746 | 1478867.319 | 5969963.1797 | 0 | 21462849.2875 | 41632285.0609 | 3162.2777 | 0.60445 | 35507.9328 | 68876.0547 | 723.8772 | 1404.1315
1 | 3800 | 707 | 0.03 | 15 | 15 | 7 | 4.217e-12 | 5spot_SharedNeighbor | Water | Porous | Wet | R245fa | MinimizeLCOE_Brownfield | IgnoreSilica | 2019 | 16.6723 | 3.8586 | 0.20616 | 4 | 28126.4074 | 52584.5272 | 573.3949 | 1072.0067 | 123.3012 | 0 | 105.2083 | 1037960.8967 | 42830.7674 | 1000967.6047 | 678337.1636 | 0 | 311118.0282 | 0 | 1197773.6397 | 3116361.3133 | 2126980.6311 | 9512330.0447 | 961560.8286 | 12720605.2746 | 12720605.2746 | 1478867.319 | 5969963.1797 | 0 | 23194496.1479 | 43363931.9213 | 4216.965 | 0.82465 | 28126.4074 | 52584.5272 | 573.3949 | 1072.0067
1 | 3800 | 707 | 0.03 | 15 | 15 | 7 | 5.6234e-12 | 5spot_SharedNeighbor | Water | Porous | Wet | R245fa | MinimizeLCOE_Brownfield | IgnoreSilica | 2019 | 21.264 | 4.9626 | 0.27739 | 4 | 22748.7156 | 40926.4411 | 463.7633 | 834.3409 | 123.8753 | 0 | 99.971 | 1242532.4007 | 51440.6733 | 1223684.2688 | 862355.4141 | 0 | 352034.659 | 0 | 1455498.4922 | 3786908.5128 | 2584642.8732 | 11559097.2939 | 961560.8286 | 12720605.2746 | 12720605.2746 | 1478867.319 | 5969963.1797 | 0 | 25241263.3971 | 45410699.1705 | 5623.4133 | 1.1096 | 22748.7156 | 40926.4411 | 463.7633 | 834.3409
1 | 3800 | 707 | 0.03 | 15 | 15 | 7 | 7.4989e-12 | 5spot_SharedNeighbor | Water | Porous | Wet | R245fa | MinimizeLCOE_Brownfield | IgnoreSilica | 2019 | 26.8956 | 6.3166 | 0.36822 | 4 | 18757.8085 | 32451.7191 | 382.4033 | 661.5722 | 124.3157 | 0 | 97.826 | 1475767.308 | 61222.9074 | 1483752.4627 | 1087400.2189 | 0 | 394479.9578 | 0 | 1756022.9134 | 4568811.4109 | 3118307.6676 | 13945764.8468 | 961560.8286 | 12720605.2746 | 12720605.2746 | 1478867.319 | 5969963.1797 | 0 | 27627930.95 | 47797366.7233 | 7498.9421 | 1.4729 | 18757.8085 | 32451.7191 | 382.4033 | 661.5722
1 | 3800 | 707 | 0.03 | 15 | 15 | 7 | 1e-11 | 5spot_SharedNeighbor | Water | Porous | Wet | R245fa | MinimizeLCOE_Brownfield | IgnoreSilica | 2019 | 33.8166 | 7.981 | 0.48325 | 4 | 15742.3948 | 26176.6783 | 320.93 | 533.647 | 124.6592 | 0 | 122.324 | 1743131.2784 | 72402.2954 | 1788620.3392 | 1363739.4124 | 0 | 439423.5394 | 0 | 2108853.5773 | 5486804.4227 | 3744856.7611 | 16747831.6259 | 961560.8286 | 12720605.2746 | 12720605.2746 | 1478867.319 | 5969963.1797 | 0 | 30429997.7291 | 50599433.5025 | 10000 | 1.933 | 15742.3948 | 26176.6783 | 320.93 | 533.647
1 | 3800 | 707 | 0.03 | 15 | 15 | 7 | 1.3335e-11 | 5spot_SharedNeighbor | Water | Porous | Wet | R245fa | MinimizeLCOE_Brownfield | IgnoreSilica | 2019 | 42.087 | 9.9702 | 0.6259 | 4 | 13434.1858 | 21490.3335 | 273.874 | 438.1095 | 124.923 | 0 | 145.2578 | 2042095.197 | 84866.9367 | 2136779.3201 | 1693991.4542 | 0 | 484028.3967 | 0 | 2512286.9088 | 6536455.1958 | 4461264.9818 | 19951768.391 | 961560.8286 | 12720605.2746 | 12720605.2746 | 1478867.319 | 5969963.1797 | 0 | 33633934.4942 | 53803370.2676 | 13335.2143 | 2.5036 | 13434.1858 | 21490.3335 | 273.874 | 438.1095
1 | 3800 | 707 | 0.03 | 15 | 15 | 7 | 1.7783e-11 | 5spot_SharedNeighbor | Water | Porous | Wet | R245fa | MinimizeLCOE_Brownfield | IgnoreSilica | 2019 | 51.648 | 12.2688 | 0.79771 | 4 | 11653.3391 | 17974.3555 | 237.5691 | 366.4315 | 125.1162 | 0 | 149.3737 | 2366590.6288 | 98355.5833 | 2522216.1443 | 2075920.059 | 0 | 524907.4151 | 0 | 2959316.0339 | 7699533.281 | 5255089.6739 | 23501928.8194 | 961560.8286 | 12720605.2746 | 12720605.2746 | 1478867.319 | 5969963.1797 | 0 | 37184094.9226 | 57353530.6959 | 17782.7941 | 3.1909 | 11653.3391 | 17974.3555 | 237.5691 | 366.4315
1 | 3800 | 707 | 0.03 | 15 | 15 | 7 | 2.3714e-11 | 5spot_SharedNeighbor | Water | Porous | Wet | R245fa | MinimizeLCOE_Brownfield | IgnoreSilica | 2019 | 62.1692 | 14.7931 | 0.99567 | 4 | 10276.8973 | 15341.1842 | 209.5085 | 312.7508 | 125.235 | 0 | 124.8755 | 2702835.1196 | 112277.7873 | 2929219.9969 | 2495911.1967 | 0 | 557043.387 | 0 | 3430942.1201 | 8926607.6136 | 6092593.1197 | 27247430.341 | 961560.8286 | 12720605.2746 | 12720605.2746 | 1478867.319 | 5969963.1797 | 0 | 40929596.4443 | 61099032.2176 | 23713.7371 | 3.9827 | 10276.8973 | 15341.1842 | 209.5085 | 312.7508
1 | 3800 | 707 | 0.03 | 15 | 15 | 7 | 3.1623e-11 | 5spot_SharedNeighbor | Water | Porous | Wet | R245fa | MinimizeLCOE_Brownfield | IgnoreSilica | 2019 | 73.0823 | 17.3996 | 1.2113 | 4 | 9215.9738 | 13378.7094 | 187.8801 | 272.7431 | 125.2744 | 0 | 185.3953 | 3032241.2669 | 125844.2903 | 3335216.6185 | 2930594.0061 | 0 | 575737.1636 | 0 | 3899857.0047 | 10146627.9556 | 6925282.072 | 30971400.3777 | 961560.8286 | 12720605.2746 | 12720605.2746 | 1478867.319 | 5969963.1797 | 0 | 44653566.4809 | 64823002.2543 | 31622.7766 | 4.8452 | 9215.9738 | 13378.7094 | 187.8801 | 272.7431
1 | 3800 | 707 | 0.03 | 15 | 15 | 7 | 4.217e-11 | 5spot_SharedNeighbor | Water | Porous | Wet | R245fa | MinimizeLCOE_Brownfield | IgnoreSilica | 2019 | 83.7841 | 19.9379 | 1.4329 | 4 | 8402.0285 | 11921.0126 | 171.2867 | 243.026 | 125.2406 | 0 | 127.5301 | 3338513.1242 | 138374.7919 | 3719174.7825 | 3355438.5119 | 0 | 579315.9533 | 0 | 4341018.6939 | 11294440.1761 | 7708687.4977 | 34474963.5315 | 961560.8286 | 12720605.2746 | 12720605.2746 | 1478867.319 | 5969963.1797 | 0 | 48157129.6348 | 68326565.4081 | 42169.6503 | 5.7316 | 8402.0285 | 11921.0126 | 171.2867 | 243.026
1 | 3800 | 707 | 0.03 | 15 | 15 | 7 | 5.6234e-11 | 5spot_SharedNeighbor | Water | Porous | Wet | R245fa | MinimizeLCOE_Brownfield | IgnoreSilica | 2019 | 93.7887 | 22.2904 | 1.6486 | 4 | 7780.4381 | 10839.0584 | 158.6148 | 220.9689 | 125.1513 | 0 | 154.1951 | 3611280.2487 | 149451.5885 | 4066519.5854 | 3750955.5258 | 0 | 569430.8179 | 0 | 4737578.7288 | 12326208.0414 | 8412890.2665 | 37624314.803 | 961560.8286 | 12720605.2746 | 12720605.2746 | 1478867.319 | 5969963.1797 | 0 | 51306480.9062 | 71475916.6795 | 56234.1325 | 6.5943 | 7780.4381 | 10839.0584 | 158.6148 | 220.9689
1 | 3800 | 707 | 0.03 | 15 | 15 | 7 | 7.4989e-11 | 5spot_SharedNeighbor | Water | Porous | Wet | R245fa | MinimizeLCOE_Brownfield | IgnoreSilica | 2019 | 102.6749 | 24.3602 | 1.8475 | 4 | 7307.5567 | 10036.9028 | 148.9744 | 204.6158 | 125.03 | 0 | 211.9504 | 3843408.4926 | 158805.8898 | 4366264.0013 | 4100680.7968 | 0 | 548671.1261 | 0 | 5076953.8196 | 13209192.4121 | 9015545.243 | 40319521.7814 | 961560.8286 | 12720605.2746 | 12720605.2746 | 1478867.319 | 5969963.1797 | 0 | 54001687.8846 | 74171123.658 | 74989.4209 | 7.3898 | 7307.5567 | 10036.9028 | 148.9744 | 204.6158
1 | 3800 | 707 | 0.03 | 15 | 15 | 7 | 1e-10 | 5spot_SharedNeighbor | Water | Porous | Wet | R245fa | MinimizeLCOE_Brownfield | IgnoreSilica | 2019 | 110.2996 | 26.1199 | 2.0234 | 4 | 6948.8141 | 9440.8732 | 141.661 | 192.465 | 124.8974 | 0 | 209.3091 | 4035499.8931 | 166493.1874 | 4617228.1169 | 4399842.9471 | 0 | 521475.3199 | 0 | 5358810.3911 | 13942525.3945 | 9516060.072 | 42557935.3221 | 961560.8286 | 12720605.2746 | 12720605.2746 | 1478867.319 | 5969963.1797 | 0 | 56240101.4253 | 76409537.1986 | 100000 | 8.0935 | 6948.8141 | 9440.8732 | 141.661 | 192.465
1 | 3800 | 707 | 0.03 | 15 | 15 | 7 | 1.3335e-10 | 5spot_SharedNeighbor | Water | Porous | Wet | R245fa | MinimizeLCOE_Brownfield | IgnoreSilica | 2019 | 116.6191 | 27.566 | 2.1731 | 4 | 6677.2978 | 8997.6724 | 136.1257 | 183.4297 | 124.7688 | 0 | 202.4065 | 4189960.676 | 172635.0767 | 4821036.268 | 4647015.4494 | 0 | 491407.381 | 0 | 5585601.3919 | 14532589.0574 | 9918790.6465 | 44359035.9471 | 961560.8286 | 12720605.2746 | 12720605.2746 | 1478867.319 | 5969963.1797 | 0 | 58041202.0503 | 78210637.8236 | 133352.1432 | 8.6923 | 6677.2978 | 8997.6724 | 136.1257 | 183.4297
1 | 3800 | 707 | 0.03 | 15 | 15 | 7 | 1.7783e-10 | 5spot_SharedNeighbor | Water | Porous | Wet | R245fa | MinimizeLCOE_Brownfield | IgnoreSilica | 2019 | 121.7151 | 28.7235 | 2.2966 | 4 | 6472.1499 | 8667.7295 | 131.9435 | 176.7034 | 124.6537 | 0 | 199.8098 | 4311482.2291 | 177439.9608 | 4982698.9824 | 4845732.849 | 0 | 461379.3214 | 0 | 5763706.0036 | 14995980.7228 | 10235064.9799 | 45773485.0489 | 961560.8286 | 12720605.2746 | 12720605.2746 | 1478867.319 | 5969963.1797 | 0 | 59455651.1521 | 79625086.9255 | 177827.941 | 9.1864 | 6472.1499 | 8667.7295 | 131.9435 | 176.7034
1 | 3800 | 707 | 0.03 | 15 | 15 | 7 | 2.3714e-10 | 5spot_SharedNeighbor | Water | Porous | Wet | R245fa | MinimizeLCOE_Brownfield | IgnoreSilica | 2019 | 125.7272 | 29.6292 | 2.3959 | 4 | 6317.3407 | 8421.9107 | 128.7875 | 171.692 | 124.5561 | 0 | 210.5662 | 4405298.5108 | 181131.9488 | 5108324.3851 | 5001790.8433 | 0 | 433289.6417 | 0 | 5900635.7785 | 15352243.9089 | 10478221.9249 | 46860936.9419 | 961560.8286 | 12720605.2746 | 12720605.2746 | 1478867.319 | 5969963.1797 | 0 | 60543103.0451 | 80712538.8185 | 237137.3706 | 9.5836 | 6317.3407 | 8421.9107 | 128.7875 | 171.692
1 | 3800 | 707 | 0.03 | 15 | 15 | 7 | 3.1623e-10 | 5spot_SharedNeighbor | Water | Porous | Wet | R245fa | MinimizeLCOE_Brownfield | IgnoreSilica | 2019 | 128.8575 | 30.3322 | 2.4746 | 4 | 6200.6333 | 8238.3176 | 126.4083 | 167.9492 | 124.4758 | 0 | 223.4396 | 4477381.3163 | 183957.8175 | 5205345.8563 | 5123304.345 | 0 | 408501.7216 | 0 | 6005411.5121 | 15624848.8753 | 10664280.4159 | 47693031.8601 | 961560.8286 | 12720605.2746 | 12720605.2746 | 1478867.319 | 5969963.1797 | 0 | 61375197.9634 | 81544633.7367 | 316227.766 | 9.8982 | 6200.6333 | 8238.3176 | 126.4083 | 167.9492
1 | 3800 | 707 | 0.03 | 15 | 15 | 7 | 4.217e-10 | 5spot_SharedNeighbor | Water | Porous | Wet | R245fa | MinimizeLCOE_Brownfield | IgnoreSilica | 2019 | 131.2593 | 30.8695 | 2.5358 | 4 | 6112.7223 | 8101.1945 | 124.6161 | 165.1538 | 124.4119 | 0 | 215.91 | 4532032.2869 | 186093.7866 | 5279199.884 | 5216384.1875 | 0 | 387301.6491 | 0 | 6084394.5997 | 15830346.6674 | 10804536.8816 | 48320289.9427 | 961560.8286 | 12720605.2746 | 12720605.2746 | 1478867.319 | 5969963.1797 | 0 | 62002456.0459 | 82171891.8193 | 421696.5034 | 10.1432 | 6112.7223 | 8101.1945 | 124.6161 | 165.1538
1 | 3800 | 707 | 0.03 | 15 | 15 | 7 | 5.6234e-10 | 5spot_SharedNeighbor | Water | Porous | Wet | R245fa | MinimizeLCOE_Brownfield | IgnoreSilica | 2019 | 133.0936 | 31.2785 | 2.5831 | 4 | 6046.5498 | 7998.6267 | 123.2671 | 163.0628 | 124.3617 | 0 | 208.9139 | 4573393.0195 | 187706.4776 | 5335266.136 | 5287383.8489 | 0 | 369747.8714 | 0 | 6143863.9678 | 15985073.7645 | 10910141.3047 | 48792576.3905 | 961560.8286 | 12720605.2746 | 12720605.2746 | 1478867.319 | 5969963.1797 | 0 | 62474742.4937 | 82644178.2671 | 562341.3252 | 10.3323 | 6046.5498 | 7998.6267 | 123.2671 | 163.0628
1 | 3800 | 707 | 0.03 | 15 | 15 | 7 | 7.4989e-10 | 5spot_SharedNeighbor | Water | Porous | Wet | R245fa | MinimizeLCOE_Brownfield | IgnoreSilica | 2019 | 133.905 | 31.4595 | 2.613 | 4 | 5993.3755 | 7923.0955 | 122.1831 | 161.523 | 124.3401 | 0 | 539.288 | 4591654.2532 | 188418.7585 | 5360031.2741 | 5318797.6568 | 0 | 348845.0782 | 0 | 6165021.3381 | 16040120.9019 | 10947712.1071 | 48960601.3678 | 961560.8286 | 12720605.2746 | 12720605.2746 | 1478867.319 | 5969963.1797 | 0 | 62642767.471 | 82812203.2444 | 749894.2093 | 10.452 | 5993.3755 | 7923.0955 | 122.1831 | 161.523
1 | 3800 | 707 | 0.03 | 15 | 15 | 7 | 1e-09 | 5spot_SharedNeighbor | Water | Porous | Wet | R245fa | MinimizeLCOE_Brownfield | IgnoreSilica | 2019 | 137.6466 | 32.2973 | 2.6764 | 4 | 5954.984 | 7838.96 | 121.4004 | 159.8078 | 124.2504 | 0 | 203.0163 | 4675957.4658 | 191716.2911 | 5474248.0409 | 5463862.7199 | 0 | 360341.6292 | 0 | 6304789.1973 | 16403768.2013 | 11195908.8611 | 50070592.4066 | 961560.8286 | 12720605.2746 | 12720605.2746 | 1478867.319 | 5969963.1797 | 0 | 63752758.5098 | 83922194.2832 | 1000000 | 10.7058 | 5954.984 | 7838.96 | 121.4004 | 159.8078
1 | 3800 | 707 | 0.03 | 15 | 15 | 7 | 1.3335e-09 | 5spot_SharedNeighbor | Water | Porous | Wet | R245fa | MinimizeLCOE_Brownfield | IgnoreSilica | 2019 | 138.4702 | 32.4811 | 2.698 | 4 | 5926.8635 | 7795.8133 | 120.8271 | 158.9282 | 124.2301 | 0 | 196.8547 | 4694349.7123 | 192434.0971 | 5499241.6463 | 5495759.0743 | 0 | 351850.7458 | 0 | 6331117.7575 | 16472269.7143 | 11242662.5513 | 50279685.2989 | 961560.8286 | 12720605.2746 | 12720605.2746 | 1478867.319 | 5969963.1797 | 0 | 63961851.4021 | 84131287.1754 | 1333521.4322 | 10.7919 | 5926.8635 | 7795.8133 | 120.8271 | 158.9282
1 | 3800 | 707 | 0.03 | 15 | 15 | 7 | 1.7783e-09 | 5spot_SharedNeighbor | Water | Porous | Wet | R245fa | MinimizeLCOE_Brownfield | IgnoreSilica | 2019 | 139.1009 | 32.6218 | 2.7144 | 4 | 5905.7428 | 7763.3903 | 120.3966 | 158.2672 | 124.2145 | 0 | 196.4967 | 4708395.098 | 192981.9094 | 5518345.1811 | 5520174.106 | 0 | 345346.8158 | 0 | 6351244.813 | 16524636.1839 | 11278403.7428 | 50439527.8499 | 961560.8286 | 12720605.2746 | 12720605.2746 | 1478867.319 | 5969963.1797 | 0 | 64121693.9531 | 84291129.7265 | 1778279.41 | 10.8575 | 5905.7428 | 7763.3903 | 120.3966 | 158.2672
1 | 3800 | 707 | 0.03 | 15 | 15 | 7 | 2.3714e-09 | 5spot_SharedNeighbor | Water | Porous | Wet | R245fa | MinimizeLCOE_Brownfield | IgnoreSilica | 2019 | 139.5808 | 32.7288 | 2.7268 | 4 | 5889.8847 | 7739.042 | 120.0733 | 157.7708 | 124.2025 | 0 | 203.8762 | 4719060.5686 | 193397.6898 | 5532861.547 | 5538747.2478 | 0 | 340384.0107 | 0 | 6366535.9149 | 16564420.4945 | 11305557.3523 | 50560964.8257 | 961560.8286 | 12720605.2746 | 12720605.2746 | 1478867.319 | 5969963.1797 | 0 | 64243130.9289 | 84412566.7023 | 2371373.7057 | 10.9074 | 5889.8847 | 7739.042 | 120.0733 | 157.7708
1 | 3800 | 707 | 0.03 | 15 | 15 | 7 | 3.1623e-09 | 5spot_SharedNeighbor | Water | Porous | Wet | R245fa | MinimizeLCOE_Brownfield | IgnoreSilica | 2019 | 139.9272 | 32.806 | 2.736 | 4 | 5877.9814 | 7720.9195 | 119.8306 | 157.4014 | 124.1939 | 0 | 187.0372 | 4726746.2385 | 193697.1908 | 5543327.7028 | 5552149.5512 | 0 | 336464.5748 | 0 | 6377430.2507 | 16592765.3214 | 11324903.2791 | 50647484.1094 | 961560.8286 | 12720605.2746 | 12720605.2746 | 1478867.319 | 5969963.1797 | 0 | 64329650.2126 | 84499085.9859 | 3162277.6602 | 10.9442 | 5877.9814 | 7720.9195 | 119.8306 | 157.4014
1 | 3800 | 707 | 0.03 | 15 | 15 | 7 | 4.217e-09 | 5spot_SharedNeighbor | Water | Porous | Wet | R245fa | MinimizeLCOE_Brownfield | IgnoreSilica | 2019 | 140.1876 | 32.864 | 2.743 | 4 | 5869.0485 | 7707.3314 | 119.6485 | 157.1244 | 124.1873 | 0 | 195.223 | 4732518.1654 | 193922.0543 | 5551190.7277 | 5562224.5762 | 0 | 333483.0845 | 0 | 6385602.0571 | 16614026.6856 | 11339414.597 | 50712381.9478 | 961560.8286 | 12720605.2746 | 12720605.2746 | 1478867.319 | 5969963.1797 | 0 | 64394548.0511 | 84563983.8244 | 4216965.0343 | 10.9719 | 5869.0485 | 7707.3314 | 119.6485 | 157.1244
1 | 3800 | 707 | 0.03 | 15 | 15 | 7 | 5.6234e-09 | 5spot_SharedNeighbor | Water | Porous | Wet | R245fa | MinimizeLCOE_Brownfield | IgnoreSilica | 2019 | 140.3922 | 32.9095 | 2.7483 | 4 | 5862.3459 | 7697.0629 | 119.5119 | 156.915 | 124.1822 | 0 | 192.0777 | 4737050.8069 | 194098.6035 | 5557367.19 | 5570142.1784 | 0 | 331299.2283 | 0 | 6392083.6228 | 16630890.3898 | 11350924.4217 | 50763856.4413 | 961560.8286 | 12720605.2746 | 12720605.2746 | 1478867.319 | 5969963.1797 | 0 | 64446022.5446 | 84615458.3179 | 5623413.2519 | 10.9932 | 5862.3459 | 7697.0629 | 119.5119 | 156.915
1 | 3800 | 707 | 0.03 | 15 | 15 | 7 | 7.4989e-09 | 5spot_SharedNeighbor | Water | Porous | Wet | R245fa | MinimizeLCOE_Brownfield | IgnoreSilica | 2019 | 140.536 | 32.9415 | 2.7522 | 4 | 5857.3176 | 7689.4514 | 119.4093 | 156.7599 | 124.1786 | 0 | 202.9691 | 4740231.4985 | 194222.4708 | 5561702.4206 | 5575701.5413 | 0 | 329563.3422 | 0 | 6396554.2966 | 16642522.1661 | 11358863.348 | 50799361.0842 | 961560.8286 | 12720605.2746 | 12720605.2746 | 1478867.319 | 5969963.1797 | 0 | 64481527.1874 | 84650962.9608 | 7498942.0933 | 11.0087 | 5857.3176 | 7689.4514 | 119.4093 | 156.7599
1 | 3800 | 707 | 0.03 | 15 | 15 | 7 | 1e-08 | 5spot_SharedNeighbor | Water | Porous | Wet | R245fa | MinimizeLCOE_Brownfield | IgnoreSilica | 2019 | 140.648 | 32.9665 | 2.7551 | 4 | 5853.5456 | 7683.7072 | 119.3324 | 156.6428 | 124.1758 | 0 | 202.871 | 4742710.3347 | 194318.9957 | 5565081.532 | 5580035.8734 | 0 | 328288.9498 | 0 | 6400069.9174 | 16651669.0902 | 11365106.3116 | 50827281.0048 | 961560.8286 | 12720605.2746 | 12720605.2746 | 1478867.319 | 5969963.1797 | 0 | 64509447.108 | 84678882.8814 | 10000000 | 11.0206 | 5853.5456 | 7683.7072 | 119.3324 | 156.6428
1 | 3900 | 707 | 0.03 | 15 | 15 | 7 | 1e-13 | 5spot_SharedNeighbor | Water | Porous | Wet | R245fa | MinimizeLCOE_Brownfield | IgnoreSilica | 2019 | 0 | 0 | 0 | 0 |  |  |  |  | 15 |  | 24.8483 | [19 empty] | 100 | 0
1 | 3900 | 707 | 0.03 | 15 | 15 | 7 | 1.3335e-13 | 5spot_SharedNeighbor | Water | Porous | Wet | R245fa | MinimizeLCOE_Brownfield | IgnoreSilica | 2019 | 0 | 0 | 0 | 0 |  |  |  |  | 15 |  | 26.3823 | [19 empty] | 133.3521 | 0
1 | 3900 | 707 | 0.03 | 15 | 15 | 7 | 1.7783e-13 | 5spot_SharedNeighbor | Water | Porous | Wet | R245fa | MinimizeLCOE_Brownfield | IgnoreSilica | 2019 | 0 | 0 | 0 | 0 |  |  |  |  | 15 |  | 26.1473 | [19 empty] | 177.8279 | 0
1 | 3900 | 707 | 0.03 | 15 | 15 | 7 | 2.3714e-13 | 5spot_SharedNeighbor | Water | Porous | Wet | R245fa | MinimizeLCOE_Brownfield | IgnoreSilica | 2019 | 0 | 0 | 0 | 0 |  |  |  |  | 15 |  | 25.6356 | [19 empty] | 237.1374 | 0
1 | 3900 | 707 | 0.03 | 15 | 15 | 7 | 3.1623e-13 | 5spot_SharedNeighbor | Water | Porous | Wet | R245fa | MinimizeLCOE_Brownfield | IgnoreSilica | 2019 | 1.3009 | 0.20293 | 0.0022856 | 4 | 1662781.6603 | 3934607.1365 | 33898.0532 | 80212.2884 | 98.7766 | 0 | 62.9271 | 114956.0172 | 3975.6615 | 96576.5256 | 66543.6262 | 0 | 70104.1345 | 0 | 137340.8263 | 357332.6576 | 243886.8813 | 1090716.3302 | 961560.8286 | 13149413.2377 | 13149413.2377 | 1478867.319 | 6141486.3649 | 0 | 15201690.3965 | 35971457.3182 | 316.2278 | 0.0091423 | 1662781.6603 | 3934607.1365 | 33898.0532 | 80212.2884
1 | 3900 | 707 | 0.03 | 15 | 15 | 7 | 4.217e-13 | 5spot_SharedNeighbor | Water | Porous | Wet | R245fa | MinimizeLCOE_Brownfield | IgnoreSilica | 2019 | 1.9237 | 0.34687 | 0.0072955 | 4 | 538092.3466 | 1249820.1659 | 10969.7403 | 25479.2746 | 107.1781 | 0 | 333.7132 | 176220.1425 | 6480.7053 | 147366.2747 | 91069.0934 | 0 | 92780.9616 | 0 | 200427.6992 | 521471.76 | 355915.1913 | 1591731.828 | 961560.8286 | 13149413.2377 | 13149413.2377 | 1478867.319 | 6141486.3649 | 0 | 15702705.8943 | 36472472.8159 | 421.6965 | 0.029182 | 538092.3466 | 1249820.1659 | 10969.7403 | 25479.2746
1 | 3900 | 707 | 0.03 | 15 | 15 | 7 | 5.6234e-13 | 5spot_SharedNeighbor | Water | Porous | Wet | R245fa | MinimizeLCOE_Brownfield | IgnoreSilica | 2019 | 2.546 | 0.4958 | 0.014914 | 4 | 270841.1583 | 619006.9539 | 5521.4634 | 12619.294 | 111.9227 | 0 | 463.0153 | 232430.767 | 8847.5915 | 195438.8242 | 115956.8172 | 0 | 107913.0903 | 0 | 257628.9652 | 670297.7204 | 457491.9674 | 2046005.7431 | 961560.8286 | 13149413.2377 | 13149413.2377 | 1478867.319 | 6141486.3649 | 0 | 16156979.8094 | 36926746.7311 | 562.3413 | 0.059655 | 270841.1583 | 619006.9539 | 5521.4634 | 12619.294
1 | 3900 | 707 | 0.03 | 15 | 15 | 7 | 7.4989e-13 | 5spot_SharedNeighbor | Water | Porous | Wet | R245fa | MinimizeLCOE_Brownfield | IgnoreSilica | 2019 | 3.3823 | 0.69947 | 0.0258 | 4 | 162139.6893 | 363394.9839 | 3305.4369 | 7408.2983 | 115.7748 | 0 | 610.0055 | 301920.6188 | 11817.2829 | 256676.3773 | 149642.1165 | 0 | 126506.3538 | 0 | 330159.4722 | 859007.2216 | 586290.0796 | 2622019.5226 | 961560.8286 | 13149413.2377 | 13149413.2377 | 1478867.319 | 6141486.3649 | 0 | 16732993.5889 | 37502760.5106 | 749.8942 | 0.1032 | 162139.6893 | 363394.9839 | 3305.4369 | 7408.2983
1 | 3900 | 707 | 0.03 | 15 | 15 | 7 | 1e-12 | 5spot_SharedNeighbor | Water | Porous | Wet | R245fa | MinimizeLCOE_Brownfield | IgnoreSilica | 2019 | 4.4721 | 0.96804 | 0.040875 | 4 | 106658.5847 | 233690.8849 | 2174.3795 | 4764.1048 | 118.7664 | 0 | 84.0964 | 384976.2102 | 15396.3757 | 332174.8109 | 193907.2443 | 0 | 147946.4544 | 0 | 419016.4272 | 1090194.7915 | 744080.3465 | 3327692.6606 | 961560.8286 | 13149413.2377 | 13149413.2377 | 1478867.319 | 6141486.3649 | 0 | 17438666.7269 | 38208433.6485 | 1000 | 0.1635 | 106658.5847 | 233690.8849 | 2174.3795 | 4764.1048
1 | 3900 | 707 | 0.03 | 15 | 15 | 7 | 1.3335e-12 | 5spot_SharedNeighbor | Water | Porous | Wet | R245fa | MinimizeLCOE_Brownfield | IgnoreSilica | 2019 | 5.9459 | 1.3333 | 0.061488 | 4 | 74556.1692 | 159002.5337 | 1519.9284 | 3241.4817 | 121.137 | 0 | 82.9593 | 487540.2087 | 19830.7214 | 428417.5206 | 253833.0113 | 0 | 174902.8527 | 0 | 532164.4827 | 1384582.8222 | 945006.2265 | 4226277.8461 | 961560.8286 | 13149413.2377 | 13149413.2377 | 1478867.319 | 6141486.3649 | 0 | 18337251.9124 | 39107018.834 | 1333.5214 | 0.24595 | 74556.1692 | 159002.5337 | 1519.9284 | 3241.4817
1 | 3900 | 707 | 0.03 | 15 | 15 | 7 | 1.7783e-12 | 5spot_SharedNeighbor | Water | Porous | Wet | R245fa | MinimizeLCOE_Brownfield | IgnoreSilica | 2019 | 7.917 | 1.8211 | 0.088958 | 4 | 54697.5805 | 113067.3168 | 1115.0842 | 2305.0302 | 122.8814 | 0 | 59.9396 | 611866.3282 | 25192.9839 | 549136.3596 | 333788.5939 | 0 | 208038.7982 | 0 | 673928.9949 | 1753425.0028 | 1196748.5937 | 5352125.6553 | 961560.8286 | 13149413.2377 | 13149413.2377 | 1478867.319 | 6141486.3649 | 0 | 19463099.7216 | 40232866.6432 | 1778.2794 | 0.35583 | 54697.5805 | 113067.3168 | 1115.0842 | 2305.0302
1 | 3900 | 707 | 0.03 | 15 | 15 | 7 | 2.3714e-12 | 5spot_SharedNeighbor | Water | Porous | Wet | R245fa | MinimizeLCOE_Brownfield | IgnoreSilica | 2019 | 10.5279 | 2.4759 | 0.12699 | 4 | 41108.0248 | 81995.8625 | 838.0427 | 1671.5966 | 124.4104 | 0 | 101.6169 | 764736.5632 | 31817.5382 | 701344.3373 | 440533.2214 | 0 | 247582.7834 | 0 | 852545.633 | 2218148.8558 | 1513932.1725 | 6770641.1048 | 961560.8286 | 13149413.2377 | 13149413.2377 | 1478867.319 | 6141486.3649 | 0 | 20881615.1711 | 41651382.0928 | 2371.3737 | 0.50797 | 41108.0248 | 81995.8625 | 838.0427 | 1671.5966
1 | 3900 | 707 | 0.03 | 15 | 15 | 7 | 3.1623e-12 | 5spot_SharedNeighbor | Water | Porous | Wet | R245fa | MinimizeLCOE_Brownfield | IgnoreSilica | 2019 | 13.9922 | 3.3414 | 0.17703 | 4 | 31983.3118 | 61314.4602 | 652.0231 | 1249.9782 | 125.4864 | 0 | 79.7968 | 948795.8469 | 39746.5979 | 890777.7418 | 581365.6685 | 0 | 295570.2846 | 0 | 1074939.8945 | 2796773.105 | 1908855.1121 | 8536824.2514 | 961560.8286 | 13149413.2377 | 13149413.2377 | 1478867.319 | 6141486.3649 | 0 | 22647798.3178 | 43417565.2394 | 3162.2777 | 0.70811 | 31983.3118 | 61314.4602 | 652.0231 | 1249.9782
1 | 3900 | 707 | 0.03 | 15 | 15 | 7 | 4.217e-12 | 5spot_SharedNeighbor | Water | Porous | Wet | R245fa | MinimizeLCOE_Brownfield | IgnoreSilica | 2019 | 17.9681 | 4.3358 | 0.2408 | 4 | 25483.1859 | 47046.2098 | 519.5092 | 959.1006 | 126.2182 | 0 | 84.6467 | 1143548.8147 | 48116.4103 | 1096638.8833 | 743471.0448 | 0 | 337254.9499 | 0 | 1313921.7401 | 3418554.8454 | 2333233.9263 | 10434740.6147 | 961560.8286 | 13149413.2377 | 13149413.2377 | 1478867.319 | 6141486.3649 | 0 | 24545714.681 | 45315481.6027 | 4216.965 | 0.96321 | 25483.1859 | 47046.2098 | 519.5092 | 959.1006
1 | 3900 | 707 | 0.03 | 15 | 15 | 7 | 5.6234e-12 | 5spot_SharedNeighbor | Water | Porous | Wet | R245fa | MinimizeLCOE_Brownfield | IgnoreSilica | 2019 | 22.8667 | 5.5619 | 0.32291 | 4 | 20723.1039 | 36803.2193 | 422.4685 | 750.2834 | 126.775 | 0 | 79.6444 | 1366328.4977 | 57665.2019 | 1337886.8787 | 943570.8476 | 0 | 380709.2709 | 0 | 1593602.6717 | 4146227.259 | 2829885.3007 | 12655875.9283 | 961560.8286 | 13149413.2377 | 13149413.2377 | 1478867.319 | 6141486.3649 | 0 | 26766849.9946 | 47536616.9163 | 5623.4133 | 1.2916 | 20723.1039 | 36803.2193 | 422.4685 | 750.2834
1 | 3900 | 707 | 0.03 | 15 | 15 | 7 | 7.4989e-12 | 5spot_SharedNeighbor | Water | Porous | Wet | R245fa | MinimizeLCOE_Brownfield | IgnoreSilica | 2019 | 28.9297 | 7.0803 | 0.42796 | 4 | 17168.3826 | 29301.4825 | 350.0007 | 597.3504 | 127.2069 | 0 | 98.4131 | 1623093.251 | 68640.6238 | 1622386.2484 | 1191648.2166 | 0 | 427093.8977 | 0 | 1923816.2726 | 5005375.3124 | 3416271.5009 | 15278325.3234 | 961560.8286 | 13149413.2377 | 13149413.2377 | 1478867.319 | 6141486.3649 | 0 | 29389299.3897 | 50159066.3114 | 7498.9421 | 1.7118 | 17168.3826 | 29301.4825 | 350.0007 | 597.3504
1 | 3900 | 707 | 0.03 | 15 | 15 | 7 | 1e-11 | 5spot_SharedNeighbor | Water | Porous | Wet | R245fa | MinimizeLCOE_Brownfield | IgnoreSilica | 2019 | 36.2696 | 8.9194 | 0.56008 | 4 | 14472.195 | 23743.1279 | 295.0353 | 484.0358 | 127.5396 | 0 | 125.7642 | 1913374.5402 | 81014.6352 | 1951100.2218 | 1492397.5761 | 0 | 474200.4779 | 0 | 2305714.106 | 5998995.1368 | 4094437.4479 | 18311234.1419 | 961560.8286 | 13149413.2377 | 13149413.2377 | 1478867.319 | 6141486.3649 | 0 | 32422208.2082 | 53191975.1298 | 10000 | 2.2403 | 14472.195 | 23743.1279 | 295.0353 | 484.0358
1 | 3900 | 707 | 0.03 | 15 | 15 | 7 | 1.3335e-11 | 5spot_SharedNeighbor | Water | Porous | Wet | R245fa | MinimizeLCOE_Brownfield | IgnoreSilica | 2019 | 45.0003 | 11.1072 | 0.72306 | 4 | 12404.1105 | 19585.2916 | 252.8746 | 399.2727 | 127.794 | 0 | 109.8361 | 2236736.0671 | 94756.7893 | 2324955.3781 | 1850153.4755 | 0 | 520529.5991 | 0 | 2740581.2105 | 7130430.1393 | 4866665.0857 | 21764807.7445 | 961560.8286 | 13149413.2377 | 13149413.2377 | 1478867.319 | 6141486.3649 | 0 | 35875781.8108 | 56645548.7325 | 13335.2143 | 2.8922 | 12404.1105 | 19585.2916 | 252.8746 | 399.2727
1 | 3900 | 707 | 0.03 | 15 | 15 | 7 | 1.7783e-11 | 5spot_SharedNeighbor | Water | Porous | Wet | R245fa | MinimizeLCOE_Brownfield | IgnoreSilica | 2019 | 54.9756 | 13.6045 | 0.91732 | 4 | 10807.4542 | 16467.886 | 220.3246 | 335.7201 | 127.9738 | 0 | 145.5637 | 2583759.4068 | 109452.5046 | 2734155.5327 | 2258670.3742 | 0 | 561498.6453 | 0 | 3216539.2208 | 8368775.2497 | 5711861.069 | 25544712.0032 | 961560.8286 | 13149413.2377 | 13149413.2377 | 1478867.319 | 6141486.3649 | 0 | 39655686.0695 | 60425452.9912 | 17782.7941 | 3.6693 | 10807.4542 | 16467.886 | 220.3246 | 335.7201
1 | 3900 | 707 | 0.03 | 15 | 15 | 7 | 2.3714e-11 | 5spot_SharedNeighbor | Water | Porous | Wet | R245fa | MinimizeLCOE_Brownfield | IgnoreSilica | 2019 | 65.7696 | 16.2983 | 1.1377 | 4 | 9574.1466 | 14138.0609 | 195.1819 | 288.2235 | 128.0724 | 0 | 169.6911 | 2937343.4434 | 124353.7781 | 3159085.1263 | 2699407.0594 | 0 | 591364.3332 | 0 | 3709505.9588 | 9651373.5804 | 6587260.7846 | 29459694.0642 | 961560.8286 | 13149413.2377 | 13149413.2377 | 1478867.319 | 6141486.3649 | 0 | 43570668.1306 | 64340435.0522 | 23713.7371 | 4.5509 | 9574.1466 | 14138.0609 | 195.1819 | 288.2235
1 | 3900 | 707 | 0.03 | 15 | 15 | 7 | 3.1623e-11 | 5spot_SharedNeighbor | Water | Porous | Wet | R245fa | MinimizeLCOE_Brownfield | IgnoreSilica | 2019 | 76.8366 | 19.0448 | 1.3745 | 4 | 8624.2641 | 12401.9221 | 175.8173 | 252.83 | 128.0873 | 0 | 151.7958 | 3279864.33 | 138700.6801 | 3578192.2623 | 3149906.0312 | 0 | 606635.3975 | 0 | 4193786.4935 | 10911372.1921 | 7447235.7274 | 33305693.114 | 961560.8286 | 13149413.2377 | 13149413.2377 | 1478867.319 | 6141486.3649 | 0 | 47416667.1803 | 68186434.102 | 31622.7766 | 5.4981 | 8624.2641 | 12401.9221 | 175.8173 | 252.83
1 | 3900 | 707 | 0.03 | 15 | 15 | 7 | 4.217e-11 | 5spot_SharedNeighbor | Water | Porous | Wet | R245fa | MinimizeLCOE_Brownfield | IgnoreSilica | 2019 | 87.5741 | 21.6883 | 1.6146 | 4 | 7896.0252 | 11111.9569 | 160.9712 | 226.5323 | 128.0283 | 0 | 170.0434 | 3595073.1103 | 151806.3889 | 3970454.8536 | 3585267.5709 | 0 | 606238.7593 | 0 | 4644447.8664 | 12083900.641 | 8247510.4868 | 36884699.6772 | 961560.8286 | 13149413.2377 | 13149413.2377 | 1478867.319 | 6141486.3649 | 0 | 50995673.7435 | 71765440.6652 | 42169.6503 | 6.4584 | 7896.0252 | 11111.9569 | 160.9712 | 226.5323
1 | 3900 | 707 | 0.03 | 15 | 15 | 7 | 5.6234e-11 | 5spot_SharedNeighbor | Water | Porous | Wet | R245fa | MinimizeLCOE_Brownfield | IgnoreSilica | 2019 | 97.4427 | 24.094 | 1.8444 | 4 | 7340.2358 | 10155.5357 | 149.6406 | 207.0343 | 127.9173 | 0 | 187.5164 | 3871091.6684 | 163186.117 | 4319383.8646 | 3982758.7092 | 0 | 591592.4462 | 0 | 5041924.9941 | 13118054.5937 | 8953341.8093 | 40041334.2025 | 961560.8286 | 13149413.2377 | 13149413.2377 | 1478867.319 | 6141486.3649 | 0 | 54152308.2688 | 74922075.1904 | 56234.1325 | 7.3775 | 7340.2358 | 10155.5357 | 149.6406 | 207.0343
1 | 3900 | 707 | 0.03 | 15 | 15 | 7 | 7.4989e-11 | 5spot_SharedNeighbor | Water | Porous | Wet | R245fa | MinimizeLCOE_Brownfield | IgnoreSilica | 2019 | 106.1586 | 26.1968 | 2.0541 | 4 | 6917.514 | 9445.3976 | 141.0229 | 192.5572 | 127.7788 | 0 | 186.9763 | 4104702.5725 | 172734.984 | 4618862.5225 | 4331302.0901 | 0 | 566931.299 | 0 | 5379868.0525 | 13997313.11 | 9553453.8136 | 42725168.4442 | 961560.8286 | 13149413.2377 | 13149413.2377 | 1478867.319 | 6141486.3649 | 0 | 56836142.5106 | 77605909.4322 | 74989.4209 | 8.2163 | 6917.514 | 9445.3976 | 141.0229 | 192.5572
1 | 3900 | 707 | 0.03 | 15 | 15 | 7 | 1e-10 | 5spot_SharedNeighbor | Water | Porous | Wet | R245fa | MinimizeLCOE_Brownfield | IgnoreSilica | 2019 | 113.5787 | 27.9692 | 2.2376 | 4 | 6596.8335 | 8917.3856 | 134.4854 | 181.793 | 127.6335 | 0 | 182.4345 | 4296504.1114 | 180511.9019 | 4867713.3893 | 4626151.4962 | 0 | 536498.1499 | 0 | 5657877.829 | 14720637.5207 | 10047137.5868 | 44933031.9852 | 961560.8286 | 13149413.2377 | 13149413.2377 | 1478867.319 | 6141486.3649 | 0 | 59044006.0515 | 79813772.9731 | 100000 | 8.9504 | 6596.8335 | 8917.3856 | 134.4854 | 181.793
1 | 3900 | 707 | 0.03 | 15 | 15 | 7 | 1.3335e-10 | 5spot_SharedNeighbor | Water | Porous | Wet | R245fa | MinimizeLCOE_Brownfield | IgnoreSilica | 2019 | 119.6929 | 29.4165 | 2.3925 | 4 | 6354.0621 | 8524.3775 | 129.5362 | 173.781 | 127.4963 | 0 | 216.8833 | 4449855.9727 | 186684.8395 | 5068693.7495 | 4867718.0616 | 0 | 503938.8911 | 0 | 5879987.6906 | 15298521.8197 | 10441555.4951 | 46696956.5198 | 961560.8286 | 13149413.2377 | 13149413.2377 | 1478867.319 | 6141486.3649 | 0 | 60807930.5861 | 81577697.5077 | 133352.1432 | 9.5699 | 6354.0621 | 8524.3775 | 129.5362 | 173.781
1 | 3900 | 707 | 0.03 | 15 | 15 | 7 | 1.7783e-10 | 5spot_SharedNeighbor | Water | Porous | Wet | R245fa | MinimizeLCOE_Brownfield | IgnoreSilica | 2019 | 124.5922 | 30.5672 | 2.5193 | 4 | 6170.5612 | 8231.6031 | 125.7952 | 167.8124 | 127.3754 | 0 | 197.1638 | 4569774.6295 | 191481.9152 | 5227157.4827 | 5060340.0978 | 0 | 471999.7388 | 0 | 6053094.0069 | 15748908.9457 | 10748953.9632 | 48071710.7797 | 961560.8286 | 13149413.2377 | 13149413.2377 | 1478867.319 | 6141486.3649 | 0 | 62182684.846 | 82952451.7677 | 177827.941 | 10.0773 | 6170.5612 | 8231.6031 | 125.7952 | 167.8124
1 | 3900 | 707 | 0.03 | 15 | 15 | 7 | 2.3714e-10 | 5spot_SharedNeighbor | Water | Porous | Wet | R245fa | MinimizeLCOE_Brownfield | IgnoreSilica | 2019 | 128.436 | 31.4642 | 2.6208 | 4 | 6032.0319 | 8013.2767 | 122.9711 | 163.3615 | 127.2742 | 0 | 221.381 | 4662049.3464 | 195154.0724 | 5349896.988 | 5210844.3982 | 0 | 442548.0937 | 0 | 6185592.2305 | 16093642.1443 | 10984241.4548 | 49123968.7282 | 961560.8286 | 13149413.2377 | 13149413.2377 | 1478867.319 | 6141486.3649 | 0 | 63234942.7945 | 84004709.7162 | 237137.3706 | 10.4832 | 6032.0319 | 8013.2767 | 122.9711 | 163.3615
1 | 3900 | 707 | 0.03 | 15 | 15 | 7 | 3.1623e-10 | 5spot_SharedNeighbor | Water | Porous | Wet | R245fa | MinimizeLCOE_Brownfield | IgnoreSilica | 2019 | 131.4445 | 32.1626 | 2.7011 | 4 | 5927.5585 | 7849.9233 | 120.8413 | 160.0313 | 127.1911 | 0 | 205.2512 | 4733184.5247 | 197973.0851 | 5445010.0553 | 5328258.4523 | 0 | 416962.17 | 0 | 6287341.4321 | 16358372.6953 | 11164925.4955 | 49932027.9104 | 961560.8286 | 13149413.2377 | 13149413.2377 | 1478867.319 | 6141486.3649 | 0 | 64043001.9767 | 84812768.8983 | 316227.766 | 10.8043 | 5927.5585 | 7849.9233 | 120.8413 | 160.0313
1 | 3900 | 707 | 0.03 | 15 | 15 | 7 | 4.217e-10 | 5spot_SharedNeighbor | Water | Porous | Wet | R245fa | MinimizeLCOE_Brownfield | IgnoreSilica | 2019 | 135.4151 | 33.0831 | 2.7865 | 4 | 5848.4462 | 7711.8812 | 119.2285 | 157.2171 | 127.0844 | 0 | 214.0094 | 4826219.1127 | 201656.1642 | 5569747.789 | 5483088.1478 | 0 | 409885.9193 | 0 | 6431332.8818 | 16733008.9108 | 11420622.4106 | 51075561.3361 | 961560.8286 | 13149413.2377 | 13149413.2377 | 1478867.319 | 6141486.3649 | 0 | 65186535.4024 | 85956302.3241 | 421696.5034 | 11.146 | 5848.4462 | 7711.8812 | 119.2285 | 157.2171
1 | 3900 | 707 | 0.03 | 15 | 15 | 7 | 5.6234e-10 | 5spot_SharedNeighbor | Water | Porous | Wet | R245fa | MinimizeLCOE_Brownfield | IgnoreSilica | 2019 | 137.2787 | 33.5157 | 2.8367 | 4 | 5788.3175 | 7618.7463 | 118.0027 | 155.3184 | 127.0374 | 0 | 200.474 | 4869719.8217 | 203380.0973 | 5628119.7188 | 5555815.278 | 0 | 392787.081 | 0 | 6493430.5787 | 16894574.38 | 11530894.1632 | 51568721.1186 | 961560.8286 | 13149413.2377 | 13149413.2377 | 1478867.319 | 6141486.3649 | 0 | 65679695.1849 | 86449462.1066 | 562341.3252 | 11.3469 | 5788.3175 | 7618.7463 | 118.0027 | 155.3184
1 | 3900 | 707 | 0.03 | 15 | 15 | 7 | 7.4989e-10 | 5spot_SharedNeighbor | Water | Porous | Wet | R245fa | MinimizeLCOE_Brownfield | IgnoreSilica | 2019 | 138.6944 | 33.8436 | 2.8752 | 4 | 5743.0702 | 7549.0009 | 117.0803 | 153.8966 | 127.0012 | 0 | 200.2131 | 4902554.6569 | 204679.2314 | 5672273.2647 | 5610987.4857 | 0 | 378976.1488 | 0 | 6540093.6071 | 17015982.008 | 11613757.3639 | 51939303.7665 | 961560.8286 | 13149413.2377 | 13149413.2377 | 1478867.319 | 6141486.3649 | 0 | 66050277.8328 | 86820044.7545 | 749894.2093 | 11.5009 | 5743.0702 | 7549.0009 | 117.0803 | 153.8966
1 | 3900 | 707 | 0.03 | 15 | 15 | 7 | 1e-09 | 5spot_SharedNeighbor | Water | Porous | Wet | R245fa | MinimizeLCOE_Brownfield | IgnoreSilica | 2019 | 138.105 | 33.707 | 2.8824 | 4 | 5706.4366 | 7507.8443 | 116.3334 | 153.0576 | 127.016 | 0 | 409.4879 | 4888883.254 | 204138.0528 | 5653891.7129 | 5588009.6836 | 0 | 351721.8797 | 0 | 6507791.3874 | 16931938.2584 | 11556395.7779 | 51682770.0066 | 961560.8286 | 13149413.2377 | 13149413.2377 | 1478867.319 | 6141486.3649 | 0 | 65793744.0729 | 86563510.9946 | 1000000 | 11.5297 | 5706.4366 | 7507.8443 | 116.3334 | 153.0576
1 | 3900 | 707 | 0.03 | 15 | 15 | 7 | 1.3335e-09 | 5spot_SharedNeighbor | Water | Porous | Wet | R245fa | MinimizeLCOE_Brownfield | IgnoreSilica | 2019 | 140.9381 | 34.3626 | 2.9331 | 4 | 5680.7114 | 7450.9914 | 115.809 | 151.8985 | 126.943 | 0 | 199.7 | 4954327.1932 | 206726.7844 | 5741983.2565 | 5698781.5868 | 0 | 360897.3783 | 0 | 6615459.3177 | 17212068.1272 | 11747590.1695 | 52537833.8135 | 961560.8286 | 13149413.2377 | 13149413.2377 | 1478867.319 | 6141486.3649 | 0 | 66648807.8798 | 87418574.8014 | 1333521.4322 | 11.7325 | 5680.7114 | 7450.9914 | 115.809 | 151.8985
1 | 3900 | 707 | 0.03 | 15 | 15 | 7 | 1.7783e-09 | 5spot_SharedNeighbor | Water | Porous | Wet | R245fa | MinimizeLCOE_Brownfield | IgnoreSilica | 2019 | 141.5371 | 34.5008 | 2.9497 | 4 | 5661.7746 | 7422.0926 | 115.4229 | 151.3094 | 126.9273 | 0 | 186.0105 | 4968071.6254 | 207269.5487 | 5760524.748 | 5722198.697 | 0 | 354291.1266 | 0 | 6634818.7408 | 17262437.3752 | 11781968.2162 | 52691580.078 | 961560.8286 | 13149413.2377 | 13149413.2377 | 1478867.319 | 6141486.3649 | 0 | 66802554.1443 | 87572321.0659 | 1778279.41 | 11.7989 | 5661.7746 | 7422.0926 | 115.4229 | 151.3094
1 | 3900 | 707 | 0.03 | 15 | 15 | 7 | 2.3714e-09 | 5spot_SharedNeighbor | Water | Porous | Wet | R245fa | MinimizeLCOE_Brownfield | IgnoreSilica | 2019 | 141.9735 | 34.6015 | 2.962 | 4 | 5647.5556 | 7400.5491 | 115.1331 | 150.8702 | 126.9157 | 0 | 169.3176 | 4978064.2934 | 207663.9497 | 5774014.0842 | 5739251.6018 | 0 | 349087.3132 | 0 | 6648751.6845 | 17298688.0365 | 11806710.0374 | 52802231.0005 | 961560.8286 | 13149413.2377 | 13149413.2377 | 1478867.319 | 6141486.3649 | 0 | 66913205.0668 | 87682971.9885 | 2371373.7057 | 11.8482 | 5647.5556 | 7400.5491 | 115.1331 | 150.8702
1 | 3900 | 707 | 0.03 | 15 | 15 | 7 | 3.1623e-09 | 5spot_SharedNeighbor | Water | Porous | Wet | R245fa | MinimizeLCOE_Brownfield | IgnoreSilica | 2019 | 142.3166 | 34.6806 | 2.9715 | 4 | 5636.8822 | 7384.2727 | 114.9155 | 150.5384 | 126.9066 | 0 | 219.9999 | 4985909.9179 | 207973.4957 | 5784610.183 | 5752656.4619 | 0 | 345243.7594 | 0 | 6659793.589 | 17327416.807 | 11826318.0136 | 52889922.2275 | 961560.8286 | 13149413.2377 | 13149413.2377 | 1478867.319 | 6141486.3649 | 0 | 67000896.2938 | 87770663.2154 | 3162277.6602 | 11.8862 | 5636.8822 | 7384.2727 | 114.9155 | 150.5384
1 | 3900 | 707 | 0.03 | 15 | 15 | 7 | 4.217e-09 | 5spot_SharedNeighbor | Water | Porous | Wet | R245fa | MinimizeLCOE_Brownfield | IgnoreSilica | 2019 | 142.5723 | 34.7396 | 2.9787 | 4 | 5628.8722 | 7372.0861 | 114.7522 | 150.2899 | 126.8998 | 0 | 236.4202 | 4991752.0762 | 208203.9266 | 5792503.4844 | 5762647.6147 | 0 | 342302.4826 | 0 | 6667989.738 | 17348741.5055 | 11840872.5585 | 52955013.3865 | 961560.8286 | 13149413.2377 | 13149413.2377 | 1478867.319 | 6141486.3649 | 0 | 67065987.4529 | 87835754.3745 | 4216965.0343 | 11.9146 | 5628.8722 | 7372.0861 | 114.7522 | 150.2899
1 | 3900 | 707 | 0.03 | 15 | 15 | 7 | 5.6234e-09 | 5spot_SharedNeighbor | Water | Porous | Wet | R245fa | MinimizeLCOE_Brownfield | IgnoreSilica | 2019 | 142.7498 | 34.7805 | 2.9838 | 4 | 5622.8619 | 7363.0688 | 114.6296 | 150.1061 | 126.8951 | 0 | 207.2832 | 4995801.7733 | 208363.6179 | 5797976.6632 | 5769578.3236 | 0 | 339945.3771 | 0 | 6673549.6445 | 17363207.2416 | 11850745.7206 | 52999168.3617 | 961560.8286 | 13149413.2377 | 13149413.2377 | 1478867.319 | 6141486.3649 | 0 | 67110142.428 | 87879909.3496 | 5623413.2519 | 11.9352 | 5622.8619 | 7363.0688 | 114.6296 | 150.1061
1 | 3900 | 707 | 0.03 | 15 | 15 | 7 | 7.4989e-09 | 5spot_SharedNeighbor | Water | Porous | Wet | R245fa | MinimizeLCOE_Brownfield | IgnoreSilica | 2019 | 142.8935 | 34.8136 | 2.9878 | 4 | 5618.3529 | 7356.221 | 114.5377 | 149.9665 | 126.8913 | 0 | 218.8457 | 4999079.768 | 208492.8625 | 5802407.6755 | 5775190.897 | 0 | 338255.7928 | 0 | 6678136.5283 | 17375141.3725 | 11858891.0102 | 53035595.9067 | 961560.8286 | 13149413.2377 | 13149413.2377 | 1478867.319 | 6141486.3649 | 0 | 67146569.973 | 87916336.8946 | 7498942.0933 | 11.9513 | 5618.3529 | 7356.221 | 114.5377 | 149.9665
1 | 3900 | 707 | 0.03 | 15 | 15 | 7 | 1e-08 | 5spot_SharedNeighbor | Water | Porous | Wet | R245fa | MinimizeLCOE_Brownfield | IgnoreSilica | 2019 | 143.0056 | 34.8394 | 2.9909 | 4 | 5614.9705 | 7351.0518 | 114.4688 | 149.8611 | 126.8883 | 0 | 218.2263 | 5001634.4211 | 208593.576 | 5805861.4347 | 5779566.6201 | 0 | 337017.7001 | 0 | 6681742.7633 | 17384524.0562 | 11865294.8846 | 53064235.4561 | 961560.8286 | 13149413.2377 | 13149413.2377 | 1478867.319 | 6141486.3649 | 0 | 67175209.5224 | 87944976.444 | 10000000 | 11.9636 | 5614.9705 | 7351.0518 | 114.4688 | 149.8611
1 | 4000 | 707 | 0.03 | 15 | 15 | 7 | 1e-13 | 5spot_SharedNeighbor | Water | Porous | Wet | R245fa | MinimizeLCOE_Brownfield | IgnoreSilica | 2019 | 0 | 0 | 0 | 0 |  |  |  |  | 15 |  | 26.5287 | [19 empty] | 100 | 0
1 | 4000 | 707 | 0.03 | 15 | 15 | 7 | 1.3335e-13 | 5spot_SharedNeighbor | Water | Porous | Wet | R245fa | MinimizeLCOE_Brownfield | IgnoreSilica | 2019 | 0 | 0 | 0 | 0 |  |  |  |  | 15 |  | 25.444 | [19 empty] | 133.3521 | 0
1 | 4000 | 707 | 0.03 | 15 | 15 | 7 | 1.7783e-13 | 5spot_SharedNeighbor | Water | Porous | Wet | R245fa | MinimizeLCOE_Brownfield | IgnoreSilica | 2019 | 0 | 0 | 0 | 0 |  |  |  |  | 15 |  | 26.0658 | [19 empty] | 177.8279 | 0
1 | 4000 | 707 | 0.03 | 15 | 15 | 7 | 2.3714e-13 | 5spot_SharedNeighbor | Water | Porous | Wet | R245fa | MinimizeLCOE_Brownfield | IgnoreSilica | 2019 | 0 | 0 | 0 | 0 |  |  |  |  | 15 |  | 24.8416 | [19 empty] | 237.1374 | 0
1 | 4000 | 707 | 0.03 | 15 | 15 | 7 | 3.1623e-13 | 5spot_SharedNeighbor | Water | Porous | Wet | R245fa | MinimizeLCOE_Brownfield | IgnoreSilica | 2019 | 1.4519 | 0.24371 | 0.0034842 | 4 | 1133005.3967 | 2666973.6075 | 23097.8475 | 54369.8643 | 102.941 | 0 | 48.4903 | 134275.9303 | 4784.9857 | 111459.7925 | 73035.4103 | 0 | 78284.2422 | 0 | 156717.7408 | 407747.4143 | 278295.9886 | 1244601.5046 | 961560.8286 | 13584081.2916 | 13584081.2916 | 1478867.319 | 6315353.5865 | 0 | 15790243.6248 | 37168545.822 | 316.2278 | 0.013937 | 1133005.3967 | 2666973.6075 | 23097.8475 | 54369.8643
1 | 4000 | 707 | 0.03 | 15 | 15 | 7 | 4.217e-13 | 5spot_SharedNeighbor | Water | Porous | Wet | R245fa | MinimizeLCOE_Brownfield | IgnoreSilica | 2019 | 1.9626 | 0.36698 | 0.0093694 | 4 | 432193.3335 | 1002623.375 | 8810.8457 | 20439.8336 | 109.4014 | 0 | 342.2845 | 185791.8841 | 6938.8539 | 153912.2962 | 93543.2935 | 0 | 93154.3558 | 0 | 208002.8666 | 541180.7915 | 369367.0104 | 1651891.3519 | 961560.8286 | 13584081.2916 | 13584081.2916 | 1478867.319 | 6315353.5865 | 0 | 16197533.4721 | 37575835.6693 | 421.6965 | 0.037478 | 432193.3335 | 1002623.375 | 8810.8457 | 20439.8336
1 | 4000 | 707 | 0.03 | 15 | 15 | 7 | 5.6234e-13 | 5spot_SharedNeighbor | Water | Porous | Wet | R245fa | MinimizeLCOE_Brownfield | IgnoreSilica | 2019 | 2.6044 | 0.52665 | 0.018108 | 4 | 230254.305 | 525397.4384 | 4694.0454 | 10710.9374 | 114.3226 | 0 | 465.685 | 245811.5882 | 9513.3503 | 204755.9404 | 119733.5254 | 0 | 108706.4447 | 0 | 268523.1311 | 698642.1055 | 476837.5927 | 2132523.6784 | 961560.8286 | 13584081.2916 | 13584081.2916 | 1478867.319 | 6315353.5865 | 0 | 16678165.7987 | 38056467.9958 | 562.3413 | 0.072434 | 230254.305 | 525397.4384 | 4694.0454 | 10710.9374
1 | 4000 | 707 | 0.03 | 15 | 15 | 7 | 7.4989e-13 | 5spot_SharedNeighbor | Water | Porous | Wet | R245fa | MinimizeLCOE_Brownfield | IgnoreSilica | 2019 | 3.4406 | 0.73848 | 0.030474 | 4 | 141656.0153 | 317034.9426 | 2887.8495 | 6463.1861 | 118.2083 | 0 | 622.5432 | 317847.4367 | 12651.1246 | 267606.2005 | 154164.1944 | 0 | 126545.7185 | 0 | 342737.7231 | 891733.2504 | 608626.2667 | 2721911.9148 | 961560.8286 | 13584081.2916 | 13584081.2916 | 1478867.319 | 6315353.5865 | 0 | 17267554.0351 | 38645856.2322 | 749.8942 | 0.1219 | 141656.0153 | 317034.9426 | 2887.8495 | 6463.1861
1 | 4000 | 707 | 0.03 | 15 | 15 | 7 | 1e-12 | 5spot_SharedNeighbor | Water | Porous | Wet | R245fa | MinimizeLCOE_Brownfield | IgnoreSilica | 2019 | 4.5648 | 1.0265 | 0.04766 | 4 | 94496.8298 | 206637.5572 | 1926.4457 | 4212.5861 | 121.327 | 0 | 83.3581 | 406633.1972 | 16551.9837 | 347495.3324 | 200731.5882 | 0 | 148631.7525 | 0 | 436817.1031 | 1136508.4987 | 775690.4032 | 3469059.859 | 961560.8286 | 13584081.2916 | 13584081.2916 | 1478867.319 | 6315353.5865 | 0 | 18014701.9792 | 39393004.1763 | 1000 | 0.19064 | 94496.8298 | 206637.5572 | 1926.4457 | 4212.5861
1 | 4000 | 707 | 0.03 | 15 | 15 | 7 | 1.3335e-12 | 5spot_SharedNeighbor | Water | Porous | Wet | R245fa | MinimizeLCOE_Brownfield | IgnoreSilica | 2019 | 6.0728 | 1.415 | 0.071106 | 4 | 66650.8218 | 141814.3542 | 1358.7672 | 2891.0774 | 123.7673 | 0 | 69.2 | 515337.6606 | 21344.0048 | 448488.4791 | 263275.0384 | 0 | 175862.4938 | 0 | 555479.9939 | 1445244.9995 | 986409.409 | 4411442.0791 | 961560.8286 | 13584081.2916 | 13584081.2916 | 1478867.319 | 6315353.5865 | 0 | 18957084.1994 | 40335386.3965 | 1333.5214 | 0.28442 | 66650.8218 | 141814.3542 | 1358.7672 | 2891.0774
1 | 4000 | 707 | 0.03 | 15 | 15 | 7 | 1.7783e-12 | 5spot_SharedNeighbor | Water | Porous | Wet | R245fa | MinimizeLCOE_Brownfield | IgnoreSilica | 2019 | 8.0654 | 1.9273 | 0.10213 | 4 | 49251.3639 | 101582.3275 | 1004.0557 | 2070.8931 | 125.5326 | 0 | 88.7912 | 645344.9358 | 27055.411 | 573552.7446 | 345409.7269 | 0 | 208482.9155 | 0 | 701939.8362 | 1826303.4661 | 1246489.6424 | 5574578.6784 | 961560.8286 | 13584081.2916 | 13584081.2916 | 1478867.319 | 6315353.5865 | 0 | 20120220.7986 | 41498522.9958 | 1778.2794 | 0.40852 | 49251.3639 | 101582.3275 | 1004.0557 | 2070.8931
1 | 4000 | 707 | 0.03 | 15 | 15 | 7 | 2.3714e-12 | 5spot_SharedNeighbor | Water | Porous | Wet | R245fa | MinimizeLCOE_Brownfield | IgnoreSilica | 2019 | 10.7326 | 2.6237 | 0.14541 | 4 | 37151.0899 | 73906.9661 | 757.3752 | 1506.6935 | 127.127 | 0 | 103.1831 | 807518.5997 | 34225.8234 | 733274.2577 | 456912.5673 | 0 | 248323.7761 | 0 | 889299.4595 | 2313774.7732 | 1579198.826 | 7062528.0829 | 961560.8286 | 13584081.2916 | 13584081.2916 | 1478867.319 | 6315353.5865 | 0 | 21608170.2032 | 42986472.4003 | 2371.3737 | 0.58163 | 37151.0899 | 73906.9661 | 757.3752 | 1506.6935
1 | 4000 | 707 | 0.03 | 15 | 15 | 7 | 3.1623e-12 | 5spot_SharedNeighbor | Water | Porous | Wet | R245fa | MinimizeLCOE_Brownfield | IgnoreSilica | 2019 | 14.2675 | 3.5437 | 0.20246 | 4 | 28973.3509 | 55372.1492 | 590.6609 | 1128.8362 | 128.2359 | 0 | 90.9518 | 1002796.7569 | 42817.2027 | 931890.9432 | 605097.3677 | 0 | 296589.453 | 0 | 1122884.7721 | 2921515.8418 | 1993994.5931 | 8917586.9305 | 961560.8286 | 13584081.2916 | 13584081.2916 | 1478867.319 | 6315353.5865 | 0 | 23463229.0507 | 44841531.2478 | 3162.2777 | 0.80982 | 28973.3509 | 55372.1492 | 590.6609 | 1128.8362
1 | 4000 | 707 | 0.03 | 15 | 15 | 7 | 4.217e-12 | 5spot_SharedNeighbor | Water | Porous | Wet | R245fa | MinimizeLCOE_Brownfield | IgnoreSilica | 2019 | 18.9622 | 4.7656 | 0.27824 | 4 | 23170.5173 | 42378.9537 | 472.3623 | 863.9523 | 129.0799 | 0 | 82.0896 | 1240011.7229 | 53211.0735 | 1180436.9929 | 800863.202 | 0 | 355245.7794 | 0 | 1415609.8206 | 3683126.3717 | 2513809.4294 | 11242314.3924 | 961560.8286 | 13584081.2916 | 13584081.2916 | 1478867.319 | 6315353.5865 | 0 | 25787956.5127 | 47166258.7098 | 4216.965 | 1.113 | 23170.5173 | 42378.9537 | 472.3623 | 863.9523
1 | 4000 | 707 | 0.03 | 15 | 15 | 7 | 5.6234e-12 | 5spot_SharedNeighbor | Water | Porous | Wet | R245fa | MinimizeLCOE_Brownfield | IgnoreSilica | 2019 | 24.5575 | 6.2227 | 0.37485 | 4 | 18937.961 | 33195.8606 | 386.076 | 676.7425 | 129.6702 | 0 | 104.6109 | 1500502.8642 | 64591.3481 | 1460678.853 | 1034542.0328 | 0 | 411371.271 | 0 | 1743957.6839 | 4537420.1587 | 3096882.493 | 13849946.7047 | 961560.8286 | 13584081.2916 | 13584081.2916 | 1478867.319 | 6315353.5865 | 0 | 28395588.825 | 49773891.0221 | 5623.4133 | 1.4994 | 18937.961 | 33195.8606 | 386.076 | 676.7425
1 | 4000 | 707 | 0.03 | 15 | 15 | 7 | 7.4989e-12 | 5spot_SharedNeighbor | Water | Porous | Wet | R245fa | MinimizeLCOE_Brownfield | IgnoreSilica | 2019 | 30.9862 | 7.8975 | 0.4951 | 4 | 15767.5557 | 26562.5429 | 321.4429 | 541.5134 | 130.0891 | 0 | 86.8826 | 1778599.7832 | 76702.0595 | 1767020.7292 | 1303145.1345 | 0 | 460043.1202 | 0 | 2100349.2224 | 5464677.8359 | 3729754.9109 | 16680292.7959 | 961560.8286 | 13584081.2916 | 13584081.2916 | 1478867.319 | 6315353.5865 | 0 | 31225934.9161 | 52604237.1133 | 7498.9421 | 1.9804 | 15767.5557 | 26562.5429 | 321.4429 | 541.5134
1 | 4000 | 707 | 0.03 | 15 | 15 | 7 | 1e-11 | 5spot_SharedNeighbor | Water | Porous | Wet | R245fa | MinimizeLCOE_Brownfield | IgnoreSilica | 2019 | 38.7593 | 9.9235 | 0.64583 | 4 | 13353.7025 | 21629.2214 | 272.2333 | 440.9409 | 130.4128 | 0 | 93.0411 | 2092849.7467 | 90345.8364 | 2120730.8768 | 1628165.4981 | 0 | 509494.4784 | 0 | 2512218.7103 | 6536277.7572 | 4461143.8763 | 19951226.7803 | 961560.8286 | 13584081.2916 | 13584081.2916 | 1478867.319 | 6315353.5865 | 0 | 34496868.9006 | 55875171.0977 | 10000 | 2.5833 | 13353.7025 | 21629.2214 | 272.2333 | 440.9409
1 | 4000 | 707 | 0.03 | 15 | 15 | 7 | 1.3335e-11 | 5spot_SharedNeighbor | Water | Porous | Wet | R245fa | MinimizeLCOE_Brownfield | IgnoreSilica | 2019 | 47.946 | 12.3177 | 0.83063 | 4 | 11496.7241 | 17931.1015 | 234.3763 | 365.5498 | 130.6574 | 0 | 132.4671 | 2440907.8827 | 105408.9943 | 2520593.3372 | 2012269.0503 | 0 | 557383.9004 | 0 | 2978259.6343 | 7748820.6434 | 5288729.3115 | 23652372.7541 | 961560.8286 | 13584081.2916 | 13584081.2916 | 1478867.319 | 6315353.5865 | 0 | 38198014.8743 | 59576317.0715 | 13335.2143 | 3.3225 | 11496.7241 | 17931.1015 | 234.3763 | 365.5498
1 | 4000 | 707 | 0.03 | 15 | 15 | 7 | 1.7783e-11 | 5spot_SharedNeighbor | Water | Porous | Wet | R245fa | MinimizeLCOE_Brownfield | IgnoreSilica | 2019 | 58.3176 | 15.0167 | 1.0486 | 4 | 10061.1073 | 15158.1286 | 205.1093 | 309.019 | 130.8218 | 0 | 137.0052 | 2810176.4754 | 121327.5595 | 2953185.3165 | 2445555.2675 | 0 | 598115.4028 | 0 | 3482060.4085 | 9059606.914 | 6183367.8751 | 27653395.2193 | 961560.8286 | 13584081.2916 | 13584081.2916 | 1478867.319 | 6315353.5865 | 0 | 42199037.3395 | 63577339.5367 | 17782.7941 | 4.1943 | 10061.1073 | 15158.1286 | 205.1093 | 309.019
1 | 4000 | 707 | 0.03 | 15 | 15 | 7 | 2.3714e-11 | 5spot_SharedNeighbor | Water | Porous | Wet | R245fa | MinimizeLCOE_Brownfield | IgnoreSilica | 2019 | 69.3823 | 17.8849 | 1.2926 | 4 | 8951.9742 | 13086.8306 | 182.4981 | 266.7927 | 130.8982 | 0 | 173.7699 | 3181349.8847 | 137243.578 | 3396234.0927 | 2906755.4074 | 0 | 625699.9297 | 0 | 3996440.3281 | 10397917.951 | 7096792.6574 | 31738433.829 | 961560.8286 | 13584081.2916 | 13584081.2916 | 1478867.319 | 6315353.5865 | 0 | 46284075.9493 | 67662378.1464 | 23713.7371 | 5.1703 | 8951.9742 | 13086.8306 | 182.4981 | 266.7927
1 | 4000 | 707 | 0.03 | 15 | 15 | 7 | 3.1623e-11 | 5spot_SharedNeighbor | Water | Porous | Wet | R245fa | MinimizeLCOE_Brownfield | IgnoreSilica | 2019 | 80.5755 | 20.7669 | 1.5509 | 4 | 8098.3868 | 11544.396 | 165.0966 | 235.3481 | 130.8867 | 0 | 178.7069 | 3536182.4925 | 152353.5234 | 3827446.6445 | 3371501.6056 | 0 | 637245.9551 | 0 | 4494644.7862 | 11694143.7554 | 7981493.4037 | 35695012.1665 | 961560.8286 | 13584081.2916 | 13584081.2916 | 1478867.319 | 6315353.5865 | 0 | 50240654.2867 | 71618956.4839 | 31622.7766 | 6.2038 | 8098.3868 | 11544.396 | 165.0966 | 235.3481
1 | 4000 | 707 | 0.03 | 15 | 15 | 7 | 4.217e-11 | 5spot_SharedNeighbor | Water | Porous | Wet | R245fa | MinimizeLCOE_Brownfield | IgnoreSilica | 2019 | 91.2749 | 23.4967 | 1.8089 | 4 | 7444.4469 | 10399.1031 | 151.7651 | 211.9998 | 130.8023 | 0 | 169.5452 | 3857977.6296 | 165943.8784 | 4225154.7905 | 3813417.0883 | 0 | 632098.3572 | 0 | 4950890.7802 | 12881202.2426 | 8791685.2128 | 39318369.9796 | 961560.8286 | 13584081.2916 | 13584081.2916 | 1478867.319 | 6315353.5865 | 0 | 53864012.0998 | 75242314.297 | 42169.6503 | 7.2355 | 7444.4469 | 10399.1031 | 151.7651 | 211.9998
1 | 4000 | 707 | 0.03 | 15 | 15 | 7 | 5.6234e-11 | 5spot_SharedNeighbor | Water | Porous | Wet | R245fa | MinimizeLCOE_Brownfield | IgnoreSilica | 2019 | 101.0554 | 25.9661 | 2.0533 | 4 | 6945.4725 | 9548.3533 | 141.5929 | 194.6561 | 130.6692 | 0 | 196.2996 | 4138502.6495 | 177686.1204 | 4577224.3186 | 4214970.4883 | 0 | 613376.4735 | 0 | 5351486.4196 | 13923469.923 | 9503054.3212 | 42499770.714 | 961560.8286 | 13584081.2916 | 13584081.2916 | 1478867.319 | 6315353.5865 | 0 | 57045412.8343 | 78423715.0314 | 56234.1325 | 8.2133 | 6945.4725 | 9548.3533 | 141.5929 | 194.6561
1 | 4000 | 707 | 0.03 | 15 | 15 | 7 | 7.4989e-11 | 5spot_SharedNeighbor | Water | Porous | Wet | R245fa | MinimizeLCOE_Brownfield | IgnoreSilica | 2019 | 109.6009 | 28.1006 | 2.2739 | 4 | 6565.9793 | 8916.3508 | 133.8564 | 181.7719 | 130.5136 | 0 | 183.2706 | 4373636.7623 | 187441.2462 | 4876362.4215 | 4563681.1347 | 0 | 584902.3244 | 0 | 5688549.3168 | 14800438.4404 | 10101603.3541 | 45176615.0005 | 961560.8286 | 13584081.2916 | 13584081.2916 | 1478867.319 | 6315353.5865 | 0 | 59722257.1207 | 81100559.3179 | 74989.4209 | 9.0957 | 6565.9793 | 8916.3508 | 133.8564 | 181.7719
1 | 4000 | 707 | 0.03 | 15 | 15 | 7 | 1e-10 | 5spot_SharedNeighbor | Water | Porous | Wet | R245fa | MinimizeLCOE_Brownfield | IgnoreSilica | 2019 | 116.8165 | 29.8847 | 2.4652 | 4 | 6278.0912 | 8446.1005 | 127.9874 | 172.1852 | 130.356 | 0 | 199.3102 | 4565303.0625 | 195327.0933 | 5123057.3634 | 4856432.8315 | 0 | 551281.9043 | 0 | 5963646.8795 | 15516185.8682 | 10590115.6808 | 47361350.6836 | 961560.8286 | 13584081.2916 | 13584081.2916 | 1478867.319 | 6315353.5865 | 0 | 61906992.8039 | 83285295.001 | 100000 | 9.8608 | 6278.0912 | 8446.1005 | 127.9874 | 172.1852
1 | 4000 | 707 | 0.03 | 15 | 15 | 7 | 1.3335e-10 | 5spot_SharedNeighbor | Water | Porous | Wet | R245fa | MinimizeLCOE_Brownfield | IgnoreSilica | 2019 | 122.724 | 31.3321 | 2.6254 | 4 | 6060.1246 | 8095.8175 | 123.5438 | 165.0442 | 130.2105 | 0 | 206.6674 | 4717711.7058 | 201551.4359 | 5321140.4392 | 5094883.6723 | 0 | 516228.865 | 0 | 6182091.2861 | 16084533.4052 | 10978024.5531 | 49096165.3626 | 961560.8286 | 13584081.2916 | 13584081.2916 | 1478867.319 | 6315353.5865 | 0 | 63641807.4829 | 85020109.68 | 133352.1432 | 10.5017 | 6060.1246 | 8095.8175 | 123.5438 | 165.0442
1 | 4000 | 707 | 0.03 | 15 | 15 | 7 | 1.7783e-10 | 5spot_SharedNeighbor | Water | Porous | Wet | R245fa | MinimizeLCOE_Brownfield | IgnoreSilica | 2019 | 127.4251 | 32.475 | 2.7558 | 4 | 5895.3484 | 7834.773 | 120.1847 | 159.7224 | 130.0844 | 0 | 184.7388 | 4836177.7499 | 206359.0486 | 5476331.9603 | 5283817.3418 | 0 | 482340.7345 | 0 | 6351160.4657 | 16524416.7296 | 11278253.9607 | 50438857.9911 | 961560.8286 | 13584081.2916 | 13584081.2916 | 1478867.319 | 6315353.5865 | 0 | 64984500.1113 | 86362802.3085 | 177827.941 | 11.023 | 5895.3484 | 7834.773 | 120.1847 | 159.7224
1 | 4000 | 707 | 0.03 | 15 | 15 | 7 | 2.3714e-10 | 5spot_SharedNeighbor | Water | Porous | Wet | R245fa | MinimizeLCOE_Brownfield | IgnoreSilica | 2019 | 131.1233 | 33.3684 | 2.8599 | 4 | 5770.9337 | 7639.7433 | 117.6483 | 155.7465 | 129.9792 | 0 | 206.5357 | 4927662.0534 | 210052.4503 | 5596932.6198 | 5431965.9712 | 0 | 451697.2624 | 0 | 6481141.0393 | 16862599.5193 | 11509070.6637 | 51471121.5794 | 961560.8286 | 13584081.2916 | 13584081.2916 | 1478867.319 | 6315353.5865 | 0 | 66016763.6996 | 87395065.8968 | 237137.3706 | 11.4395 | 5770.9337 | 7639.7433 | 117.6483 | 155.7465
1 | 4000 | 707 | 0.03 | 15 | 15 | 7 | 3.1623e-10 | 5spot_SharedNeighbor | Water | Porous | Wet | R245fa | MinimizeLCOE_Brownfield | IgnoreSilica | 2019 | 135.7124 | 34.4747 | 2.9672 | 4 | 5676.618 | 7477.86 | 115.7255 | 152.4463 | 129.8508 | 0 | 206.6028 | 5039870.9547 | 214574.3371 | 5745399.8999 | 5615812.718 | 0 | 440782.9766 | 0 | 6652011.9457 | 17307170.5674 | 11812499.5391 | 52828122.9385 | 961560.8286 | 13584081.2916 | 13584081.2916 | 1478867.319 | 6315353.5865 | 0 | 67373765.0588 | 88752067.2559 | 316227.766 | 11.8686 | 5676.618 | 7477.86 | 115.7255 | 152.4463
1 | 4000 | 707 | 0.03 | 15 | 15 | 7 | 4.217e-10 | 5spot_SharedNeighbor | Water | Porous | Wet | R245fa | MinimizeLCOE_Brownfield | IgnoreSilica | 2019 | 138.0487 | 35.0382 | 3.0337 | 4 | 5604.8385 | 7366.5678 | 114.2622 | 150.1774 | 129.7893 | 0 | 208.4916 | 5096664.4983 | 216864.3589 | 5820657.824 | 5709440.6789 | 0 | 419464.5552 | 0 | 6732605.847 | 17516859.3664 | 11955616.4531 | 53468173.5817 | 961560.8286 | 13584081.2916 | 13584081.2916 | 1478867.319 | 6315353.5865 | 0 | 68013815.702 | 89392117.8991 | 421696.5034 | 12.1348 | 5604.8385 | 7366.5678 | 114.2622 | 150.1774
1 | 4000 | 707 | 0.03 | 15 | 15 | 7 | 5.6234e-10 | 5spot_SharedNeighbor | Water | Porous | Wet | R245fa | MinimizeLCOE_Brownfield | IgnoreSilica | 2019 | 139.8346 | 35.4679 | 3.085 | 4 | 5550.7772 | 7283.2046 | 113.1601 | 148.478 | 129.7414 | 0 | 202.7085 | 5139735.9811 | 218597.4591 | 5877883.7692 | 5780913.0077 | 0 | 401985.7364 | 0 | 6793455.2219 | 17675176.958 | 12063671.4624 | 53951419.5958 | 961560.8286 | 13584081.2916 | 13584081.2916 | 1478867.319 | 6315353.5865 | 0 | 68497061.716 | 89875363.9132 | 562341.3252 | 12.3401 | 5550.7772 | 7283.2046 | 113.1601 | 148.478
1 | 4000 | 707 | 0.03 | 15 | 15 | 7 | 7.4989e-10 | 5spot_SharedNeighbor | Water | Porous | Wet | R245fa | MinimizeLCOE_Brownfield | IgnoreSilica | 2019 | 141.1692 | 35.7884 | 3.124 | 4 | 5510.094 | 7220.9284 | 112.3307 | 147.2084 | 129.7051 | 0 | 191.2154 | 5171734.1179 | 219882.9278 | 5920482.8942 | 5834273.3199 | 0 | 387733.5841 | 0 | 6838301.6692 | 17791858.2146 | 12143308.8176 | 54307575.5453 | 961560.8286 | 13584081.2916 | 13584081.2916 | 1478867.319 | 6315353.5865 | 0 | 68853217.6656 | 90231519.8627 | 749894.2093 | 12.4958 | 5510.094 | 7220.9284 | 112.3307 | 147.2084
1 | 4000 | 707 | 0.03 | 15 | 15 | 7 | 1e-09 | 5spot_SharedNeighbor | Water | Porous | Wet | R245fa | MinimizeLCOE_Brownfield | IgnoreSilica | 2019 | 142.1897 | 36.033 | 3.1538 | 4 | 5479.4998 | 7174.1729 | 111.707 | 146.2552 | 129.6771 | 0 | 225.9499 | 5196088.8804 | 220860.1534 | 5952955.373 | 5875038.2107 | 0 | 376556.3903 | 0 | 6872384.613 | 17880535.0432 | 12203832.5752 | 54578251.2392 | 961560.8286 | 13584081.2916 | 13584081.2916 | 1478867.319 | 6315353.5865 | 0 | 69123893.3594 | 90502195.5566 | 1000000 | 12.615 | 5479.4998 | 7174.1729 | 111.707 | 146.2552
1 | 4000 | 707 | 0.03 | 15 | 15 | 7 | 1.3335e-09 | 5spot_SharedNeighbor | Water | Porous | Wet | R245fa | MinimizeLCOE_Brownfield | IgnoreSilica | 2019 | 141.028 | 35.7543 | 3.1484 | 4 | 5454.2847 | 7151.825 | 111.193 | 145.7996 | 129.7085 | 0 | 496.4668 | 5168323.8534 | 219745.3209 | 5915956.0881 | 5828610.5046 | 0 | 348640.0583 | 0 | 6817697.5718 | 17738250.5799 | 12106720.5054 | 54143944.4823 | 961560.8286 | 13584081.2916 | 13584081.2916 | 1478867.319 | 6315353.5865 | 0 | 68689586.6026 | 90067888.7997 | 1333521.4322 | 12.5937 | 5454.2847 | 7151.825 | 111.193 | 145.7996
1 | 4000 | 707 | 0.03 | 15 | 15 | 7 | 1.7783e-09 | 5spot_SharedNeighbor | Water | Porous | Wet | R245fa | MinimizeLCOE_Brownfield | IgnoreSilica | 2019 | 143.905 | 36.4437 | 3.2001 | 4 | 5436.6676 | 7106.7751 | 110.8338 | 144.8812 | 129.6296 | 0 | 220.0383 | 5236828.4051 | 222492.7649 | 6007362.6118 | 5943507.2691 | 0 | 362559.6113 | 0 | 6931372.7582 | 18034010.0969 | 12308582.453 | 55046715.9703 | 961560.8286 | 13584081.2916 | 13584081.2916 | 1478867.319 | 6315353.5865 | 0 | 69592358.0905 | 90970660.2877 | 1778279.41 | 12.8006 | 5436.6676 | 7106.7751 | 110.8338 | 144.8812
1 | 4000 | 707 | 0.03 | 15 | 15 | 7 | 2.3714e-09 | 5spot_SharedNeighbor | Water | Porous | Wet | R245fa | MinimizeLCOE_Brownfield | IgnoreSilica | 2019 | 144.324 | 36.5438 | 3.2127 | 4 | 5423.887 | 7087.4753 | 110.5733 | 144.4878 | 129.6179 | 0 | 218.7809 | 5246734.4929 | 222889.2179 | 6020612.3108 | 5960216.0506 | 0 | 357323.0291 | 0 | 6945032.2895 | 18069549.3953 | 12332838.7544 | 55155195.5404 | 961560.8286 | 13584081.2916 | 13584081.2916 | 1478867.319 | 6315353.5865 | 0 | 69700837.6606 | 91079139.8578 | 2371373.7057 | 12.8507 | 5423.887 | 7087.4753 | 110.5733 | 144.4878
1 | 4000 | 707 | 0.03 | 15 | 15 | 7 | 3.1623e-09 | 5spot_SharedNeighbor | Water | Porous | Wet | R245fa | MinimizeLCOE_Brownfield | IgnoreSilica | 2019 | 144.6381 | 36.6188 | 3.2221 | 4 | 5414.2932 | 7073.0107 | 110.3777 | 144.1929 | 129.609 | 0 | 219.7861 | 5254151.6011 | 223185.944 | 6030537.6148 | 5972741.0122 | 0 | 353319.3503 | 0 | 6955234.8537 | 18096094.3746 | 12350956.2482 | 55236220.9989 | 961560.8286 | 13584081.2916 | 13584081.2916 | 1478867.319 | 6315353.5865 | 0 | 69781863.1192 | 91160165.3163 | 3162277.6602 | 12.8885 | 5414.2932 | 7073.0107 | 110.3777 | 144.1929
1 | 4000 | 707 | 0.03 | 15 | 15 | 7 | 4.217e-09 | 5spot_SharedNeighbor | Water | Porous | Wet | R245fa | MinimizeLCOE_Brownfield | IgnoreSilica | 2019 | 144.8887 | 36.6787 | 3.2294 | 4 | 5407.0932 | 7062.0519 | 110.2309 | 143.9695 | 129.602 | 0 | 198.898 | 5260063.274 | 223422.3809 | 6038451.1021 | 5982732.2675 | 0 | 350408.6226 | 0 | 6963480.2824 | 18117547.2886 | 12365598.3028 | 55301703.5209 | 961560.8286 | 13584081.2916 | 13584081.2916 | 1478867.319 | 6315353.5865 | 0 | 69847345.6411 | 91225647.8383 | 4216965.0343 | 12.9177 | 5407.0932 | 7062.0519 | 110.2309 | 143.9695
1 | 4000 | 707 | 0.03 | 15 | 15 | 7 | 5.6234e-09 | 5spot_SharedNeighbor | Water | Porous | Wet | R245fa | MinimizeLCOE_Brownfield | IgnoreSilica | 2019 | 145.0667 | 36.7212 | 3.2348 | 4 | 5401.6908 | 7053.9133 | 110.1208 | 143.8036 | 129.5969 | 0 | 197.0824 | 5264258.0041 | 223590.106 | 6044067.9187 | 5989826.7297 | 0 | 348111.2741 | 0 | 6969243.0727 | 18132540.887 | 12375831.7418 | 55347469.7342 | 961560.8286 | 13584081.2916 | 13584081.2916 | 1478867.319 | 6315353.5865 | 0 | 69893111.8544 | 91271414.0516 | 5623413.2519 | 12.9391 | 5401.6908 | 7053.9133 | 110.1208 | 143.8036
1 | 4000 | 707 | 0.03 | 15 | 15 | 7 | 7.4989e-09 | 5spot_SharedNeighbor | Water | Porous | Wet | R245fa | MinimizeLCOE_Brownfield | IgnoreSilica | 2019 | 145.1936 | 36.7515 | 3.2387 | 4 | 5397.6377 | 7047.8622 | 110.0381 | 143.6802 | 129.5934 | 0 | 200.6321 | 5267246.2688 | 223709.5684 | 6048070.1232 | 5994883.2992 | 0 | 346314.8515 | 0 | 6973287.4033 | 18143063.4055 | 12383013.5769 | 55379588.4968 | 961560.8286 | 13584081.2916 | 13584081.2916 | 1478867.319 | 6315353.5865 | 0 | 69925230.6171 | 91303532.8142 | 7498942.0933 | 12.9548 | 5397.6377 | 7047.8622 | 110.0381 | 143.6802
1 | 4000 | 707 | 0.03 | 15 | 15 | 7 | 1e-08 | 5spot_SharedNeighbor | Water | Porous | Wet | R245fa | MinimizeLCOE_Brownfield | IgnoreSilica | 2019 | 145.2908 | 36.7747 | 3.2417 | 4 | 5394.5972 | 7043.3089 | 109.9762 | 143.5874 | 129.5906 | 0 | 194.6081 | 5269535.6161 | 223801.0802 | 6051136.6798 | 5998758.5052 | 0 | 344978.475 | 0 | 6976402.0389 | 18151167.0485 | 12388544.4798 | 55404323.9234 | 961560.8286 | 13584081.2916 | 13584081.2916 | 1478867.319 | 6315353.5865 | 0 | 69949966.0436 | 91328268.2408 | 10000000 | 12.9667 | 5394.5972 | 7043.3089 | 109.9762 | 143.5874
1 | 4100 | 707 | 0.03 | 15 | 15 | 7 | 1e-13 | 5spot_SharedNeighbor | Water | Porous | Wet | R245fa | MinimizeLCOE_Brownfield | IgnoreSilica | 2019 | 0 | 0 | 0 | 0 |  |  |  |  | 15 |  | 25.4433 | [19 empty] | 100 | 0
1 | 4100 | 707 | 0.03 | 15 | 15 | 7 | 1.3335e-13 | 5spot_SharedNeighbor | Water | Porous | Wet | R245fa | MinimizeLCOE_Brownfield | IgnoreSilica | 2019 | 0 | 0 | 0 | 0 |  |  |  |  | 15 |  | 25.1393 | [19 empty] | 133.3521 | 0
1 | 4100 | 707 | 0.03 | 15 | 15 | 7 | 1.7783e-13 | 5spot_SharedNeighbor | Water | Porous | Wet | R245fa | MinimizeLCOE_Brownfield | IgnoreSilica | 2019 | 0 | 0 | 0 | 0 |  |  |  |  | 15 |  | 25.7778 | [19 empty] | 177.8279 | 0
1 | 4100 | 707 | 0.03 | 15 | 15 | 7 | 2.3714e-13 | 5spot_SharedNeighbor | Water | Porous | Wet | R245fa | MinimizeLCOE_Brownfield | IgnoreSilica | 2019 | 0 | 0 | 0 | 0 |  |  |  |  | 15 |  | 26.2503 | [19 empty] | 237.1374 | 0
1 | 4100 | 707 | 0.03 | 15 | 15 | 7 | 3.1623e-13 | 5spot_SharedNeighbor | Water | Porous | Wet | R245fa | MinimizeLCOE_Brownfield | IgnoreSilica | 2019 | 1.5297 | 0.26938 | 0.0048997 | 4 | 832737.1431 | 1954996.0343 | 16976.473 | 39855.2385 | 105.7663 | 0 | 61.3835 | 146597.2274 | 5329.2011 | 120505.7947 | 76754.2823 | 0 | 81699.4497 | 0 | 168045.5226 | 437219.9788 | 298411.6195 | 1334563.0761 | 961560.8286 | 14024609.4364 | 14024609.4364 | 1478867.319 | 6491564.8444 | 0 | 16320733.3412 | 38315774.941 | 316.2278 | 0.019599 | 832737.1431 | 1954996.0343 | 16976.473 | 39855.2385
1 | 4100 | 707 | 0.03 | 15 | 15 | 7 | 4.217e-13 | 5spot_SharedNeighbor | Water | Porous | Wet | R245fa | MinimizeLCOE_Brownfield | IgnoreSilica | 2019 | 2.0209 | 0.39285 | 0.011659 | 4 | 358461.1306 | 830087.7495 | 7307.715 | 16922.4615 | 111.8132 | 0 | 350.1083 | 197647.8915 | 7507.0063 | 162250.6845 | 96944.2449 | 0 | 94604.2783 | 0 | 217992.1011 | 567170.7308 | 387105.678 | 1731222.6155 | 961560.8286 | 14024609.4364 | 14024609.4364 | 1478867.319 | 6491564.8444 | 0 | 16717392.8805 | 38712434.4804 | 421.6965 | 0.046637 | 358461.1306 | 830087.7495 | 7307.715 | 16922.4615
1 | 4100 | 707 | 0.03 | 15 | 15 | 7 | 5.6234e-13 | 5spot_SharedNeighbor | Water | Porous | Wet | R245fa | MinimizeLCOE_Brownfield | IgnoreSilica | 2019 | 2.6627 | 0.55875 | 0.021549 | 4 | 199636.5943 | 454811.979 | 4069.862 | 9271.9574 | 116.7204 | 0 | 470.144 | 259662.3107 | 10218.377 | 214313.3709 | 123671.1478 | 0 | 109435.4107 | 0 | 279747.2406 | 727844.936 | 496769.1245 | 2221661.9181 | 961560.8286 | 14024609.4364 | 14024609.4364 | 1478867.319 | 6491564.8444 | 0 | 17207832.1832 | 39202873.783 | 562.3413 | 0.086196 | 199636.5943 | 454811.979 | 4069.862 | 9271.9574
1 | 4100 | 707 | 0.03 | 15 | 15 | 7 | 7.4989e-13 | 5spot_SharedNeighbor | Water | Porous | Wet | R245fa | MinimizeLCOE_Brownfield | IgnoreSilica | 2019 | 3.5184 | 0.78393 | 0.035541 | 4 | 125387.0297 | 280103.7844 | 2556.1842 | 5710.2945 | 120.709 | 0 | 624.0915 | 335884.1659 | 13602.3765 | 280210.3012 | 159577.5159 | 0 | 127428.5429 | 0 | 357514.1319 | 930178.435 | 634865.8952 | 2839261.3645 | 961560.8286 | 14024609.4364 | 14024609.4364 | 1478867.319 | 6491564.8444 | 0 | 17825431.6295 | 39820473.2294 | 749.8942 | 0.14216 | 125387.0297 | 280103.7844 | 2556.1842 | 5710.2945
1 | 4100 | 707 | 0.03 | 15 | 15 | 7 | 1e-12 | 5spot_SharedNeighbor | Water | Porous | Wet | R245fa | MinimizeLCOE_Brownfield | IgnoreSilica | 2019 | 4.6574 | 1.0871 | 0.054895 | 4 | 84707.8857 | 184876.6779 | 1726.8848 | 3768.9611 | 123.8845 | 0 | 81.918 | 428965.4478 | 17772.2673 | 363169.4437 | 207695.1369 | 0 | 149227.8431 | 0 | 455063.7541 | 1183982.5419 | 808092.4132 | 3613968.848 | 961560.8286 | 14024609.4364 | 14024609.4364 | 1478867.319 | 6491564.8444 | 0 | 18600139.1131 | 40595180.7129 | 1000 | 0.21958 | 84707.8857 | 184876.6779 | 1726.8848 | 3768.9611
1 | 4100 | 707 | 0.03 | 15 | 15 | 7 | 1.3335e-12 | 5spot_SharedNeighbor | Water | Porous | Wet | R245fa | MinimizeLCOE_Brownfield | IgnoreSilica | 2019 | 6.1849 | 1.4958 | 0.081217 | 4 | 60257.9651 | 127962.2718 | 1228.4401 | 2608.684 | 126.3759 | 0 | 70.9112 | 542840.2095 | 22886.6772 | 468015.6325 | 272005.0751 | 0 | 176140.9257 | 0 | 577936.5228 | 1503672.2812 | 1026287.2293 | 4589784.5533 | 961560.8286 | 14024609.4364 | 14024609.4364 | 1478867.319 | 6491564.8444 | 0 | 19575954.8184 | 41570996.4182 | 1333.5214 | 0.32487 | 60257.9651 | 127962.2718 | 1228.4401 | 2608.684
1 | 4100 | 707 | 0.03 | 15 | 15 | 7 | 1.7783e-12 | 5spot_SharedNeighbor | Water | Porous | Wet | R245fa | MinimizeLCOE_Brownfield | IgnoreSilica | 2019 | 8.2117 | 2.0379 | 0.11629 | 4 | 44701.5906 | 91986.2729 | 911.3024 | 1875.2646 | 128.1768 | 0 | 75.3124 | 680184.379 | 29048.4746 | 598637.186 | 358348.2346 | 0 | 208770.2681 | 0 | 731245.5315 | 1902550.8739 | 1298530.065 | 5807315.0128 | 961560.8286 | 14024609.4364 | 14024609.4364 | 1478867.319 | 6491564.8444 | 0 | 20793485.2778 | 42788526.8777 | 1778.2794 | 0.46516 | 44701.5906 | 91986.2729 | 911.3024 | 1875.2646
1 | 4100 | 707 | 0.03 | 15 | 15 | 7 | 2.3714e-12 | 5spot_SharedNeighbor | Water | Porous | Wet | R245fa | MinimizeLCOE_Brownfield | IgnoreSilica | 2019 | 10.93 | 2.776 | 0.16512 | 4 | 33838.064 | 67140.3238 | 689.8347 | 1368.7463 | 129.8371 | 0 | 97.859 | 851614.5879 | 36783.2473 | 765701.8128 | 474378.8066 | 0 | 248708.9923 | 0 | 927103.1043 | 2412132.1024 | 1646329.7243 | 7362752.3779 | 961560.8286 | 14024609.4364 | 14024609.4364 | 1478867.319 | 6491564.8444 | 0 | 22348922.643 | 44343964.2428 | 2371.3737 | 0.66047 | 33838.064 | 67140.3238 | 689.8347 | 1368.7463
1 | 4100 | 707 | 0.03 | 15 | 15 | 7 | 3.1623e-12 | 5spot_SharedNeighbor | Water | Porous | Wet | R245fa | MinimizeLCOE_Brownfield | IgnoreSilica | 2019 | 14.5259 | 3.7486 | 0.22927 | 4 | 26477.0383 | 50460.6909 | 539.7702 | 1028.7094 | 130.9779 | 0 | 82.0287 | 1057373.2361 | 46011.61 | 972916.9012 | 627982.1077 | 0 | 296929.0078 | 0 | 1170473.0165 | 3045330.692 | 2078500.7726 | 9295517.3441 | 961560.8286 | 14024609.4364 | 14024609.4364 | 1478867.319 | 6491564.8444 | 0 | 24281687.6091 | 46276729.209 | 3162.2777 | 0.91708 | 26477.0383 | 50460.6909 | 539.7702 | 1028.7094
1 | 4100 | 707 | 0.03 | 15 | 15 | 7 | 4.217e-12 | 5spot_SharedNeighbor | Water | Porous | Wet | R245fa | MinimizeLCOE_Brownfield | IgnoreSilica | 2019 | 19.3178 | 5.0446 | 0.31464 | 4 | 21225.2719 | 38701.7238 | 432.7059 | 788.987 | 131.8488 | 0 | 93.6193 | 1308222.7296 | 57217.4861 | 1233095.5792 | 831723.2405 | 0 | 355985.6966 | 0 | 1476635.4455 | 3841902.5295 | 2622177.4196 | 11726960.1265 | 961560.8286 | 14024609.4364 | 14024609.4364 | 1478867.319 | 6491564.8444 | 0 | 26713130.3915 | 48708171.9914 | 4216.965 | 1.2586 | 21225.2719 | 38701.7238 | 432.7059 | 788.987
1 | 4100 | 707 | 0.03 | 15 | 15 | 7 | 5.6234e-12 | 5spot_SharedNeighbor | Water | Porous | Wet | R245fa | MinimizeLCOE_Brownfield | IgnoreSilica | 2019 | 25.6442 | 6.7572 | 0.42778 | 4 | 17389.9721 | 30244.0078 | 354.5181 | 616.565 | 132.5072 | 0 | 97.6758 | 1612248.5797 | 70757.8773 | 1557226.6285 | 1101473.2664 | 0 | 427192.511 | 0 | 1859870.5566 | 4839001.6762 | 3302718.0756 | 14770489.1713 | 961560.8286 | 14024609.4364 | 14024609.4364 | 1478867.319 | 6491564.8444 | 0 | 29756659.4364 | 51751701.0362 | 5623.4133 | 1.7111 | 17389.9721 | 30244.0078 | 354.5181 | 616.565
1 | 4100 | 707 | 0.03 | 15 | 15 | 7 | 7.4989e-12 | 5spot_SharedNeighbor | Water | Porous | Wet | R245fa | MinimizeLCOE_Brownfield | IgnoreSilica | 2019 | 33.1297 | 8.7846 | 0.57005 | 4 | 14539.8395 | 24186.0257 | 296.4143 | 493.0648 | 132.9663 | 0 | 93.2811 | 1944187.7527 | 85490.2883 | 1920342.7898 | 1420928.7099 | 0 | 494660.5041 | 0 | 2287587.9174 | 5951834.5124 | 4062249.3527 | 18167281.8272 | 961560.8286 | 14024609.4364 | 14024609.4364 | 1478867.319 | 6491564.8444 | 0 | 33153452.0923 | 55148493.6921 | 7498.9421 | 2.2802 | 14539.8395 | 24186.0257 | 296.4143 | 493.0648
1 | 4100 | 707 | 0.03 | 15 | 15 | 7 | 1e-11 | 5spot_SharedNeighbor | Water | Porous | Wet | R245fa | MinimizeLCOE_Brownfield | IgnoreSilica | 2019 | 41.3392 | 11.0088 | 0.74129 | 4 | 12367.6459 | 19785.5194 | 252.1312 | 403.3546 | 133.2807 | 0 | 101.5962 | 2283431.3419 | 100497.4263 | 2299850.7915 | 1771478.4351 | 0 | 546314.3397 | 0 | 2730613.2105 | 7104495.4479 | 4848964.126 | 21685645.1188 | 961560.8286 | 14024609.4364 | 14024609.4364 | 1478867.319 | 6491564.8444 | 0 | 36671815.3839 | 58666856.9838 | 10000 | 2.9651 | 12367.6459 | 19785.5194 | 252.1312 | 403.3546
1 | 4100 | 707 | 0.03 | 15 | 15 | 7 | 1.3335e-11 | 5spot_SharedNeighbor | Water | Porous | Wet | R245fa | MinimizeLCOE_Brownfield | IgnoreSilica | 2019 | 50.9714 | 13.6173 | 0.94979 | 4 | 10692.9801 | 16482.4488 | 217.9909 | 336.017 | 133.5138 | 0 | 96.797 | 2656676.6182 | 116951.809 | 2725924.1896 | 2182698.9844 | 0 | 595414.5127 | 0 | 3228289.7844 | 8399347.8058 | 5732727.4668 | 25638031.171 | 961560.8286 | 14024609.4364 | 14024609.4364 | 1478867.319 | 6491564.8444 | 0 | 40624201.4361 | 62619243.0359 | 13335.2143 | 3.7991 | 10692.9801 | 16482.4488 | 217.9909 | 336.017
1 | 4100 | 707 | 0.03 | 15 | 15 | 7 | 1.7783e-11 | 5spot_SharedNeighbor | Water | Porous | Wet | R245fa | MinimizeLCOE_Brownfield | IgnoreSilica | 2019 | 61.6823 | 16.5119 | 1.1926 | 4 | 9397.5001 | 14008.3115 | 191.5808 | 285.5784 | 133.6598 | 0 | 132.4172 | 3046858.773 | 134076.572 | 3180050.3168 | 2639398.6772 | 0 | 634895.0779 | 0 | 3757758.9726 | 9776918.0243 | 6672947.4472 | 29842903.861 | 961560.8286 | 14024609.4364 | 14024609.4364 | 1478867.319 | 6491564.8444 | 0 | 44829074.126 | 66824115.7259 | 17782.7941 | 4.7703 | 9397.5001 | 14008.3115 | 191.5808 | 285.5784
1 | 4100 | 707 | 0.03 | 15 | 15 | 7 | 2.3714e-11 | 5spot_SharedNeighbor | Water | Porous | Wet | R245fa | MinimizeLCOE_Brownfield | IgnoreSilica | 2019 | 72.9728 | 19.5481 | 1.4609 | 4 | 8397.0901 | 12161.0802 | 171.186 | 247.9201 | 133.7114 | 0 | 157.7254 | 3434469.7011 | 150985.186 | 3639695.4132 | 3119410.7761 | 0 | 659573.2583 | 0 | 4291612.3905 | 11165895.1095 | 7620952.8484 | 34082594.6831 | 961560.8286 | 14024609.4364 | 14024609.4364 | 1478867.319 | 6491564.8444 | 0 | 49068764.9482 | 71063806.548 | 23713.7371 | 5.8435 | 8397.0901 | 12161.0802 | 171.186 | 247.9201
1 | 4100 | 707 | 0.03 | 15 | 15 | 7 | 3.1623e-11 | 5spot_SharedNeighbor | Water | Porous | Wet | R245fa | MinimizeLCOE_Brownfield | IgnoreSilica | 2019 | 84.2419 | 22.5548 | 1.7409 | 4 | 7627.7493 | 10786.2839 | 155.502 | 219.893 | 133.6725 | 0 | 169.0104 | 3800147.0121 | 166812.3296 | 4081169.6986 | 3596290.0718 | 0 | 666835.0773 | 0 | 4801389.1339 | 12492229.6261 | 8526203.4094 | 38131076.3588 | 961560.8286 | 14024609.4364 | 14024609.4364 | 1478867.319 | 6491564.8444 | 0 | 53117246.6239 | 75112288.2237 | 31622.7766 | 6.9637 | 7627.7493 | 10786.2839 | 155.502 | 219.893
1 | 4100 | 707 | 0.03 | 15 | 15 | 7 | 4.217e-11 | 5spot_SharedNeighbor | Water | Porous | Wet | R245fa | MinimizeLCOE_Brownfield | IgnoreSilica | 2019 | 94.9166 | 25.3744 | 2.0171 | 4 | 7038.6885 | 9764.7869 | 143.4932 | 199.0684 | 133.5621 | 0 | 195.3785 | 4128904.31 | 180912.2511 | 4484789.4232 | 4045337.2174 | 0 | 657253.5602 | 0 | 5263906.7372 | 13695605.5544 | 9347532.2074 | 41804241.2609 | 961560.8286 | 14024609.4364 | 14024609.4364 | 1478867.319 | 6491564.8444 | 0 | 56790411.526 | 78785453.1259 | 42169.6503 | 8.0683 | 7038.6885 | 9764.7869 | 143.4932 | 199.0684
1 | 4100 | 707 | 0.03 | 15 | 15 | 7 | 5.6234e-11 | 5spot_SharedNeighbor | Water | Porous | Wet | R245fa | MinimizeLCOE_Brownfield | IgnoreSilica | 2019 | 104.5534 | 27.8915 | 2.2754 | 4 | 6589.354 | 9005.9767 | 134.3329 | 183.599 | 133.4078 | 0 | 186.3508 | 4412098.4244 | 192941.2184 | 4837810.3729 | 4448078.1653 | 0 | 633954.4964 | 0 | 5664704.2442 | 14738398.4527 | 10059259.7878 | 44987245.162 | 961560.8286 | 14024609.4364 | 14024609.4364 | 1478867.319 | 6491564.8444 | 0 | 59973415.427 | 81968457.0269 | 56234.1325 | 9.1016 | 6589.354 | 9005.9767 | 134.3329 | 183.599
1 | 4100 | 707 | 0.03 | 15 | 15 | 7 | 7.4989e-11 | 5spot_SharedNeighbor | Water | Porous | Wet | R245fa | MinimizeLCOE_Brownfield | IgnoreSilica | 2019 | 112.9138 | 30.0509 | 2.5063 | 4 | 6247.6408 | 8441.6577 | 127.3666 | 172.0946 | 133.236 | 0 | 200.9487 | 4647960.9297 | 202865.0512 | 5135798.1875 | 4795203.6036 | 0 | 601636.7373 | 0 | 5999551.1586 | 15609601.4376 | 10653873.7264 | 47646490.8318 | 961560.8286 | 14024609.4364 | 14024609.4364 | 1478867.319 | 6491564.8444 | 0 | 62632661.0968 | 84627702.6967 | 74989.4209 | 10.025 | 6247.6408 | 8441.6577 | 127.3666 | 172.0946
1 | 4100 | 707 | 0.03 | 15 | 15 | 7 | 1e-10 | 5spot_SharedNeighbor | Water | Porous | Wet | R245fa | MinimizeLCOE_Brownfield | IgnoreSilica | 2019 | 119.9272 | 31.8434 | 2.7048 | 4 | 5988.3943 | 8021.3859 | 122.0815 | 163.5268 | 133.0669 | 0 | 198.5426 | 4839105.7563 | 210836.941 | 5380074.3383 | 5084638.0479 | 0 | 564938.2745 | 0 | 6271041.4096 | 16315963.3804 | 11135980.2667 | 49802578.4148 | 961560.8286 | 14024609.4364 | 14024609.4364 | 1478867.319 | 6491564.8444 | 0 | 64788748.6798 | 86783790.2797 | 100000 | 10.8191 | 5988.3943 | 8021.3859 | 122.0815 | 163.5268
1 | 4100 | 707 | 0.03 | 15 | 15 | 7 | 1.3335e-10 | 5spot_SharedNeighbor | Water | Porous | Wet | R245fa | MinimizeLCOE_Brownfield | IgnoreSilica | 2019 | 125.6346 | 33.2889 | 2.8699 | 4 | 5792.0785 | 7708.0878 | 118.0794 | 157.1398 | 132.9136 | 0 | 213.1415 | 4990319.33 | 217095.0621 | 5575162.5869 | 5319054.4583 | 0 | 527500.3854 | 0 | 6485361.4108 | 16873580.0604 | 11516565.1086 | 51504638.4025 | 961560.8286 | 14024609.4364 | 14024609.4364 | 1478867.319 | 6491564.8444 | 0 | 66490808.6675 | 88485850.2674 | 133352.1432 | 11.4796 | 5792.0785 | 7708.0878 | 118.0794 | 157.1398
1 | 4100 | 707 | 0.03 | 15 | 15 | 7 | 1.7783e-10 | 5spot_SharedNeighbor | Water | Porous | Wet | R245fa | MinimizeLCOE_Brownfield | IgnoreSilica | 2019 | 130.1681 | 34.4283 | 3.0037 | 4 | 5643.6398 | 7474.317 | 115.0532 | 152.3741 | 132.7823 | 0 | 208.9776 | 5107735.3563 | 221922.8652 | 5727816.237 | 5504532.3717 | 0 | 491967.1023 | 0 | 6651049.8337 | 17304667.3494 | 11810791.0413 | 52820482.1569 | 961560.8286 | 14024609.4364 | 14024609.4364 | 1478867.319 | 6491564.8444 | 0 | 67806652.4219 | 89801694.0218 | 177827.941 | 12.0147 | 5643.6398 | 7474.317 | 115.0532 | 152.3741
1 | 4100 | 707 | 0.03 | 15 | 15 | 7 | 2.3714e-10 | 5spot_SharedNeighbor | Water | Porous | Wet | R245fa | MinimizeLCOE_Brownfield | IgnoreSilica | 2019 | 135.454 | 35.7503 | 3.137 | 4 | 5531.2313 | 7284.1132 | 112.7616 | 148.4965 | 132.6268 | 0 | 225.5341 | 5242279.9691 | 227432.7629 | 5903731.7838 | 5720212.7663 | 0 | 476533.7388 | 0 | 6852374.4981 | 17828472.8289 | 12168299.0442 | 54419337.3922 | 961560.8286 | 14024609.4364 | 14024609.4364 | 1478867.319 | 6491564.8444 | 0 | 69405507.6572 | 91400549.2571 | 237137.3706 | 12.5479 | 5531.2313 | 7284.1132 | 112.7616 | 148.4965
1 | 4100 | 707 | 0.03 | 15 | 15 | 7 | 3.1623e-10 | 5spot_SharedNeighbor | Water | Porous | Wet | R245fa | MinimizeLCOE_Brownfield | IgnoreSilica | 2019 | 138.3823 | 36.4832 | 3.2245 | 4 | 5445.3469 | 7150.6523 | 111.0108 | 145.7757 | 132.5467 | 0 | 238.2187 | 5316303.7917 | 230466.4746 | 6000686.9321 | 5839746.3304 | 0 | 450520.1067 | 0 | 6956712.2178 | 18099938.1729 | 12353579.7196 | 55247953.7459 | 961560.8286 | 14024609.4364 | 14024609.4364 | 1478867.319 | 6491564.8444 | 0 | 70234124.0109 | 92229165.6108 | 316227.766 | 12.898 | 5445.3469 | 7150.6523 | 111.0108 | 145.7757
1 | 4100 | 707 | 0.03 | 15 | 15 | 7 | 4.217e-10 | 5spot_SharedNeighbor | Water | Porous | Wet | R245fa | MinimizeLCOE_Brownfield | IgnoreSilica | 2019 | 140.624 | 37.0424 | 3.2923 | 4 | 5380.5923 | 7050.7697 | 109.6907 | 143.7395 | 132.484 | 0 | 218.1701 | 5372408.164 | 232759.4504 | 6074418.4239 | 5931087.9182 | 0 | 428657.1604 | 0 | 7035339.1355 | 18304509.2842 | 12493203.7065 | 55872383.243 | 961560.8286 | 14024609.4364 | 14024609.4364 | 1478867.319 | 6491564.8444 | 0 | 70858553.508 | 92853595.1079 | 421696.5034 | 13.1693 | 5380.5923 | 7050.7697 | 109.6907 | 143.7395
1 | 4100 | 707 | 0.03 | 15 | 15 | 7 | 5.6234e-10 | 5spot_SharedNeighbor | Water | Porous | Wet | R245fa | MinimizeLCOE_Brownfield | IgnoreSilica | 2019 | 142.3212 | 37.4647 | 3.3443 | 4 | 5331.8174 | 6976.0383 | 108.6963 | 142.216 | 132.4357 | 0 | 234.9759 | 5414564.747 | 234478.7049 | 6129961.8729 | 6000148.6511 | 0 | 410677.6801 | 0 | 7094034.3458 | 18457222.1813 | 12597433.3967 | 56338521.5799 | 961560.8286 | 14024609.4364 | 14024609.4364 | 1478867.319 | 6491564.8444 | 0 | 71324691.8449 | 93319733.4448 | 562341.3252 | 13.3772 | 5331.8174 | 6976.0383 | 108.6963 | 142.216
1 | 4100 | 707 | 0.03 | 15 | 15 | 7 | 7.4989e-10 | 5spot_SharedNeighbor | Water | Porous | Wet | R245fa | MinimizeLCOE_Brownfield | IgnoreSilica | 2019 | 143.5929 | 37.7805 | 3.3838 | 4 | 5295.1097 | 6920.1579 | 107.948 | 141.0768 | 132.3991 | 0 | 209.4538 | 5445971.7176 | 235757.4742 | 6171422.1952 | 6051839.8517 | 0 | 396122.3957 | 0 | 7137434.3174 | 18570140.0048 | 12674502.1315 | 56683190.0882 | 961560.8286 | 14024609.4364 | 14024609.4364 | 1478867.319 | 6491564.8444 | 0 | 71669360.3532 | 93664401.9531 | 749894.2093 | 13.535 | 5295.1097 | 6920.1579 | 107.948 | 141.0768
1 | 4100 | 707 | 0.03 | 15 | 15 | 7 | 1e-09 | 5spot_SharedNeighbor | Water | Porous | Wet | R245fa | MinimizeLCOE_Brownfield | IgnoreSilica | 2019 | 144.5649 | 38.0216 | 3.4139 | 4 | 5267.5035 | 6878.1929 | 107.3852 | 140.2213 | 132.3708 | 0 | 234.9949 | 5469873.9658 | 236729.4822 | 6203021.4299 | 6091317.3748 | 0 | 384737.0509 | 0 | 7170414.9284 | 18655948.7893 | 12733068.3901 | 56945111.4112 | 961560.8286 | 14024609.4364 | 14024609.4364 | 1478867.319 | 6491564.8444 | 0 | 71931281.6762 | 93926323.2761 | 1000000 | 13.6557 | 5267.5035 | 6878.1929 | 107.3852 | 140.2213
1 | 4100 | 707 | 0.03 | 15 | 15 | 7 | 1.3335e-09 | 5spot_SharedNeighbor | Water | Porous | Wet | R245fa | MinimizeLCOE_Brownfield | IgnoreSilica | 2019 | 145.2908 | 38.2014 | 3.4367 | 4 | 5246.7543 | 6846.7878 | 106.9622 | 139.581 | 132.3495 | 0 | 205.1816 | 5487665.673 | 237452.3127 | 6226568.4916 | 6120780.7625 | 0 | 375789.5936 | 0 | 7194820.165 | 18719446.2089 | 12776406.6837 | 57138929.8911 | 961560.8286 | 14024609.4364 | 14024609.4364 | 1478867.319 | 6491564.8444 | 0 | 72125100.1562 | 94120141.756 | 1333521.4322 | 13.7466 | 5246.7543 | 6846.7878 | 106.9622 | 139.581
1 | 4100 | 707 | 0.03 | 15 | 15 | 7 | 1.7783e-09 | 5spot_SharedNeighbor | Water | Porous | Wet | R245fa | MinimizeLCOE_Brownfield | IgnoreSilica | 2019 | 145.8413 | 38.3376 | 3.4539 | 4 | 5231.1666 | 6823.2137 | 106.6444 | 139.1004 | 132.3333 | 0 | 231.046 | 5501124.5693 | 237998.7252 | 6244395.8902 | 6143113.224 | 0 | 368912.2951 | 0 | 7213262.4345 | 18767429.211 | 12809156.0686 | 57285392.4179 | 961560.8286 | 14024609.4364 | 14024609.4364 | 1478867.319 | 6491564.8444 | 0 | 72271562.6829 | 94266604.2828 | 1778279.41 | 13.8156 | 5231.1666 | 6823.2137 | 106.6444 | 139.1004
1 | 4100 | 707 | 0.03 | 15 | 15 | 7 | 2.3714e-09 | 5spot_SharedNeighbor | Water | Porous | Wet | R245fa | MinimizeLCOE_Brownfield | IgnoreSilica | 2019 | 145.228 | 38.1857 | 3.4517 | 4 | 5217.2145 | 6810.2754 | 106.36 | 138.8367 | 132.3512 | 0 | 315.0282 | 5486111.0975 | 237388.7796 | 6224519.2732 | 6118222.196 | 0 | 352258.7276 | 0 | 7183215.0288 | 18689252.0249 | 12755798.5327 | 57046765.6602 | 961560.8286 | 14024609.4364 | 14024609.4364 | 1478867.319 | 6491564.8444 | 0 | 72032935.9253 | 94027977.5251 | 2371373.7057 | 13.8068 | 5217.2145 | 6810.2754 | 106.36 | 138.8367
1 | 4100 | 707 | 0.03 | 15 | 15 | 7 | 3.1623e-09 | 5spot_SharedNeighbor | Water | Porous | Wet | R245fa | MinimizeLCOE_Brownfield | IgnoreSilica | 2019 | 146.9427 | 38.61 | 3.484 | 4 | 5208.3604 | 6786.6624 | 106.1795 | 138.3553 | 132.3009 | 0 | 210.7806 | 5527985.7143 | 239088.5766 | 6280006.2101 | 6187783.2178 | 0 | 361277.2024 | 0 | 7252494.9593 | 18869504.1928 | 12878824.3412 | 57596964.4146 | 961560.8286 | 14024609.4364 | 14024609.4364 | 1478867.319 | 6491564.8444 | 0 | 72583134.6796 | 94578176.2795 | 3162277.6602 | 13.9359 | 5208.3604 | 6786.6624 | 106.1795 | 138.3553
1 | 4100 | 707 | 0.03 | 15 | 15 | 7 | 4.217e-09 | 5spot_SharedNeighbor | Water | Porous | Wet | R245fa | MinimizeLCOE_Brownfield | IgnoreSilica | 2019 | 147.1667 | 38.6653 | 3.4911 | 4 | 5201.8652 | 6776.9298 | 106.0471 | 138.1569 | 132.2942 | 0 | 194.7614 | 5533429.4342 | 239309.2015 | 6287231.1512 | 6196858.5789 | 0 | 358195.6163 | 0 | 7259859.353 | 18888664.8345 | 12891901.8728 | 57655450.0422 | 961560.8286 | 14024609.4364 | 14024609.4364 | 1478867.319 | 6491564.8444 | 0 | 72641620.3073 | 94636661.9071 | 4216965.0343 | 13.9645 | 5201.8652 | 6776.9298 | 106.0471 | 138.1569
1 | 4100 | 707 | 0.03 | 15 | 15 | 7 | 5.6234e-09 | 5spot_SharedNeighbor | Water | Porous | Wet | R245fa | MinimizeLCOE_Brownfield | IgnoreSilica | 2019 | 147.3371 | 38.7074 | 3.4966 | 4 | 5196.9915 | 6769.6152 | 105.9477 | 138.0078 | 132.2891 | 0 | 204.0355 | 5537568.6067 | 239476.9192 | 6292726.0701 | 6203763.2645 | 0 | 355883.5784 | 0 | 7265473.1912 | 18903270.89 | 12901870.8058 | 57700033.3258 | 961560.8286 | 14024609.4364 | 14024609.4364 | 1478867.319 | 6491564.8444 | 0 | 72686203.5908 | 94681245.1907 | 5623413.2519 | 13.9862 | 5196.9915 | 6769.6152 | 105.9477 | 138.0078
1 | 4100 | 707 | 0.03 | 15 | 15 | 7 | 7.4989e-09 | 5spot_SharedNeighbor | Water | Porous | Wet | R245fa | MinimizeLCOE_Brownfield | IgnoreSilica | 2019 | 147.4614 | 38.7381 | 3.5006 | 4 | 5193.3351 | 6764.1562 | 105.8732 | 137.8965 | 132.2854 | 0 | 210.5362 | 5540585.4894 | 239599.1396 | 6296731.9231 | 6208798.2279 | 0 | 354103.5681 | 0 | 7269529.1558 | 18913823.6778 | 12909073.3003 | 57732244.4819 | 961560.8286 | 14024609.4364 | 14024609.4364 | 1478867.319 | 6491564.8444 | 0 | 72718414.747 | 94713456.3468 | 7498942.0933 | 14.0023 | 5193.3351 | 6764.1562 | 105.8732 | 137.8965
1 | 4100 | 707 | 0.03 | 15 | 15 | 7 | 1e-08 | 5spot_SharedNeighbor | Water | Porous | Wet | R245fa | MinimizeLCOE_Brownfield | IgnoreSilica | 2019 | 147.554 | 38.761 | 3.5036 | 4 | 5190.5922 | 6760.0672 | 105.8172 | 137.8131 | 132.2826 | 0 | 205.5925 | 5542832.7459 | 239690.1691 | 6299716.2884 | 6212550.0222 | 0 | 352755.5697 | 0 | 7272542.4702 | 18921663.7038 | 12914424.2792 | 57756175.2485 | 961560.8286 | 14024609.4364 | 14024609.4364 | 1478867.319 | 6491564.8444 | 0 | 72742345.5135 | 94737387.1134 | 10000000 | 14.0143 | 5190.5922 | 6760.0672 | 105.8172 | 137.8131
1 | 4200 | 707 | 0.03 | 15 | 15 | 7 | 1e-13 | 5spot_SharedNeighbor | Water | Porous | Wet | R245fa | MinimizeLCOE_Brownfield | IgnoreSilica | 2019 | 0 | 0 | 0 | 0 |  |  |  |  | 15 |  | 25.3444 | [19 empty] | 100 | 0
1 | 4200 | 707 | 0.03 | 15 | 15 | 7 | 1.3335e-13 | 5spot_SharedNeighbor | Water | Porous | Wet | R245fa | MinimizeLCOE_Brownfield | IgnoreSilica | 2019 | 0 | 0 | 0 | 0 |  |  |  |  | 15 |  | 25.6518 | [19 empty] | 133.3521 | 0
1 | 4200 | 707 | 0.03 | 15 | 15 | 7 | 1.7783e-13 | 5spot_SharedNeighbor | Water | Porous | Wet | R245fa | MinimizeLCOE_Brownfield | IgnoreSilica | 2019 | 0 | 0 | 0 | 0 |  |  |  |  | 15 |  | 26.0937 | [19 empty] | 177.8279 | 0
1 | 4200 | 707 | 0.03 | 15 | 15 | 7 | 2.3714e-13 | 5spot_SharedNeighbor | Water | Porous | Wet | R245fa | MinimizeLCOE_Brownfield | IgnoreSilica | 2019 | 0 | 0 | 0 | 0 |  |  |  |  | 15 |  | 26.1336 | [19 empty] | 237.1374 | 0
1 | 4200 | 707 | 0.03 | 15 | 15 | 7 | 3.1623e-13 | 5spot_SharedNeighbor | Water | Porous | Wet | R245fa | MinimizeLCOE_Brownfield | IgnoreSilica | 2019 | 1.5686 | 0.28659 | 0.0064456 | 4 | 652499.0801 | 1529839.2777 | 13302.0763 | 31187.8429 | 107.9716 | 0 | 69.2409 | 155187.2893 | 5729.6375 | 126423.2232 | 79055.6493 | 0 | 82540.7636 | 0 | 175085.2596 | 455535.9304 | 310912.6328 | 1390470.3858 | 961560.8286 | 14470997.6721 | 14470997.6721 | 1478867.319 | 6670120.1387 | 0 | 16823028.8865 | 39443014.0163 | 316.2278 | 0.025782 | 652499.0801 | 1529839.2777 | 13302.0763 | 31187.8429
1 | 4200 | 707 | 0.03 | 15 | 15 | 7 | 4.217e-13 | 5spot_SharedNeighbor | Water | Porous | Wet | R245fa | MinimizeLCOE_Brownfield | IgnoreSilica | 2019 | 2.0598 | 0.41466 | 0.014058 | 4 | 306363.1381 | 708624.7991 | 6245.627 | 14446.275 | 114.0335 | 0 | 356.7916 | 207885.622 | 8018.4453 | 169147.7575 | 99578.6358 | 0 | 94869.7517 | 0 | 226005.0828 | 588018.8654 | 401334.9582 | 1794859.1188 | 961560.8286 | 14470997.6721 | 14470997.6721 | 1478867.319 | 6670120.1387 | 0 | 17227417.6195 | 39847402.7493 | 421.6965 | 0.056232 | 306363.1381 | 708624.7991 | 6245.627 | 14446.275
1 | 4200 | 707 | 0.03 | 15 | 15 | 7 | 5.6234e-13 | 5spot_SharedNeighbor | Water | Porous | Wet | R245fa | MinimizeLCOE_Brownfield | IgnoreSilica | 2019 | 2.7211 | 0.5921 | 0.02523 | 4 | 175838.767 | 399977.5243 | 3584.7111 | 8154.0828 | 119.1163 | 0 | 481.7279 | 273944.216 | 10960.8274 | 224111.1437 | 127680.126 | 0 | 110098.4543 | 0 | 291249.9593 | 757772.6505 | 517195.4046 | 2313012.7817 | 961560.8286 | 14470997.6721 | 14470997.6721 | 1478867.319 | 6670120.1387 | 0 | 17745571.2824 | 40365556.4122 | 562.3413 | 0.10092 | 175838.767 | 399977.5243 | 3584.7111 | 8154.0828
1 | 4200 | 707 | 0.03 | 15 | 15 | 7 | 7.4989e-13 | 5spot_SharedNeighbor | Water | Porous | Wet | R245fa | MinimizeLCOE_Brownfield | IgnoreSilica | 2019 | 3.5962 | 0.83116 | 0.040958 | 4 | 112262.838 | 250331.8743 | 2288.6298 | 5103.3539 | 123.2073 | 0 | 639.6066 | 354490.4025 | 14606.0646 | 293124.8825 | 165095.3662 | 0 | 128230.4612 | 0 | 372663.399 | 969593.7204 | 661767.6373 | 2959571.9337 | 961560.8286 | 14470997.6721 | 14470997.6721 | 1478867.319 | 6670120.1387 | 0 | 18392130.4344 | 41012115.5642 | 749.8942 | 0.16383 | 112262.838 | 250331.8743 | 2288.6298 | 5103.3539
1 | 4200 | 707 | 0.03 | 15 | 15 | 7 | 1e-12 | 5spot_SharedNeighbor | Water | Porous | Wet | R245fa | MinimizeLCOE_Brownfield | IgnoreSilica | 2019 | 4.7622 | 1.1532 | 0.06266 | 4 | 76616.3199 | 166865.2396 | 1561.9273 | 3401.7736 | 126.4655 | 0 | 80.2692 | 452872.0427 | 19097.4227 | 380066.61 | 215108.6672 | 0 | 150241.0193 | 0 | 474780.4471 | 1235281.3326 | 843104.892 | 3770552.4335 | 961560.8286 | 14470997.6721 | 14470997.6721 | 1478867.319 | 6670120.1387 | 0 | 19203110.9342 | 41823096.064 | 1000 | 0.25064 | 76616.3199 | 166865.2396 | 1561.9273 | 3401.7736
1 | 4200 | 707 | 0.03 | 15 | 15 | 7 | 1.3335e-12 | 5spot_SharedNeighbor | Water | Porous | Wet | R245fa | MinimizeLCOE_Brownfield | IgnoreSilica | 2019 | 6.3164 | 1.5858 | 0.092266 | 4 | 54797.1461 | 116087.1258 | 1117.1139 | 2366.5931 | 129.0046 | 0 | 76.6726 | 573018.634 | 24609.1081 | 489512.9924 | 282681.1816 | 0 | 177080.5278 | 0 | 603291.9531 | 1569641.9098 | 1071312.8563 | 4791149.163 | 961560.8286 | 14470997.6721 | 14470997.6721 | 1478867.319 | 6670120.1387 | 0 | 20223707.6637 | 42843692.7935 | 1333.5214 | 0.36906 | 54797.1461 | 116087.1258 | 1117.1139 | 2366.5931
1 | 4200 | 707 | 0.03 | 15 | 15 | 7 | 1.7783e-12 | 5spot_SharedNeighbor | Water | Porous | Wet | R245fa | MinimizeLCOE_Brownfield | IgnoreSilica | 2019 | 8.3775 | 2.1574 | 0.13138 | 4 | 40889.3513 | 83931.3767 | 833.5847 | 1711.0546 | 130.8277 | 0 | 68.2717 | 717162.3632 | 31198.4827 | 625414.0629 | 371944.5653 | 0 | 209601.9557 | 0 | 762575.3576 | 1984064.6547 | 1354164.8953 | 6056126.3373 | 961560.8286 | 14470997.6721 | 14470997.6721 | 1478867.319 | 6670120.1387 | 0 | 21488684.838 | 44108669.9678 | 1778.2794 | 0.52553 | 40889.3513 | 83931.3767 | 833.5847 | 1711.0546
1 | 4200 | 707 | 0.03 | 15 | 15 | 7 | 2.3714e-12 | 5spot_SharedNeighbor | Water | Porous | Wet | R245fa | MinimizeLCOE_Brownfield | IgnoreSilica | 2019 | 11.1347 | 2.9356 | 0.186 | 4 | 31054.8837 | 61457.5482 | 633.0958 | 1252.8952 | 132.5466 | 0 | 101.5026 | 897328.1895 | 39493.4666 | 799242.9894 | 492024.7195 | 0 | 249165.4254 | 0 | 966129.3682 | 2513670.4358 | 1715631.7232 | 7672686.3176 | 961560.8286 | 14470997.6721 | 14470997.6721 | 1478867.319 | 6670120.1387 | 0 | 23105244.8183 | 45725229.9481 | 2371.3737 | 0.74401 | 31054.8837 | 61457.5482 | 633.0958 | 1252.8952
1 | 4200 | 707 | 0.03 | 15 | 15 | 7 | 3.1623e-12 | 5spot_SharedNeighbor | Water | Porous | Wet | R245fa | MinimizeLCOE_Brownfield | IgnoreSilica | 2019 | 14.8011 | 3.9654 | 0.25784 | 4 | 24360.687 | 46292.7508 | 496.6256 | 943.7403 | 133.7202 | 0 | 95.6208 | 1114540.213 | 49432.1239 | 1015805.3312 | 651949.0639 | 0 | 297570.1665 | 0 | 1220425.7904 | 3175297.5629 | 2167205.8325 | 9692226.0844 | 961560.8286 | 14470997.6721 | 14470997.6721 | 1478867.319 | 6670120.1387 | 0 | 25124784.5851 | 47744769.7149 | 3162.2777 | 1.0314 | 24360.687 | 46292.7508 | 496.6256 | 943.7403
1 | 4200 | 707 | 0.03 | 15 | 15 | 7 | 4.217e-12 | 5spot_SharedNeighbor | Water | Porous | Wet | R245fa | MinimizeLCOE_Brownfield | IgnoreSilica | 2019 | 19.681 | 5.3371 | 0.35351 | 4 | 19564.8626 | 35561.647 | 398.8562 | 724.9723 | 134.615 | 0 | 82.0394 | 1379280.8294 | 61500.7034 | 1287546.2247 | 864514.0845 | 0 | 356724.3147 | 0 | 1540330.8011 | 4007624.7792 | 2735286.2603 | 12232807.9974 | 961560.8286 | 14470997.6721 | 14470997.6721 | 1478867.319 | 6670120.1387 | 0 | 27665366.4981 | 50285351.6279 | 4216.965 | 1.414 | 19564.8626 | 35561.647 | 398.8562 | 724.9723
1 | 4200 | 707 | 0.03 | 15 | 15 | 7 | 5.6234e-12 | 5spot_SharedNeighbor | Water | Porous | Wet | R245fa | MinimizeLCOE_Brownfield | IgnoreSilica | 2019 | 26.1117 | 7.1448 | 0.47985 | 4 | 16063.2541 | 27848.0949 | 327.4712 | 567.7211 | 135.2908 | 0 | 88.8031 | 1699107.504 | 76020.1268 | 1625231.8052 | 1143840.5985 | 0 | 427776.2826 | 0 | 1939070.7637 | 5045064.3689 | 3443360.0975 | 15399471.5472 | 961560.8286 | 14470997.6721 | 14470997.6721 | 1478867.319 | 6670120.1387 | 0 | 30832030.0479 | 53452015.1777 | 5623.4133 | 1.9194 | 16063.2541 | 27848.0949 | 327.4712 | 567.7211
1 | 4200 | 707 | 0.03 | 15 | 15 | 7 | 7.4989e-12 | 5spot_SharedNeighbor | Water | Porous | Wet | R245fa | MinimizeLCOE_Brownfield | IgnoreSilica | 2019 | 34.599 | 9.5306 | 0.64626 | 4 | 13460.9094 | 22211.2913 | 274.4188 | 452.8072 | 135.804 | 0 | 86.4627 | 2086788.1432 | 93546.7613 | 2045858.0617 | 1511717.6487 | 0 | 514168.2516 | 0 | 2438310.758 | 6343984.4259 | 4329899.7265 | 19364273.7769 | 961560.8286 | 14470997.6721 | 14470997.6721 | 1478867.319 | 6670120.1387 | 0 | 34796832.2776 | 57416817.4074 | 7498.9421 | 2.585 | 13460.9094 | 22211.2913 | 274.4188 | 452.8072
1 | 4200 | 707 | 0.03 | 15 | 15 | 7 | 1e-11 | 5spot_SharedNeighbor | Water | Porous | Wet | R245fa | MinimizeLCOE_Brownfield | IgnoreSilica | 2019 | 43.9922 | 12.1722 | 0.84663 | 4 | 11496.1957 | 18175.6152 | 234.3655 | 370.5345 | 136.1424 | 0 | 104.0702 | 2484227.7585 | 111453.3926 | 2487592.773 | 1919641.9549 | 0 | 584300.5984 | 0 | 2959014.4262 | 7698748.5597 | 5254554.0855 | 23499533.549 | 961560.8286 | 14470997.6721 | 14470997.6721 | 1478867.319 | 6670120.1387 | 0 | 38932092.0497 | 61552077.1795 | 10000 | 3.3865 | 11496.1957 | 18175.6152 | 234.3655 | 370.5345
1 | 4200 | 707 | 0.03 | 15 | 15 | 7 | 1.3335e-11 | 5spot_SharedNeighbor | Water | Porous | Wet | R245fa | MinimizeLCOE_Brownfield | IgnoreSilica | 2019 | 54.0239 | 14.992 | 1.0801 | 4 | 9980.0674 | 15215.6603 | 203.4572 | 310.1918 | 136.3617 | 0 | 122.9621 | 2881508.2904 | 129289.4534 | 2938366.5608 | 2355934.6899 | 0 | 633649.5391 | 0 | 3486111.9281 | 9070148.137 | 6190562.4764 | 27685571.0749 | 961560.8286 | 14470997.6721 | 14470997.6721 | 1478867.319 | 6670120.1387 | 0 | 43118129.5756 | 65738114.7054 | 13335.2143 | 4.3204 | 9980.0674 | 15215.6603 | 203.4572 | 310.1918
1 | 4200 | 707 | 0.03 | 15 | 15 | 7 | 1.7783e-11 | 5spot_SharedNeighbor | Water | Porous | Wet | R245fa | MinimizeLCOE_Brownfield | IgnoreSilica | 2019 | 65.0586 | 18.0846 | 1.349 | 4 | 8806.9261 | 12998.977 | 179.5411 | 265.0017 | 136.487 | 0 | 133.2725 | 3292452.3523 | 147645.6842 | 3413725.7398 | 2835020.5457 | 0 | 671605.1243 | 0 | 4040575.2841 | 10512748.0532 | 7175166.5617 | 32088939.3454 | 961560.8286 | 14470997.6721 | 14470997.6721 | 1478867.319 | 6670120.1387 | 0 | 47521497.8461 | 70141482.9759 | 17782.7941 | 5.3959 | 8806.9261 | 12998.977 | 179.5411 | 265.0017
1 | 4200 | 707 | 0.03 | 15 | 15 | 7 | 2.3714e-11 | 5spot_SharedNeighbor | Water | Porous | Wet | R245fa | MinimizeLCOE_Brownfield | IgnoreSilica | 2019 | 76.5466 | 21.2849 | 1.6422 | 4 | 7901.5305 | 11345.097 | 161.0834 | 231.2851 | 136.5116 | 0 | 159.4453 | 3695678.6937 | 165532.2957 | 3888957.2417 | 3332019.677 | 0 | 693003.0366 | 0 | 4592324.4684 | 11948286.2515 | 8154950.8794 | 36470752.5439 | 961560.8286 | 14470997.6721 | 14470997.6721 | 1478867.319 | 6670120.1387 | 0 | 51903311.0446 | 74523296.1744 | 23713.7371 | 6.5688 | 7901.5305 | 11345.097 | 161.0834 | 231.2851
1 | 4200 | 707 | 0.03 | 15 | 15 | 7 | 3.1623e-11 | 5spot_SharedNeighbor | Water | Porous | Wet | R245fa | MinimizeLCOE_Brownfield | IgnoreSilica | 2019 | 87.8714 | 24.4118 | 1.944 | 4 | 7205.7596 | 10114.6482 | 146.8992 | 206.2008 | 136.4441 | 0 | 171.7141 | 4071469.6237 | 182056.1938 | 4339854.4207 | 3819383.6127 | 0 | 695812.8218 | 0 | 5112344.9023 | 13301272.7498 | 9078391.9655 | 40600586.2903 | 961560.8286 | 14470997.6721 | 14470997.6721 | 1478867.319 | 6670120.1387 | 0 | 56033144.791 | 78653129.9208 | 31622.7766 | 7.7762 | 7205.7596 | 10114.6482 | 146.8992 | 206.2008
1 | 4200 | 707 | 0.03 | 15 | 15 | 7 | 4.217e-11 | 5spot_SharedNeighbor | Water | Porous | Wet | R245fa | MinimizeLCOE_Brownfield | IgnoreSilica | 2019 | 98.4755 | 27.3078 | 2.2378 | 4 | 6673.3004 | 9200.284 | 136.0443 | 187.5602 | 136.308 | 0 | 192.2841 | 4405583.784 | 196601.5516 | 4747497.4833 | 4272809.6745 | 0 | 681365.0745 | 0 | 5578504.4514 | 14514124.2741 | 9906188.0525 | 44302674.3458 | 961560.8286 | 14470997.6721 | 14470997.6721 | 1478867.319 | 6670120.1387 | 0 | 59735232.8465 | 82355217.9763 | 42169.6503 | 8.9514 | 6673.3004 | 9200.284 | 136.0443 | 187.5602
1 | 4200 | 707 | 0.03 | 15 | 15 | 7 | 5.6234e-11 | 5spot_SharedNeighbor | Water | Porous | Wet | R245fa | MinimizeLCOE_Brownfield | IgnoreSilica | 2019 | 107.9614 | 29.868 | 2.5096 | 4 | 6267.2479 | 8520.584 | 127.7663 | 173.7036 | 136.1329 | 0 | 200.095 | 4690947.8756 | 208896.2255 | 5100957.5505 | 4675634.7499 | 0 | 653548.0066 | 0 | 5978693.9192 | 15555335.1789 | 10616835.8898 | 47480849.3959 | 961560.8286 | 14470997.6721 | 14470997.6721 | 1478867.319 | 6670120.1387 | 0 | 62913407.8966 | 85533393.0264 | 56234.1325 | 10.0384 | 6267.2479 | 8520.584 | 127.7663 | 173.7036
1 | 4200 | 707 | 0.03 | 15 | 15 | 7 | 7.4989e-11 | 5spot_SharedNeighbor | Water | Porous | Wet | R245fa | MinimizeLCOE_Brownfield | IgnoreSilica | 2019 | 116.1781 | 32.0607 | 2.7511 | 4 | 5958.4526 | 8013.9799 | 121.4711 | 163.3758 | 135.9445 | 0 | 200.7693 | 4928542.1276 | 219034.5425 | 5399081.5526 | 5022969.0006 | 0 | 617953.6416 | 0 | 6313156.5373 | 16425538.3036 | 11210767.4033 | 50137043.1091 | 961560.8286 | 14470997.6721 | 14470997.6721 | 1478867.319 | 6670120.1387 | 0 | 65569601.6098 | 88189586.7396 | 74989.4209 | 11.0045 | 5958.4526 | 8013.9799 | 121.4711 | 163.3758
1 | 4200 | 707 | 0.03 | 15 | 15 | 7 | 1e-10 | 5spot_SharedNeighbor | Water | Porous | Wet | R245fa | MinimizeLCOE_Brownfield | IgnoreSilica | 2019 | 122.9797 | 33.8584 | 2.9568 | 4 | 5724.1088 | 7636.6383 | 116.6937 | 155.6832 | 135.7647 | 0 | 228.5556 | 5119056.5773 | 227101.4172 | 5640588.25 | 5310716.0636 | 0 | 578123.7867 | 0 | 6581478.577 | 17123657.2104 | 11687247.9021 | 52267969.7842 | 961560.8286 | 14470997.6721 | 14470997.6721 | 1478867.319 | 6670120.1387 | 0 | 67700528.2849 | 90320513.4147 | 100000 | 11.8273 | 5724.1088 | 7636.6383 | 116.6937 | 155.6832
1 | 4200 | 707 | 0.03 | 15 | 15 | 7 | 1.3335e-10 | 5spot_SharedNeighbor | Water | Porous | Wet | R245fa | MinimizeLCOE_Brownfield | IgnoreSilica | 2019 | 128.4897 | 35.3015 | 3.127 | 4 | 5546.6622 | 7355.131 | 113.0762 | 149.9443 | 135.604 | 0 | 217.4285 | 5269251.6132 | 233412.4204 | 5832715.6438 | 5543015.2583 | 0 | 538338.429 | 0 | 6792526.0122 | 17672759.3451 | 12062021.3919 | 53944040.1138 | 961560.8286 | 14470997.6721 | 14470997.6721 | 1478867.319 | 6670120.1387 | 0 | 69376598.6145 | 91996583.7443 | 133352.1432 | 12.5078 | 5546.6622 | 7355.131 | 113.0762 | 149.9443
1 | 4200 | 707 | 0.03 | 15 | 15 | 7 | 1.7783e-10 | 5spot_SharedNeighbor | Water | Porous | Wet | R245fa | MinimizeLCOE_Brownfield | IgnoreSilica | 2019 | 132.8398 | 36.4322 | 3.264 | 4 | 5412.4902 | 7145.0433 | 110.3409 | 145.6614 | 135.4682 | 0 | 238.0722 | 5385276.1979 | 238256.2058 | 5982221.8446 | 5725891.2642 | 0 | 500992.0711 | 0 | 6954728.6576 | 18094777.3561 | 12350057.356 | 55232200.9534 | 961560.8286 | 14470997.6721 | 14470997.6721 | 1478867.319 | 6670120.1387 | 0 | 70664759.4541 | 93284744.5839 | 177827.941 | 13.0559 | 5412.4902 | 7145.0433 | 110.3409 | 145.6614
1 | 4200 | 707 | 0.03 | 15 | 15 | 7 | 2.3714e-10 | 5spot_SharedNeighbor | Water | Porous | Wet | R245fa | MinimizeLCOE_Brownfield | IgnoreSilica | 2019 | 138.1802 | 37.8205 | 3.4058 | 4 | 5309.6938 | 6970.0811 | 108.2453 | 142.0945 | 135.3135 | 0 | 220.8001 | 5526403.546 | 244149.9062 | 6164529.4728 | 5950425.2382 | 0 | 486605.1772 | 0 | 7165124.2027 | 18642183.4065 | 12723673.2335 | 56903094.1831 | 961560.8286 | 14470997.6721 | 14470997.6721 | 1478867.319 | 6670120.1387 | 0 | 72335652.6838 | 94955637.8136 | 237137.3706 | 13.6233 | 5309.6938 | 6970.0811 | 108.2453 | 142.0945
1 | 4200 | 707 | 0.03 | 15 | 15 | 7 | 3.1623e-10 | 5spot_SharedNeighbor | Water | Porous | Wet | R245fa | MinimizeLCOE_Brownfield | IgnoreSilica | 2019 | 140.977 | 38.5452 | 3.4951 | 4 | 5231.9933 | 6849.9927 | 106.6613 | 139.6464 | 135.2322 | 0 | 229.137 | 5599367.6646 | 247188.5605 | 6259172.8695 | 6067871.0268 | 0 | 459635.3959 | 0 | 7266961.8518 | 18907144.0794 | 12904514.3372 | 57711855.7857 | 961560.8286 | 14470997.6721 | 14470997.6721 | 1478867.319 | 6670120.1387 | 0 | 73144414.2864 | 95764399.4162 | 316227.766 | 13.9802 | 5231.9933 | 6849.9927 | 106.6613 | 139.6464
1 | 4200 | 707 | 0.03 | 15 | 15 | 7 | 4.217e-10 | 5spot_SharedNeighbor | Water | Porous | Wet | R245fa | MinimizeLCOE_Brownfield | IgnoreSilica | 2019 | 143.1176 | 39.0981 | 3.5641 | 4 | 5173.4113 | 6760.065 | 105.467 | 137.8131 | 135.1686 | 0 | 229.6372 | 5654692.7588 | 249486.511 | 6331161.0671 | 6157660.3549 | 0 | 437136.5368 | 0 | 7343753.5191 | 19106940.2458 | 13040879.3262 | 58321710.3197 | 961560.8286 | 14470997.6721 | 14470997.6721 | 1478867.319 | 6670120.1387 | 0 | 73754268.8204 | 96374253.9502 | 421696.5034 | 14.2564 | 5173.4113 | 6760.065 | 105.467 | 137.8131
1 | 4200 | 707 | 0.03 | 15 | 15 | 7 | 5.6234e-10 | 5spot_SharedNeighbor | Water | Porous | Wet | R245fa | MinimizeLCOE_Brownfield | IgnoreSilica | 2019 | 144.7307 | 39.5138 | 3.6168 | 4 | 5129.2864 | 6692.8067 | 104.5674 | 136.4419 | 135.12 | 0 | 235.6575 | 5696084.774 | 251202.2111 | 6385148.4442 | 6225258.3107 | 0 | 418662.809 | 0 | 7400779.0541 | 19255308.9902 | 13142144.0428 | 58774588.6361 | 961560.8286 | 14470997.6721 | 14470997.6721 | 1478867.319 | 6670120.1387 | 0 | 74207147.1367 | 96827132.2665 | 562341.3252 | 14.4673 | 5129.2864 | 6692.8067 | 104.5674 | 136.4419
1 | 4200 | 707 | 0.03 | 15 | 15 | 7 | 7.4989e-10 | 5spot_SharedNeighbor | Water | Porous | Wet | R245fa | MinimizeLCOE_Brownfield | IgnoreSilica | 2019 | 145.9487 | 39.827 | 3.657 | 4 | 5096.0786 | 6642.4283 | 103.8905 | 135.4149 | 135.0829 | 0 | 222.2201 | 5727171.9745 | 252488.7601 | 6425768.3505 | 6276266.4696 | 0 | 403864.0619 | 0 | 7443368.2505 | 19366117.343 | 13217773.0205 | 59112818.2305 | 961560.8286 | 14470997.6721 | 14470997.6721 | 1478867.319 | 6670120.1387 | 0 | 74545376.7312 | 97165361.861 | 749894.2093 | 14.628 | 5096.0786 | 6642.4283 | 103.8905 | 135.4149
1 | 4200 | 707 | 0.03 | 15 | 15 | 7 | 1e-09 | 5spot_SharedNeighbor | Water | Porous | Wet | R245fa | MinimizeLCOE_Brownfield | IgnoreSilica | 2019 | 146.8696 | 40.0636 | 3.6875 | 4 | 5071.1045 | 6604.6572 | 103.3813 | 134.6449 | 135.0546 | 0 | 237.9099 | 5750581.005 | 253456.3943 | 6456397.2286 | 6314812.511 | 0 | 392220.2549 | 0 | 7475312.2836 | 19449229.1645 | 13274498.5465 | 59366507.3883 | 961560.8286 | 14470997.6721 | 14470997.6721 | 1478867.319 | 6670120.1387 | 0 | 74799065.889 | 97419051.0188 | 1000000 | 14.7501 | 5071.1045 | 6604.6572 | 103.3813 | 134.6449
1 | 4200 | 707 | 0.03 | 15 | 15 | 7 | 1.3335e-09 | 5spot_SharedNeighbor | Water | Porous | Wet | R245fa | MinimizeLCOE_Brownfield | IgnoreSilica | 2019 | 147.554 | 40.2392 | 3.7104 | 4 | 5052.3337 | 6576.4074 | 102.9987 | 134.069 | 135.0334 | 0 | 218.4704 | 5767925.0115 | 254172.6757 | 6479113.7924 | 6343447.9082 | 0 | 383061.8915 | 0 | 7498811.299 | 19510368.7822 | 13316227.5918 | 59553128.9523 | 961560.8286 | 14470997.6721 | 14470997.6721 | 1478867.319 | 6670120.1387 | 0 | 74985687.453 | 97605672.5828 | 1333521.4322 | 14.8418 | 5052.3337 | 6576.4074 | 102.9987 | 134.069
1 | 4200 | 707 | 0.03 | 15 | 15 | 7 | 1.7783e-09 | 5spot_SharedNeighbor | Water | Porous | Wet | R245fa | MinimizeLCOE_Brownfield | IgnoreSilica | 2019 | 148.0681 | 40.371 | 3.7278 | 4 | 5038.2324 | 6555.232 | 102.7112 | 133.6373 | 135.0174 | 0 | 215.6456 | 5780925.431 | 254709.2102 | 6496154.3021 | 6364954.5707 | 0 | 375986.7872 | 0 | 7516364.8175 | 19556039.4366 | 13347398.7519 | 59692533.3073 | 961560.8286 | 14470997.6721 | 14470997.6721 | 1478867.319 | 6670120.1387 | 0 | 75125091.808 | 97745076.9378 | 1778279.41 | 14.911 | 5038.2324 | 6555.232 | 102.7112 | 133.6373
1 | 4200 | 707 | 0.03 | 15 | 15 | 7 | 2.3714e-09 | 5spot_SharedNeighbor | Water | Porous | Wet | R245fa | MinimizeLCOE_Brownfield | IgnoreSilica | 2019 | 148.4554 | 40.4702 | 3.7408 | 4 | 5027.643 | 6539.3489 | 102.4953 | 133.3135 | 135.0053 | 0 | 229.7756 | 5790701.1453 | 255112.4545 | 6508975.3253 | 6381150.6683 | 0 | 370571.6555 | 0 | 7529539.3871 | 19590316.9642 | 13370793.8688 | 59797161.4689 | 961560.8286 | 14470997.6721 | 14470997.6721 | 1478867.319 | 6670120.1387 | 0 | 75229719.9696 | 97849705.0994 | 2371373.7057 | 14.9632 | 5027.643 | 6539.3489 | 102.4953 | 133.3135
1 | 4200 | 707 | 0.03 | 15 | 15 | 7 | 3.1623e-09 | 5spot_SharedNeighbor | Water | Porous | Wet | R245fa | MinimizeLCOE_Brownfield | IgnoreSilica | 2019 | 148.7844 | 40.5544 | 3.7513 | 4 | 5019.6923 | 6527.182 | 102.3332 | 133.0654 | 134.995 | 0 | 232.6133 | 5798981.2696 | 255453.615 | 6519845.2734 | 6394838.9738 | 0 | 366806.5788 | 0 | 7541011.0271 | 19620163.8184 | 13391164.9601 | 59888265.5161 | 961560.8286 | 14470997.6721 | 14470997.6721 | 1478867.319 | 6670120.1387 | 0 | 75320824.0168 | 97940809.1466 | 3162277.6602 | 15.0051 | 5019.6923 | 6527.182 | 102.3332 | 133.0654
1 | 4200 | 707 | 0.03 | 15 | 15 | 7 | 4.217e-09 | 5spot_SharedNeighbor | Water | Porous | Wet | R245fa | MinimizeLCOE_Brownfield | IgnoreSilica | 2019 | 146.887 | 40.0677 | 3.7234 | 4 | 5012.0213 | 6530.7835 | 102.1768 | 133.1389 | 135.0534 | 0 | 528.5957 | 5750976.9369 | 253471.6523 | 6456939.284 | 6315522.9548 | 0 | 341631.8285 | 0 | 7456231.636 | 19399585.2336 | 13240615.5435 | 59214975.0697 | 961560.8286 | 14470997.6721 | 14470997.6721 | 1478867.319 | 6670120.1387 | 0 | 74647533.5704 | 97267518.7001 | 4216965.0343 | 14.8937 | 5012.0213 | 6530.7835 | 102.1768 | 133.1389
1 | 4200 | 707 | 0.03 | 15 | 15 | 7 | 5.6234e-09 | 5spot_SharedNeighbor | Water | Porous | Wet | R245fa | MinimizeLCOE_Brownfield | IgnoreSilica | 2019 | 148.105 | 40.3803 | 3.7473 | 4 | 5007.2316 | 6516.3294 | 102.0792 | 132.8442 | 135.016 | 0 | 315.9153 | 5781836.8123 | 254746.3379 | 6497359.5579 | 6366488.5007 | 0 | 349277.4103 | 0 | 7507386.3615 | 19532679.3359 | 13331455.0032 | 59621229.3197 | 961560.8286 | 14470997.6721 | 14470997.6721 | 1478867.319 | 6670120.1387 | 0 | 75053787.8204 | 97673772.9502 | 5623413.2519 | 14.9891 | 5007.2316 | 6516.3294 | 102.0792 | 132.8442
1 | 4200 | 707 | 0.03 | 15 | 15 | 7 | 7.4989e-09 | 5spot_SharedNeighbor | Water | Porous | Wet | R245fa | MinimizeLCOE_Brownfield | IgnoreSilica | 2019 | 148.928 | 40.591 | 3.7635 | 4 | 5003.7844 | 6506.3858 | 102.0089 | 132.6415 | 134.9905 | 0 | 248.5694 | 5802584.3778 | 255601.8199 | 6524581.3487 | 6400782.6683 | 0 | 354169.7347 | 0 | 7541710.7802 | 19621984.4325 | 13392407.5667 | 59893822.7287 | 961560.8286 | 14470997.6721 | 14470997.6721 | 1478867.319 | 6670120.1387 | 0 | 75326381.2294 | 97946366.3592 | 7498942.0933 | 15.0539 | 5003.7844 | 6506.3858 | 102.0089 | 132.6415
1 | 4200 | 707 | 0.03 | 15 | 15 | 7 | 1e-08 | 5spot_SharedNeighbor | Water | Porous | Wet | R245fa | MinimizeLCOE_Brownfield | IgnoreSilica | 2019 | 149.6365 | 40.772 | 3.7771 | 4 | 5001.2519 | 6498.4305 | 101.9573 | 132.4793 | 134.9684 | 0 | 228.711 | 5820358.0242 | 256333.2781 | 6547940.4929 | 6430107.053 | 0 | 358716.103 | 0 | 7571247.4309 | 19698832.7389 | 13444858.1148 | 60128393.2358 | 961560.8286 | 14470997.6721 | 14470997.6721 | 1478867.319 | 6670120.1387 | 0 | 75560951.7365 | 98180936.8663 | 10000000 | 15.1084 | 5001.2519 | 6498.4305 | 101.9573 | 132.4793
1 | 4300 | 707 | 0.03 | 15 | 15 | 7 | 1e-13 | 5spot_SharedNeighbor | Water | Porous | Wet | R245fa | MinimizeLCOE_Brownfield | IgnoreSilica | 2019 | 0 | 0 | 0 | 0 |  |  |  |  | 15 |  | 25.0291 | [19 empty] | 100 | 0
1 | 4300 | 707 | 0.03 | 15 | 15 | 7 | 1.3335e-13 | 5spot_SharedNeighbor | Water | Porous | Wet | R245fa | MinimizeLCOE_Brownfield | IgnoreSilica | 2019 | 0 | 0 | 0 | 0 |  |  |  |  | 15 |  | 25.1823 | [19 empty] | 133.3521 | 0
1 | 4300 | 707 | 0.03 | 15 | 15 | 7 | 1.7783e-13 | 5spot_SharedNeighbor | Water | Porous | Wet | R245fa | MinimizeLCOE_Brownfield | IgnoreSilica | 2019 | 0 | 0 | 0 | 0 |  |  |  |  | 15 |  | 25.1263 | [19 empty] | 177.8279 | 0
1 | 4300 | 707 | 0.03 | 15 | 15 | 7 | 2.3714e-13 | 5spot_SharedNeighbor | Water | Porous | Wet | R245fa | MinimizeLCOE_Brownfield | IgnoreSilica | 2019 | 1.2304 | 0.20659 | 0.0024869 | 4 | 1709035.731 | 4046589.393 | 34841.005 | 82495.1982 | 102.9606 | 0 | 40.8815 | 119811.5726 | 4263.5751 | 97659.3252 | 65572.8127 | 0 | 73030.7923 | 0 | 140531.8504 | 365635.0477 | 249553.4331 | 1116058.4091 | 961560.8286 | 14923245.9986 | 14923245.9986 | 1478867.319 | 6851019.4693 | 0 | 17000865.2363 | 40253998.0232 | 237.1374 | 0.0099476 | 1709035.731 | 4046589.393 | 34841.005 | 82495.1982
1 | 4300 | 707 | 0.03 | 15 | 15 | 7 | 3.1623e-13 | 5spot_SharedNeighbor | Water | Porous | Wet | R245fa | MinimizeLCOE_Brownfield | IgnoreSilica | 2019 | 1.6125 | 0.30569 | 0.0081234 | 4 | 533542.8279 | 1249165.1423 | 10876.9922 | 25465.921 | 110.2532 | 0 | 269.186 | 164555.3108 | 6172.6649 | 132898.0125 | 81501.0601 | 0 | 83646.6818 | 0 | 182821.7547 | 475664.7039 | 324650.9343 | 1451911.123 | 961560.8286 | 14923245.9986 | 14923245.9986 | 1478867.319 | 6851019.4693 | 0 | 17336717.9502 | 40589850.7371 | 316.2278 | 0.032494 | 533542.8279 | 1249165.1423 | 10876.9922 | 25465.921
1 | 4300 | 707 | 0.03 | 15 | 15 | 7 | 4.217e-13 | 5spot_SharedNeighbor | Water | Porous | Wet | R245fa | MinimizeLCOE_Brownfield | IgnoreSilica | 2019 | 2.1182 | 0.44257 | 0.016737 | 4 | 265316.7671 | 612638.9201 | 5408.8412 | 12489.473 | 116.4421 | 0 | 371.7204 | 220514.3741 | 8649.875 | 177890.4219 | 103126.9167 | 0 | 96189.6589 | 0 | 236484.7861 | 615284.9039 | 419944.5897 | 1878085.5263 | 961560.8286 | 14923245.9986 | 14923245.9986 | 1478867.319 | 6851019.4693 | 0 | 17762892.3535 | 41016025.1404 | 421.6965 | 0.06695 | 265316.7671 | 612638.9201 | 5408.8412 | 12489.473
1 | 4300 | 707 | 0.03 | 15 | 15 | 7 | 5.6234e-13 | 5spot_SharedNeighbor | Water | Porous | Wet | R245fa | MinimizeLCOE_Brownfield | IgnoreSilica | 2019 | 2.7794 | 0.6267 | 0.029166 | 4 | 156789.8849 | 356109.3751 | 3196.3739 | 7259.7713 | 121.5102 | 0 | 496.9782 | 288677.221 | 11744.3418 | 234134.9623 | 131796.9786 | 0 | 110693.3064 | 0 | 303048.2559 | 788469.3982 | 538146.5657 | 2406711.0299 | 961560.8286 | 14923245.9986 | 14923245.9986 | 1478867.319 | 6851019.4693 | 0 | 18291517.8571 | 41544650.644 | 562.3413 | 0.11666 | 156789.8849 | 356109.3751 | 3196.3739 | 7259.7713
1 | 4300 | 707 | 0.03 | 15 | 15 | 7 | 7.4989e-13 | 5spot_SharedNeighbor | Water | Porous | Wet | R245fa | MinimizeLCOE_Brownfield | IgnoreSilica | 2019 | 3.674 | 0.88007 | 0.046722 | 4 | 101489.5825 | 225912.749 | 2069.0024 | 4605.537 | 125.7032 | 0 | 681.5818 | 373623.8261 | 15661.5539 | 306322.5486 | 170625.4741 | 0 | 128947.0082 | 0 | 388120.3603 | 1009809.563 | 689215.7763 | 3082326.1106 | 961560.8286 | 14923245.9986 | 14923245.9986 | 1478867.319 | 6851019.4693 | 0 | 18967132.9378 | 42220265.7248 | 749.8942 | 0.18689 | 101489.5825 | 225912.749 | 2069.0024 | 4605.537
1 | 4300 | 707 | 0.03 | 15 | 15 | 7 | 1e-12 | 5spot_SharedNeighbor | Water | Porous | Wet | R245fa | MinimizeLCOE_Brownfield | IgnoreSilica | 2019 | 4.8548 | 1.219 | 0.070945 | 4 | 69809.0938 | 151749.2358 | 1423.1528 | 3093.6134 | 129.0173 | 0 | 83.324 | 476864.3986 | 20474.3228 | 396629.9891 | 222860.9314 | 0 | 150665.375 | 0 | 494323.0566 | 1286127.1937 | 877808.2369 | 3925753.5041 | 961560.8286 | 14923245.9986 | 14923245.9986 | 1478867.319 | 6851019.4693 | 0 | 19810560.3313 | 43063693.1183 | 1000 | 0.28378 | 69809.0938 | 151749.2358 | 1423.1528 | 3093.6134
1 | 4300 | 707 | 0.03 | 15 | 15 | 7 | 1.3335e-12 | 5spot_SharedNeighbor | Water | Porous | Wet | R245fa | MinimizeLCOE_Brownfield | IgnoreSilica | 2019 | 6.4406 | 1.6767 | 0.1039 | 4 | 50230.5498 | 106181.9899 | 1024.0177 | 2164.6635 | 131.6206 | 0 | 79.3806 | 603445.2414 | 26394.8502 | 510929.7466 | 292955.0344 | 0 | 177623.0419 | 0 | 628425.6866 | 1635034.7287 | 1115944.7989 | 4990753.1285 | 961560.8286 | 14923245.9986 | 14923245.9986 | 1478867.319 | 6851019.4693 | 0 | 20875559.9557 | 44128692.7427 | 1333.5214 | 0.41559 | 50230.5498 | 106181.9899 | 1024.0177 | 2164.6635
1 | 4300 | 707 | 0.03 | 15 | 15 | 7 | 1.7783e-12 | 5spot_SharedNeighbor | Water | Porous | Wet | R245fa | MinimizeLCOE_Brownfield | IgnoreSilica | 2019 | 8.5406 | 2.2805 | 0.14738 | 4 | 37646.5152 | 77089.4716 | 767.4751 | 1571.5731 | 133.4745 | 0 | 79.288 | 755089.9486 | 33462.1973 | 652633.0793 | 385655.2508 | 0 | 210207.7992 | 0 | 794448.8273 | 2066992.8849 | 1410765.1164 | 6309255.1038 | 961560.8286 | 14923245.9986 | 14923245.9986 | 1478867.319 | 6851019.4693 | 0 | 22194061.9311 | 45447194.718 | 1778.2794 | 0.58954 | 37646.5152 | 77089.4716 | 767.4751 | 1571.5731
1 | 4300 | 707 | 0.03 | 15 | 15 | 7 | 2.3714e-12 | 5spot_SharedNeighbor | Water | Porous | Wet | R245fa | MinimizeLCOE_Brownfield | IgnoreSilica | 2019 | 11.369 | 3.1098 | 0.20852 | 4 | 28649.0175 | 56528.2983 | 584.049 | 1152.4058 | 135.2653 | 0 | 102.9179 | 946424.1868 | 42454.4871 | 835442.8845 | 511557.2807 | 0 | 250391.9184 | 0 | 1008645.5954 | 2624288.9376 | 1791131.1237 | 8010336.4142 | 961560.8286 | 14923245.9986 | 14923245.9986 | 1478867.319 | 6851019.4693 | 0 | 23895143.2414 | 47148276.0283 | 2371.3737 | 0.83407 | 28649.0175 | 56528.2983 | 584.049 | 1152.4058
1 | 4300 | 707 | 0.03 | 15 | 15 | 7 | 3.1623e-12 | 5spot_SharedNeighbor | Water | Porous | Wet | R245fa | MinimizeLCOE_Brownfield | IgnoreSilica | 2019 | 15.0984 | 4.1957 | 0.28819 | 4 | 22547.4777 | 42719.2676 | 459.6608 | 870.8901 | 136.4644 | 0 | 95.3534 | 1174382.6717 | 53082.3359 | 1060790.9909 | 676304.752 | 0 | 298624.4504 | 0 | 1272642.2284 | 3311154.0234 | 2259930.6584 | 10106912.1111 | 961560.8286 | 14923245.9986 | 14923245.9986 | 1478867.319 | 6851019.4693 | 0 | 25991718.9383 | 49244851.7252 | 3162.2777 | 1.1528 | 22547.4777 | 42719.2676 | 459.6608 | 870.8901
1 | 4300 | 707 | 0.03 | 15 | 15 | 7 | 4.217e-12 | 5spot_SharedNeighbor | Water | Porous | Wet | R245fa | MinimizeLCOE_Brownfield | IgnoreSilica | 2019 | 20.048 | 5.6396 | 0.39442 | 4 | 18146.6643 | 32885.5198 | 369.9443 | 670.4158 | 137.3781 | 0 | 99.8868 | 1452132.0107 | 65998.1533 | 1343140.6331 | 896283.419 | 0 | 357298.6246 | 0 | 1604792.6079 | 4175341.1774 | 2849756.1483 | 12744742.7742 | 961560.8286 | 14923245.9986 | 14923245.9986 | 1478867.319 | 6851019.4693 | 0 | 28629549.6014 | 51882682.3883 | 4216.965 | 1.5777 | 18146.6643 | 32885.5198 | 369.9443 | 670.4158
1 | 4300 | 707 | 0.03 | 15 | 15 | 7 | 5.6234e-12 | 5spot_SharedNeighbor | Water | Porous | Wet | R245fa | MinimizeLCOE_Brownfield | IgnoreSilica | 2019 | 26.6064 | 7.5538 | 0.5352 | 4 | 14919.9651 | 25781.8726 | 304.1637 | 525.5983 | 138.0728 | 0 | 83.0777 | 1789795.1779 | 81638.2601 | 1696111.4087 | 1187610.5189 | 0 | 428727.9207 | 0 | 2021714.4817 | 5260086.3706 | 3590117.0319 | 16055801.1706 | 961560.8286 | 14923245.9986 | 14923245.9986 | 1478867.319 | 6851019.4693 | 0 | 31940607.9978 | 55193740.7847 | 5623.4133 | 2.1408 | 14919.9651 | 25781.8726 | 304.1637 | 525.5983
1 | 4300 | 707 | 0.03 | 15 | 15 | 7 | 7.4989e-12 | 5spot_SharedNeighbor | Water | Porous | Wet | R245fa | MinimizeLCOE_Brownfield | IgnoreSilica | 2019 | 35.2226 | 10.0689 | 0.72021 | 4 | 12519.8102 | 20591.5136 | 255.2333 | 419.7859 | 138.5982 | 0 | 106.9456 | 2197360.7036 | 100440.2906 | 2133800.3398 | 1569882.0929 | 0 | 514781.703 | 0 | 2541343.4006 | 6612054.2272 | 4512862.8742 | 20182525.6318 | 961560.8286 | 14923245.9986 | 14923245.9986 | 1478867.319 | 6851019.4693 | 0 | 36067332.4591 | 59320465.246 | 7498.9421 | 2.8808 | 12519.8102 | 20591.5136 | 255.2333 | 419.7859
1 | 4300 | 707 | 0.03 | 15 | 15 | 7 | 1e-11 | 5spot_SharedNeighbor | Water | Porous | Wet | R245fa | MinimizeLCOE_Brownfield | IgnoreSilica | 2019 | 46.4212 | 13.3381 | 0.96058 | 4 | 10714.7389 | 16766.5653 | 218.4344 | 341.8091 | 138.99 | 0 | 96.8745 | 2685039.1648 | 122844.1629 | 2671363.6479 | 2066784.1101 | 0 | 617584.7253 | 0 | 3183810.1663 | 8283620.9634 | 5653741.5189 | 25284788.4595 | 961560.8286 | 14923245.9986 | 14923245.9986 | 1478867.319 | 6851019.4693 | 0 | 41169595.2867 | 64422728.0737 | 10000 | 3.8423 | 10714.7389 | 16766.5653 | 218.4344 | 341.8091
1 | 4300 | 707 | 0.03 | 15 | 15 | 7 | 1.3335e-11 | 5spot_SharedNeighbor | Water | Porous | Wet | R245fa | MinimizeLCOE_Brownfield | IgnoreSilica | 2019 | 57.1392 | 16.4636 | 1.2244 | 4 | 9338.9703 | 14086.9331 | 190.3875 | 287.1812 | 139.201 | 0 | 116.6435 | 3119275.2476 | 142705.8714 | 3160935.4449 | 2542714.3932 | 0 | 672834.0064 | 0 | 3759001.3358 | 9780150.3984 | 6675153.6089 | 29852770.3066 | 961560.8286 | 14923245.9986 | 14923245.9986 | 1478867.319 | 6851019.4693 | 0 | 45737577.1338 | 68990709.9208 | 13335.2143 | 4.8975 | 9338.9703 | 14086.9331 | 190.3875 | 287.1812
1 | 4300 | 707 | 0.03 | 15 | 15 | 7 | 1.7783e-11 | 5spot_SharedNeighbor | Water | Porous | Wet | R245fa | MinimizeLCOE_Brownfield | IgnoreSilica | 2019 | 68.4692 | 19.7547 | 1.5208 | 4 | 8274.6751 | 12097.2464 | 168.6904 | 246.6187 | 139.3026 | 0 | 116.7838 | 3550582.4067 | 162317.7767 | 3656807.5873 | 3044636.5372 | 0 | 708728.0024 | 0 | 4337998.201 | 11286581.4731 | 7703323.7715 | 34450975.7557 | 961560.8286 | 14923245.9986 | 14923245.9986 | 1478867.319 | 6851019.4693 | 0 | 50335782.583 | 73588915.3699 | 17782.7941 | 6.0831 | 8274.6751 | 12097.2464 | 168.6904 | 246.6187
1 | 4300 | 707 | 0.03 | 15 | 15 | 7 | 2.3714e-11 | 5spot_SharedNeighbor | Water | Porous | Wet | R245fa | MinimizeLCOE_Brownfield | IgnoreSilica | 2019 | 80.1009 | 23.1093 | 1.8394 | 4 | 7453.8523 | 10614.2175 | 151.9569 | 216.3852 | 139.2981 | 0 | 154.131 | 3967920.5331 | 181144.4299 | 4145688.2376 | 3557646.5648 | 0 | 726056.9076 | 0 | 4905598.1024 | 12763359.986 | 8711255.4513 | 38958670.2127 | 961560.8286 | 14923245.9986 | 14923245.9986 | 1478867.319 | 6851019.4693 | 0 | 54843477.0399 | 78096609.8269 | 23713.7371 | 7.3577 | 7453.8523 | 10614.2175 | 151.9569 | 216.3852
1 | 4300 | 707 | 0.03 | 15 | 15 | 7 | 3.1623e-11 | 5spot_SharedNeighbor | Water | Porous | Wet | R245fa | MinimizeLCOE_Brownfield | IgnoreSilica | 2019 | 91.4381 | 26.3463 | 2.1632 | 4 | 6823.4877 | 9510.891 | 139.106 | 193.8924 | 139.2013 | 0 | 192.6132 | 4352541.5123 | 198326.0262 | 4604381.7136 | 4054584.2359 | 0 | 723922.1038 | 0 | 5434164.6808 | 14138581.799 | 9649872.5966 | 43156374.6681 | 961560.8286 | 14923245.9986 | 14923245.9986 | 1478867.319 | 6851019.4693 | 0 | 59041181.4953 | 82294314.2822 | 31622.7766 | 8.6526 | 6823.4877 | 9510.891 | 139.106 | 193.8924
1 | 4300 | 707 | 0.03 | 15 | 15 | 7 | 4.217e-11 | 5spot_SharedNeighbor | Water | Porous | Wet | R245fa | MinimizeLCOE_Brownfield | IgnoreSilica | 2019 | 101.9398 | 29.3094 | 2.4743 | 4 | 6341.2829 | 8690.7306 | 129.2756 | 177.1723 | 139.0398 | 0 | 161.7622 | 4690959.3127 | 213279.5041 | 5014747.5384 | 4511575.0619 | 0 | 704337.6759 | 0 | 5902610.6463 | 15357382.1097 | 10481728.8525 | 46876620.7014 | 961560.8286 | 14923245.9986 | 14923245.9986 | 1478867.319 | 6851019.4693 | 0 | 62761427.5287 | 86014560.3156 | 42169.6503 | 9.8973 | 6341.2829 | 8690.7306 | 129.2756 | 177.1723
1 | 4300 | 707 | 0.03 | 15 | 15 | 7 | 5.6234e-11 | 5spot_SharedNeighbor | Water | Porous | Wet | R245fa | MinimizeLCOE_Brownfield | IgnoreSilica | 2019 | 111.3083 | 31.921 | 2.7602 | 4 | 5973.5545 | 8079.6961 | 121.779 | 164.7155 | 138.8437 | 0 | 212.1123 | 4979534.9341 | 225895.7412 | 5369831.4405 | 4917181.4224 | 0 | 672525.0673 | 0 | 6304337.7561 | 16402593.644 | 11195107.2016 | 50067007.2073 | 961560.8286 | 14923245.9986 | 14923245.9986 | 1478867.319 | 6851019.4693 | 0 | 65951814.0345 | 89204946.8214 | 56234.1325 | 11.0406 | 5973.5545 | 8079.6961 | 121.779 | 164.7155
1 | 4300 | 707 | 0.03 | 15 | 15 | 7 | 7.4989e-11 | 5spot_SharedNeighbor | Water | Porous | Wet | R245fa | MinimizeLCOE_Brownfield | IgnoreSilica | 2019 | 119.2861 | 34.1187 | 3.0106 | 4 | 5693.9221 | 7624.8701 | 116.0783 | 155.4433 | 138.6415 | 0 | 210.7655 | 5215850.8002 | 236120.8866 | 5664373.0463 | 5260685.7965 | 0 | 632664.072 | 0 | 6633780.8946 | 17259737.1122 | 11780125.2312 | 52683337.8396 | 961560.8286 | 14923245.9986 | 14923245.9986 | 1478867.319 | 6851019.4693 | 0 | 68568144.6668 | 91821277.4538 | 74989.4209 | 12.0423 | 5693.9221 | 7624.8701 | 116.0783 | 155.4433
1 | 4300 | 707 | 0.03 | 15 | 15 | 7 | 1e-10 | 5spot_SharedNeighbor | Water | Porous | Wet | R245fa | MinimizeLCOE_Brownfield | IgnoreSilica | 2019 | 125.8903 | 35.9185 | 3.2226 | 4 | 5481.754 | 7285.6649 | 111.753 | 148.5281 | 138.4514 | 0 | 238.2175 | 5405155.5273 | 244234.3877 | 5902918.8246 | 5543498.6207 | 0 | 589924.1101 | 0 | 6897435.2735 | 17945711.723 | 12248316.9985 | 54777195.4654 | 961560.8286 | 14923245.9986 | 14923245.9986 | 1478867.319 | 6851019.4693 | 0 | 70662002.2926 | 93915135.0795 | 100000 | 12.8904 | 5481.754 | 7285.6649 | 111.753 | 148.5281
1 | 4300 | 707 | 0.03 | 15 | 15 | 7 | 1.3335e-10 | 5spot_SharedNeighbor | Water | Porous | Wet | R245fa | MinimizeLCOE_Brownfield | IgnoreSilica | 2019 | 131.2009 | 37.3523 | 3.3966 | 4 | 5321.052 | 7032.5336 | 108.4768 | 143.3677 | 138.2845 | 0 | 213.8304 | 5553347.1315 | 250533.5363 | 6091352.3572 | 5769850.6932 | 0 | 547807.2671 | 0 | 7103027.4843 | 18480620.4827 | 12613403.2182 | 56409942.1705 | 961560.8286 | 14923245.9986 | 14923245.9986 | 1478867.319 | 6851019.4693 | 0 | 72294748.9977 | 95547881.7846 | 133352.1432 | 13.5866 | 5321.052 | 7032.5336 | 108.4768 | 143.3677
1 | 4300 | 707 | 0.03 | 15 | 15 | 7 | 1.7783e-10 | 5spot_SharedNeighbor | Water | Porous | Wet | R245fa | MinimizeLCOE_Brownfield | IgnoreSilica | 2019 | 137.3371 | 39.0026 | 3.5709 | 4 | 5198.4782 | 6826.4344 | 105.978 | 139.1661 | 138.0949 | 0 | 226.7156 | 5721646.0579 | 257664.1414 | 6306515.4792 | 6030901.8647 | 0 | 528470.3323 | 0 | 7349627.1714 | 19122222.2842 | 13051309.6314 | 58368356.9625 | 961560.8286 | 14923245.9986 | 14923245.9986 | 1478867.319 | 6851019.4693 | 0 | 74253163.7897 | 97506296.5766 | 177827.941 | 14.2836 | 5198.4782 | 6826.4344 | 105.978 | 139.1661
1 | 4300 | 707 | 0.03 | 15 | 15 | 7 | 2.3714e-10 | 5spot_SharedNeighbor | Water | Porous | Wet | R245fa | MinimizeLCOE_Brownfield | IgnoreSilica | 2019 | 140.8481 | 39.9447 | 3.6875 | 4 | 5105.1085 | 6681.5945 | 104.0745 | 136.2133 | 137.9896 | 0 | 201.9796 | 5816720.9004 | 261684.8988 | 6428536.4728 | 6180055.4775 | 0 | 496263.6548 | 0 | 7481471.9477 | 19465255.347 | 13285436.7453 | 59415425.4443 | 961560.8286 | 14923245.9986 | 14923245.9986 | 1478867.319 | 6851019.4693 | 0 | 75300232.2716 | 98553365.0585 | 237137.3706 | 14.75 | 5105.1085 | 6681.5945 | 104.0745 | 136.2133
1 | 4300 | 707 | 0.03 | 15 | 15 | 7 | 3.1623e-10 | 5spot_SharedNeighbor | Water | Porous | Wet | R245fa | MinimizeLCOE_Brownfield | IgnoreSilica | 2019 | 143.5586 | 40.6683 | 3.7785 | 4 | 5034.6073 | 6573.1307 | 102.6373 | 134.0022 | 137.9062 | 0 | 236.9675 | 5889155.7851 | 264736.492 | 6521890.5289 | 6294571.1485 | 0 | 468767.5305 | 0 | 7581257.3791 | 19724876.5708 | 13462633.5652 | 60207889.0001 | 961560.8286 | 14923245.9986 | 14923245.9986 | 1478867.319 | 6851019.4693 | 0 | 76092695.8273 | 99345828.6142 | 316227.766 | 15.1139 | 5034.6073 | 6573.1307 | 102.6373 | 134.0022
1 | 4300 | 707 | 0.03 | 15 | 15 | 7 | 4.217e-10 | 5spot_SharedNeighbor | Water | Porous | Wet | R245fa | MinimizeLCOE_Brownfield | IgnoreSilica | 2019 | 145.6003 | 41.2115 | 3.8482 | 4 | 4981.4424 | 6492.0871 | 101.5534 | 132.35 | 137.8421 | 0 | 218.8867 | 5943210.2696 | 267007.2653 | 6591773.2772 | 6380672.8048 | 0 | 445629.4323 | 0 | 7655034.2892 | 19916828.9571 | 13593645.0131 | 60793801.3086 | 961560.8286 | 14923245.9986 | 14923245.9986 | 1478867.319 | 6851019.4693 | 0 | 76678608.1358 | 99931740.9228 | 421696.5034 | 15.3929 | 4981.4424 | 6492.0871 | 101.5534 | 132.35
1 | 4300 | 707 | 0.03 | 15 | 15 | 7 | 5.6234e-10 | 5spot_SharedNeighbor | Water | Porous | Wet | R245fa | MinimizeLCOE_Brownfield | IgnoreSilica | 2019 | 147.1472 | 41.6221 | 3.9016 | 4 | 4941.3913 | 6431.3795 | 100.7369 | 131.1124 | 137.7928 | 0 | 209.5127 | 5983880.9464 | 268712.0869 | 6644477.0115 | 6445822.666 | 0 | 426815.035 | 0 | 7710186.0209 | 20060322.4497 | 13691582.2703 | 61231798.4866 | 961560.8286 | 14923245.9986 | 14923245.9986 | 1478867.319 | 6851019.4693 | 0 | 77116605.3138 | 100369738.1007 | 562341.3252 | 15.6063 | 4941.3913 | 6431.3795 | 100.7369 | 131.1124
1 | 4300 | 707 | 0.03 | 15 | 15 | 7 | 7.4989e-10 | 5spot_SharedNeighbor | Water | Porous | Wet | R245fa | MinimizeLCOE_Brownfield | IgnoreSilica | 2019 | 148.3265 | 41.9345 | 3.9424 | 4 | 4911.2456 | 6385.8146 | 100.1224 | 130.1835 | 137.7548 | 0 | 206.8405 | 6014721.2626 | 270002.694 | 6684513.3489 | 6495436.8957 | 0 | 411904.8007 | 0 | 7751865.8107 | 20168764.7132 | 13765596.3434 | 61562805.8692 | 961560.8286 | 14923245.9986 | 14923245.9986 | 1478867.319 | 6851019.4693 | 0 | 77447612.6964 | 100700745.4833 | 749894.2093 | 15.7694 | 4911.2456 | 6385.8146 | 100.1224 | 130.1835
1 | 4300 | 707 | 0.03 | 15 | 15 | 7 | 1e-09 | 5spot_SharedNeighbor | Water | Porous | Wet | R245fa | MinimizeLCOE_Brownfield | IgnoreSilica | 2019 | 149.2077 | 42.1676 | 3.9732 | 4 | 4888.5722 | 6351.7122 | 99.6602 | 129.4882 | 137.7262 | 0 | 246.7206 | 6037672.8906 | 270961.9487 | 6714349.2265 | 6532479.8374 | 0 | 400096.225 | 0 | 7782668.45 | 20248906.8621 | 13820295.0068 | 61807430.447 | 961560.8286 | 14923245.9986 | 14923245.9986 | 1478867.319 | 6851019.4693 | 0 | 77692237.2742 | 100945370.0611 | 1000000 | 15.8926 | 4888.5722 | 6351.7122 | 99.6602 | 129.4882
1 | 4300 | 707 | 0.03 | 15 | 15 | 7 | 1.3335e-09 | 5spot_SharedNeighbor | Water | Porous | Wet | R245fa | MinimizeLCOE_Brownfield | IgnoreSilica | 2019 | 149.8534 | 42.3382 | 3.9961 | 4 | 4871.5294 | 6326.2597 | 99.3127 | 128.9694 | 137.7051 | 0 | 245.0855 | 6054439.954 | 271662.0447 | 6736167.6792 | 6559606.4276 | 0 | 390738.1654 | 0 | 7804919.5656 | 20306799.7006 | 13859808.0587 | 61984141.5957 | 961560.8286 | 14923245.9986 | 14923245.9986 | 1478867.319 | 6851019.4693 | 0 | 77868948.4229 | 101122081.2098 | 1333521.4322 | 15.9845 | 4871.5294 | 6326.2597 | 99.3127 | 128.9694
1 | 4300 | 707 | 0.03 | 15 | 15 | 7 | 1.7783e-09 | 5spot_SharedNeighbor | Water | Porous | Wet | R245fa | MinimizeLCOE_Brownfield | IgnoreSilica | 2019 | 150.3527 | 42.47 | 4.0137 | 4 | 4858.7254 | 6307.0847 | 99.0517 | 128.5785 | 137.6888 | 0 | 254.3924 | 6067378.753 | 272201.9203 | 6753016.9955 | 6580576.4851 | 0 | 383661.2655 | 0 | 7822165.8136 | 20351670.9001 | 13890433.5743 | 62121105.7073 | 961560.8286 | 14923245.9986 | 14923245.9986 | 1478867.319 | 6851019.4693 | 0 | 78005912.5345 | 101259045.3215 | 1778279.41 | 16.0548 | 4858.7254 | 6307.0847 | 99.0517 | 128.5785
1 | 4300 | 707 | 0.03 | 15 | 15 | 7 | 2.3714e-09 | 5spot_SharedNeighbor | Water | Porous | Wet | R245fa | MinimizeLCOE_Brownfield | IgnoreSilica | 2019 | 150.7157 | 42.5658 | 4.0267 | 4 | 4849.11 | 6292.7848 | 98.8557 | 128.2869 | 137.6768 | 0 | 243.0413 | 6076769.3267 | 272593.5237 | 6765252.8531 | 6595816.8245 | 0 | 378120.7305 | 0 | 7834535.7708 | 20383854.9913 | 13912399.8779 | 62219343.8983 | 961560.8286 | 14923245.9986 | 14923245.9986 | 1478867.319 | 6851019.4693 | 0 | 78104150.7255 | 101357283.5124 | 2371373.7057 | 16.1069 | 4849.11 | 6292.7848 | 98.8557 | 128.2869
1 | 4300 | 707 | 0.03 | 15 | 15 | 7 | 3.1623e-09 | 5spot_SharedNeighbor | Water | Porous | Wet | R245fa | MinimizeLCOE_Brownfield | IgnoreSilica | 2019 | 150.9936 | 42.6391 | 4.0366 | 4 | 4841.8914 | 6282.028 | 98.7085 | 128.0676 | 137.6677 | 0 | 235.2979 | 6083947.1393 | 272892.7348 | 6774609.3665 | 6607477.4802 | 0 | 373950.8007 | 0 | 7844022.2334 | 20408536.821 | 13929245.7339 | 62294682.3097 | 961560.8286 | 14923245.9986 | 14923245.9986 | 1478867.319 | 6851019.4693 | 0 | 78179489.1369 | 101432621.9239 | 3162277.6602 | 16.1465 | 4841.8914 | 6282.028 | 98.7085 | 128.0676
1 | 4300 | 707 | 0.03 | 15 | 15 | 7 | 4.217e-09 | 5spot_SharedNeighbor | Water | Porous | Wet | R245fa | MinimizeLCOE_Brownfield | IgnoreSilica | 2019 | 151.2003 | 42.6936 | 4.044 | 4 | 4836.4736 | 6273.9734 | 98.5981 | 127.9034 | 137.6608 | 0 | 256.9425 | 6089282.1062 | 273115.0566 | 6781565.9223 | 6616150.9742 | 0 | 370767.3394 | 0 | 7851043.7455 | 20426805.3554 | 13941714.3839 | 62350444.8837 | 961560.8286 | 14923245.9986 | 14923245.9986 | 1478867.319 | 6851019.4693 | 0 | 78235251.7109 | 101488384.4978 | 4216965.0343 | 16.1761 | 4836.4736 | 6273.9734 | 98.5981 | 127.9034
1 | 4300 | 707 | 0.03 | 15 | 15 | 7 | 5.6234e-09 | 5spot_SharedNeighbor | Water | Porous | Wet | R245fa | MinimizeLCOE_Brownfield | IgnoreSilica | 2019 | 151.3466 | 42.7321 | 4.0494 | 4 | 4832.4082 | 6267.9895 | 98.5152 | 127.7814 | 137.656 | 0 | 240.025 | 6093055.94 | 273272.2802 | 6786488.1185 | 6622290.0746 | 0 | 368271.625 | 0 | 7855917.4349 | 20439485.6955 | 13950368.9766 | 62389150.1453 | 961560.8286 | 14923245.9986 | 14923245.9986 | 1478867.319 | 6851019.4693 | 0 | 78273956.9725 | 101527089.7595 | 5623413.2519 | 16.1977 | 4832.4082 | 6267.9895 | 98.5152 | 127.7814
1 | 4300 | 707 | 0.03 | 15 | 15 | 7 | 7.4989e-09 | 5spot_SharedNeighbor | Water | Porous | Wet | R245fa | MinimizeLCOE_Brownfield | IgnoreSilica | 2019 | 151.4586 | 42.7617 | 4.0535 | 4 | 4829.358 | 6263.4875 | 98.453 | 127.6897 | 137.6523 | 0 | 240.2285 | 6095944.647 | 273392.6103 | 6790256.4516 | 6626991.1085 | 0 | 366409.9155 | 0 | 7859667.9458 | 20449243.7555 | 13957029.0531 | 62418935.4874 | 961560.8286 | 14923245.9986 | 14923245.9986 | 1478867.319 | 6851019.4693 | 0 | 78303742.3146 | 101556875.1015 | 7498942.0933 | 16.2141 | 4829.358 | 6263.4875 | 98.453 | 127.6897
1 | 4300 | 707 | 0.03 | 15 | 15 | 7 | 1e-08 | 5spot_SharedNeighbor | Water | Porous | Wet | R245fa | MinimizeLCOE_Brownfield | IgnoreSilica | 2019 | 151.5512 | 42.7861 | 4.0568 | 4 | 4827.0699 | 6260.057 | 98.4063 | 127.6197 | 137.6492 | 0 | 237.9295 | 6098331.333 | 273492.0227 | 6793370.1737 | 6630876.1119 | 0 | 365090.893 | 0 | 7862852.6084 | 20457529.5942 | 13962684.3082 | 62444227.0451 | 961560.8286 | 14923245.9986 | 14923245.9986 | 1478867.319 | 6851019.4693 | 0 | 78329033.8723 | 101582166.6593 | 10000000 | 16.227 | 4827.0699 | 6260.057 | 98.4063 | 127.6197
1 | 4400 | 707 | 0.03 | 15 | 15 | 7 | 1e-13 | 5spot_SharedNeighbor | Water | Porous | Wet | R245fa | MinimizeLCOE_Brownfield | IgnoreSilica | 2019 | 0 | 0 | 0 | 0 |  |  |  |  | 15 |  | 25.6617 | [19 empty] | 100 | 0
1 | 4400 | 707 | 0.03 | 15 | 15 | 7 | 1.3335e-13 | 5spot_SharedNeighbor | Water | Porous | Wet | R245fa | MinimizeLCOE_Brownfield | IgnoreSilica | 2019 | 0 | 0 | 0 | 0 |  |  |  |  | 15 |  | 25.4042 | [19 empty] | 133.3521 | 0
1 | 4400 | 707 | 0.03 | 15 | 15 | 7 | 1.7783e-13 | 5spot_SharedNeighbor | Water | Porous | Wet | R245fa | MinimizeLCOE_Brownfield | IgnoreSilica | 2019 | 0 | 0 | 0 | 0 |  |  |  |  | 15 |  | 25.9686 | [19 empty] | 177.8279 | 0
1 | 4400 | 707 | 0.03 | 15 | 15 | 7 | 2.3714e-13 | 5spot_SharedNeighbor | Water | Porous | Wet | R245fa | MinimizeLCOE_Brownfield | IgnoreSilica | 2019 | 1.2545 | 0.21762 | 0.0035608 | 4 | 1228368.6622 | 2905976.2663 | 25041.9567 | 59242.2568 | 104.8717 | 0 | 49.2073 | 125773.5972 | 4536.2403 | 101664.1596 | 67005.5561 | 0 | 73277.1874 | 0 | 145180.1288 | 377728.9147 | 257807.7458 | 1152973.5299 | 961560.8286 | 15381354.416 | 15381354.416 | 1478867.319 | 7034262.8363 | 0 | 17495888.7745 | 41390373.3458 | 237.1374 | 0.014243 | 1228368.6622 | 2905976.2663 | 25041.9567 | 59242.2568
1 | 4400 | 707 | 0.03 | 15 | 15 | 7 | 3.1623e-13 | 5spot_SharedNeighbor | Water | Porous | Wet | R245fa | MinimizeLCOE_Brownfield | IgnoreSilica | 2019 | 1.6514 | 0.32431 | 0.0099343 | 4 | 449292.3075 | 1050607.9013 | 9159.4314 | 21418.0631 | 112.4559 | 0 | 281.2357 | 173716.4904 | 6617.7532 | 139112.7652 | 83900.5889 | 0 | 84380.7154 | 0 | 190214.0421 | 494897.9193 | 337777.9991 | 1510618.2736 | 961560.8286 | 15381354.416 | 15381354.416 | 1478867.319 | 7034262.8363 | 0 | 17853533.5182 | 41748018.0895 | 316.2278 | 0.039737 | 449292.3075 | 1050607.9013 | 9159.4314 | 21418.0631
1 | 4400 | 707 | 0.03 | 15 | 15 | 7 | 4.217e-13 | 5spot_SharedNeighbor | Water | Porous | Wet | R245fa | MinimizeLCOE_Brownfield | IgnoreSilica | 2019 | 2.1571 | 0.46616 | 0.019484 | 4 | 234653.5692 | 541240.6602 | 4783.7304 | 11033.9229 | 118.6596 | 0 | 389.1004 | 231434.9137 | 9219.2432 | 185146.1226 | 105922.9741 | 0 | 96344.4399 | 0 | 244946.4005 | 637300.2886 | 434970.5422 | 1945284.9247 | 961560.8286 | 15381354.416 | 15381354.416 | 1478867.319 | 7034262.8363 | 0 | 18288200.1693 | 42182684.7406 | 421.6965 | 0.077937 | 234653.5692 | 541240.6602 | 4783.7304 | 11033.9229
1 | 4400 | 707 | 0.03 | 15 | 15 | 7 | 5.6234e-13 | 5spot_SharedNeighbor | Water | Porous | Wet | R245fa | MinimizeLCOE_Brownfield | IgnoreSilica | 2019 | 2.8377 | 0.66253 | 0.033356 | 4 | 141242.6759 | 320327.0984 | 2879.423 | 6530.3012 | 123.9021 | 0 | 492.5527 | 303839.846 | 12568.9016 | 244376.5651 | 135971.8428 | 0 | 111217.8665 | 0 | 315110.2586 | 819852.2548 | 559566.0102 | 2502503.5457 | 961560.8286 | 15381354.416 | 15381354.416 | 1478867.319 | 7034262.8363 | 0 | 18845418.7903 | 42739903.3615 | 562.3413 | 0.13343 | 141242.6759 | 320327.0984 | 2879.423 | 6530.3012
1 | 4400 | 707 | 0.03 | 15 | 15 | 7 | 7.4989e-13 | 5spot_SharedNeighbor | Water | Porous | Wet | R245fa | MinimizeLCOE_Brownfield | IgnoreSilica | 2019 | 3.7559 | 0.93257 | 0.053 | 4 | 92253.4798 | 204964.0973 | 1880.712 | 4178.4704 | 128.2118 | 0 | 67.7827 | 394020.3291 | 16813.2064 | 320295.0424 | 177005.25 | 0 | 129781.2895 | 0 | 404786.8958 | 1053172.4697 | 718811.8511 | 3214686.334 | 961560.8286 | 15381354.416 | 15381354.416 | 1478867.319 | 7034262.8363 | 0 | 19557601.5786 | 43452086.1498 | 749.8942 | 0.212 | 92253.4798 | 204964.0973 | 1880.712 | 4178.4704
1 | 4400 | 707 | 0.03 | 15 | 15 | 7 | 1e-12 | 5spot_SharedNeighbor | Water | Porous | Wet | R245fa | MinimizeLCOE_Brownfield | IgnoreSilica | 2019 | 4.9669 | 1.2928 | 0.079926 | 4 | 63939.0707 | 138678.4709 | 1303.4844 | 2827.1482 | 131.6084 | 0 | 79.1458 | 503137.9912 | 21999.583 | 414982.0853 | 231412.7631 | 0 | 151788.6228 | 0 | 516095.2077 | 1342773.8648 | 916470.754 | 4098660.872 | 961560.8286 | 15381354.416 | 15381354.416 | 1478867.319 | 7034262.8363 | 0 | 20441576.1166 | 44336060.6879 | 1000 | 0.3197 | 63939.0707 | 138678.4709 | 1303.4844 | 2827.1482
1 | 4400 | 707 | 0.03 | 15 | 15 | 7 | 1.3335e-12 | 5spot_SharedNeighbor | Water | Porous | Wet | R245fa | MinimizeLCOE_Brownfield | IgnoreSilica | 2019 | 6.5721 | 1.7733 | 0.11636 | 4 | 46287.0957 | 97622.509 | 943.6251 | 1990.1669 | 134.2417 | 0 | 84.7339 | 635457.5346 | 28315.355 | 533399.2555 | 303984.4092 | 0 | 178327.8103 | 0 | 654998.9022 | 1704172.7847 | 1163132.9428 | 5201788.9943 | 961560.8286 | 15381354.416 | 15381354.416 | 1478867.319 | 7034262.8363 | 0 | 21544704.2389 | 45439188.8102 | 1333.5214 | 0.46546 | 46287.0957 | 97622.509 | 943.6251 | 1990.1669
1 | 4400 | 707 | 0.03 | 15 | 15 | 7 | 1.7783e-12 | 5spot_SharedNeighbor | Water | Porous | Wet | R245fa | MinimizeLCOE_Brownfield | IgnoreSilica | 2019 | 8.7064 | 2.4085 | 0.16432 | 4 | 34857.1044 | 71210.6992 | 710.6092 | 1451.7264 | 136.1288 | 0 | 70.1421 | 794200.872 | 35850.206 | 680597.1202 | 399183.8085 | 0 | 210742.2857 | 0 | 827023.974 | 2151746.7344 | 1468611.3602 | 6567956.3611 | 961560.8286 | 15381354.416 | 15381354.416 | 1478867.319 | 7034262.8363 | 0 | 22910871.6057 | 46805356.1769 | 1778.2794 | 0.65728 | 34857.1044 | 71210.6992 | 710.6092 | 1451.7264
1 | 4400 | 707 | 0.03 | 15 | 15 | 7 | 2.3714e-12 | 5spot_SharedNeighbor | Water | Porous | Wet | R245fa | MinimizeLCOE_Brownfield | IgnoreSilica | 2019 | 11.5757 | 3.282 | 0.23202 | 4 | 26592.7072 | 52338.89 | 542.1283 | 1066.9991 | 137.9688 | 0 | 103.9661 | 995116.8075 | 45493.1677 | 870680.4647 | 529930.6998 | 0 | 250586.3968 | 0 | 1049804.9393 | 2731377.1073 | 1864220.9999 | 8337210.5831 | 961560.8286 | 15381354.416 | 15381354.416 | 1478867.319 | 7034262.8363 | 0 | 24680125.8277 | 48574610.399 | 2371.3737 | 0.92808 | 26592.7072 | 52338.89 | 542.1283 | 1066.9991
1 | 4400 | 707 | 0.03 | 15 | 15 | 7 | 3.1623e-12 | 5spot_SharedNeighbor | Water | Porous | Wet | R245fa | MinimizeLCOE_Brownfield | IgnoreSilica | 2019 | 15.3884 | 4.434 | 0.32059 | 4 | 20960.4894 | 39593.9371 | 427.3079 | 807.176 | 139.2032 | 0 | 87.5115 | 1236229.1933 | 56969.6084 | 1106706.8048 | 702394.3595 | 0 | 299306.1338 | 0 | 1326626.3789 | 3451609.7094 | 2355794.5502 | 10535636.7383 | 961560.8286 | 15381354.416 | 15381354.416 | 1478867.319 | 7034262.8363 | 0 | 26878551.9829 | 50773036.5542 | 3162.2777 | 1.2823 | 20960.4894 | 39593.9371 | 427.3079 | 807.176
1 | 4400 | 707 | 0.03 | 15 | 15 | 7 | 4.217e-12 | 5spot_SharedNeighbor | Water | Porous | Wet | R245fa | MinimizeLCOE_Brownfield | IgnoreSilica | 2019 | 20.4185 | 5.9567 | 0.43823 | 4 | 16900.8887 | 30532.1493 | 344.5475 | 622.4392 | 140.138 | 0 | 88.6632 | 1528204.5806 | 70829.1914 | 1400634.1625 | 931181.511 | 0 | 357775.696 | 0 | 1672563.8052 | 4351667.9311 | 2970102.7808 | 13282959.6587 | 961560.8286 | 15381354.416 | 15381354.416 | 1478867.319 | 7034262.8363 | 0 | 29625874.9033 | 53520359.4746 | 4216.965 | 1.7529 | 16900.8887 | 30532.1493 | 344.5475 | 622.4392
1 | 4400 | 707 | 0.03 | 15 | 15 | 7 | 5.6234e-12 | 5spot_SharedNeighbor | Water | Porous | Wet | R245fa | MinimizeLCOE_Brownfield | IgnoreSilica | 2019 | 27.0863 | 7.977 | 0.59437 | 4 | 13914.4032 | 23964.7143 | 283.6639 | 488.5531 | 140.8498 | 0 | 94.7089 | 1883717.1452 | 87650.9808 | 1768393.1352 | 1235397.199 | 0 | 429112.6242 | 0 | 2107665.7229 | 5483713.8693 | 3742747.3948 | 16738398.0713 | 961560.8286 | 15381354.416 | 15381354.416 | 1478867.319 | 7034262.8363 | 0 | 33081313.3159 | 56975797.8872 | 5623.4133 | 2.3775 | 13914.4032 | 23964.7143 | 283.6639 | 488.5531
1 | 4400 | 707 | 0.03 | 15 | 15 | 7 | 7.4989e-12 | 5spot_SharedNeighbor | Water | Porous | Wet | R245fa | MinimizeLCOE_Brownfield | IgnoreSilica | 2019 | 35.8559 | 10.6345 | 0.79954 | 4 | 11691.6649 | 19163.0124 | 238.3504 | 390.6639 | 141.389 | 0 | 84.7387 | 2313198.3065 | 107878.3145 | 2224962.604 | 1634548.4857 | 0 | 515360.2785 | 0 | 2650419.7158 | 6895848.4246 | 4706558.2453 | 21048774.3747 | 961560.8286 | 15381354.416 | 15381354.416 | 1478867.319 | 7034262.8363 | 0 | 37391689.6193 | 61286174.1906 | 7498.9421 | 3.1981 | 11691.6649 | 19163.0124 | 238.3504 | 390.6639
1 | 4400 | 707 | 0.03 | 15 | 15 | 7 | 1e-11 | 5spot_SharedNeighbor | Water | Porous | Wet | R245fa | MinimizeLCOE_Brownfield | IgnoreSilica | 2019 | 47.2495 | 14.087 | 1.0658 | 4 | 10019.9588 | 15624.7765 | 204.2704 | 318.5322 | 141.79 | 0 | 114.4123 | 2826771.4691 | 131957.4357 | 2785410.2353 | 2152753.4262 | 0 | 618464.0581 | 0 | 3320989.0836 | 8640532.3669 | 5897340.8856 | 26374218.9605 | 961560.8286 | 15381354.416 | 15381354.416 | 1478867.319 | 7034262.8363 | 0 | 42717134.2051 | 66611618.7763 | 10000 | 4.2632 | 10019.9588 | 15624.7765 | 204.2704 | 318.5322
1 | 4400 | 707 | 0.03 | 15 | 15 | 7 | 1.3335e-11 | 5spot_SharedNeighbor | Water | Porous | Wet | R245fa | MinimizeLCOE_Brownfield | IgnoreSilica | 2019 | 60.3038 | 18.0354 | 1.3839 | 4 | 8759.9798 | 13076.3985 | 178.584 | 266.5801 | 142.0307 | 0 | 142.4241 | 3370536.2983 | 157313.5602 | 3393638.903 | 2745855.3401 | 0 | 712780.5997 | 0 | 4048248.6335 | 10532712.5345 | 7188792.7304 | 32149878.5997 | 961560.8286 | 15381354.416 | 15381354.416 | 1478867.319 | 7034262.8363 | 0 | 48492793.8443 | 72387278.4156 | 13335.2143 | 5.5357 | 8759.9798 | 13076.3985 | 178.584 | 266.5801
1 | 4400 | 707 | 0.03 | 15 | 15 | 7 | 1.7783e-11 | 5spot_SharedNeighbor | Water | Porous | Wet | R245fa | MinimizeLCOE_Brownfield | IgnoreSilica | 2019 | 71.8728 | 21.5162 | 1.7088 | 4 | 7793.1538 | 11288.8525 | 158.874 | 230.1385 | 142.1055 | 0 | 119.6456 | 3820669.0548 | 178153.831 | 3908003.0825 | 3269843.2954 | 0 | 745627.1939 | 0 | 4649695.6185 | 12097554.2155 | 8256829.332 | 36926375.6236 | 961560.8286 | 15381354.416 | 15381354.416 | 1478867.319 | 7034262.8363 | 0 | 53269290.8682 | 77163775.4394 | 17782.7941 | 6.8354 | 7793.1538 | 11288.8525 | 158.874 | 230.1385
1 | 4400 | 707 | 0.03 | 15 | 15 | 7 | 2.3714e-11 | 5spot_SharedNeighbor | Water | Porous | Wet | R245fa | MinimizeLCOE_Brownfield | IgnoreSilica | 2019 | 83.6307 | 25.0247 | 2.0539 | 4 | 7047.9294 | 9956.3402 | 143.6816 | 202.9735 | 142.0703 | 0 | 167.7225 | 4251914.8717 | 197942.0946 | 4410097.9874 | 3799826.0977 | 0 | 758689.0313 | 0 | 5233203.3322 | 13615721.5929 | 9293009.7622 | 41560404.77 | 961560.8286 | 15381354.416 | 15381354.416 | 1478867.319 | 7034262.8363 | 0 | 57903320.0146 | 81797804.5859 | 23713.7371 | 8.2156 | 7047.9294 | 9956.3402 | 143.6816 | 202.9735
1 | 4400 | 707 | 0.03 | 15 | 15 | 7 | 3.1623e-11 | 5spot_SharedNeighbor | Water | Porous | Wet | R245fa | MinimizeLCOE_Brownfield | IgnoreSilica | 2019 | 94.9601 | 28.3682 | 2.4 | 4 | 6475.8928 | 8964.9425 | 132.0198 | 182.7625 | 141.9436 | 0 | 206.4947 | 4644924.1604 | 215783.5046 | 4875902.4118 | 4307212.2112 | 0 | 751425.9874 | 0 | 5770146.8274 | 15012738.425 | 10246502.456 | 45824635.9837 | 961560.8286 | 15381354.416 | 15381354.416 | 1478867.319 | 7034262.8363 | 0 | 62167551.2283 | 86062035.7995 | 31622.7766 | 9.5998 | 6475.8928 | 8964.9425 | 132.0198 | 182.7625
1 | 4400 | 707 | 0.03 | 15 | 15 | 7 | 4.217e-11 | 5spot_SharedNeighbor | Water | Porous | Wet | R245fa | MinimizeLCOE_Brownfield | IgnoreSilica | 2019 | 105.3692 | 31.4012 | 2.729 | 4 | 6038.4139 | 8227.3404 | 123.1012 | 167.7255 | 141.7563 | 0 | 186.8073 | 4988057.5241 | 231181.0478 | 5289322.3758 | 4769940.9769 | 0 | 726923.4261 | 0 | 6242115.8867 | 16240705.1033 | 11084614.9461 | 49572861.2868 | 961560.8286 | 15381354.416 | 15381354.416 | 1478867.319 | 7034262.8363 | 0 | 65915776.5314 | 89810261.1027 | 42169.6503 | 10.9161 | 6038.4139 | 8227.3404 | 123.1012 | 167.7255
1 | 4400 | 707 | 0.03 | 15 | 15 | 7 | 5.6234e-11 | 5spot_SharedNeighbor | Water | Porous | Wet | R245fa | MinimizeLCOE_Brownfield | IgnoreSilica | 2019 | 114.5534 | 34.0425 | 3.0277 | 4 | 5704.8791 | 7677.8986 | 116.3017 | 156.5243 | 141.5407 | 0 | 197.3731 | 5277433.063 | 244013.9953 | 5643159.0396 | 5175159.5691 | 0 | 690384.122 | 0 | 6641758.4177 | 17280492.9908 | 11794291.5449 | 52746692.7423 | 961560.8286 | 15381354.416 | 15381354.416 | 1478867.319 | 7034262.8363 | 0 | 69089607.9869 | 92984092.5581 | 56234.1325 | 12.1106 | 5704.8791 | 7677.8986 | 116.3017 | 156.5243
1 | 4400 | 707 | 0.03 | 15 | 15 | 7 | 7.4989e-11 | 5spot_SharedNeighbor | Water | Porous | Wet | R245fa | MinimizeLCOE_Brownfield | IgnoreSilica | 2019 | 122.3265 | 36.2504 | 3.2871 | 4 | 5451.2366 | 7268.5416 | 111.1308 | 148.1791 | 141.3246 | 0 | 224.9497 | 5513028.0538 | 254345.6338 | 5934956.6062 | 5515704.9017 | 0 | 646701.0902 | 0 | 6967247.1514 | 18127347.9091 | 12372287.4277 | 55331618.7738 | 961560.8286 | 15381354.416 | 15381354.416 | 1478867.319 | 7034262.8363 | 0 | 71674534.0184 | 95569018.5897 | 74989.4209 | 13.1483 | 5451.2366 | 7268.5416 | 111.1308 | 148.1791
1 | 4400 | 707 | 0.03 | 15 | 15 | 7 | 1e-10 | 5spot_SharedNeighbor | Water | Porous | Wet | R245fa | MinimizeLCOE_Brownfield | IgnoreSilica | 2019 | 128.7332 | 38.05 | 3.5053 | 4 | 5258.7435 | 6962.9168 | 107.2066 | 141.9485 | 141.1249 | 0 | 227.2849 | 5701024.4703 | 262507.332 | 6170335.4822 | 5794630.3799 | 0 | 601067.3056 | 0 | 7226530.3383 | 18801949.5752 | 12832716.9265 | 57390761.81 | 961560.8286 | 15381354.416 | 15381354.416 | 1478867.319 | 7034262.8363 | 0 | 73733677.0546 | 97628161.6259 | 100000 | 14.0212 | 5258.7435 | 6962.9168 | 107.2066 | 141.9485
1 | 4400 | 707 | 0.03 | 15 | 15 | 7 | 1.3335e-10 | 5spot_SharedNeighbor | Water | Porous | Wet | R245fa | MinimizeLCOE_Brownfield | IgnoreSilica | 2019 | 135.7124 | 39.9921 | 3.7169 | 4 | 5112.6539 | 6719.8119 | 104.2284 | 136.9925 | 140.8955 | 0 | 215.2596 | 5900144.354 | 271076.0703 | 6422024.4985 | 6095828.3799 | 0 | 576274.3455 | 0 | 7513485.5828 | 19548548.2587 | 13342285.8691 | 59669667.359 | 961560.8286 | 15381354.416 | 15381354.416 | 1478867.319 | 7034262.8363 | 0 | 76012582.6036 | 99907067.1749 | 133352.1432 | 14.8675 | 5112.6539 | 6719.8119 | 104.2284 | 136.9925
1 | 4400 | 707 | 0.03 | 15 | 15 | 7 | 1.7783e-10 | 5spot_SharedNeighbor | Water | Porous | Wet | R245fa | MinimizeLCOE_Brownfield | IgnoreSilica | 2019 | 140.0561 | 41.199 | 3.8671 | 4 | 5000.4329 | 6545.1605 | 101.9406 | 133.432 | 140.7621 | 0 | 220.6652 | 6022403.7 | 276328.8636 | 6577209.2367 | 6282364.5552 | 0 | 538448.6013 | 0 | 7681734.4332 | 19986297.2547 | 13641058.5537 | 61005845.1984 | 961560.8286 | 15381354.416 | 15381354.416 | 1478867.319 | 7034262.8363 | 0 | 77348760.443 | 101243245.0143 | 177827.941 | 15.4684 | 5000.4329 | 6545.1605 | 101.9406 | 133.432
1 | 4400 | 707 | 0.03 | 15 | 15 | 7 | 2.3714e-10 | 5spot_SharedNeighbor | Water | Porous | Wet | R245fa | MinimizeLCOE_Brownfield | IgnoreSilica | 2019 | 143.442 | 42.1347 | 3.9857 | 4 | 4915.5702 | 6414.3242 | 100.2105 | 130.7647 | 140.6545 | 0 | 235.5192 | 6116241.4367 | 280340.6347 | 6696941.7112 | 6427234.8289 | 0 | 505217.9342 | 0 | 7810130.8529 | 20320358.4011 | 13869062.1503 | 62025527.9501 | 961560.8286 | 15381354.416 | 15381354.416 | 1478867.319 | 7034262.8363 | 0 | 78368443.1947 | 102262927.7659 | 237137.3706 | 15.9429 | 4915.5702 | 6414.3242 | 100.2105 | 130.7647
1 | 4400 | 707 | 0.03 | 15 | 15 | 7 | 3.1623e-10 | 5spot_SharedNeighbor | Water | Porous | Wet | R245fa | MinimizeLCOE_Brownfield | IgnoreSilica | 2019 | 146.0413 | 42.85 | 4.078 | 4 | 4851.4876 | 6316.3449 | 98.9041 | 128.7672 | 140.5699 | 0 | 220.8833 | 6187425.3902 | 283371.9959 | 6788138.0292 | 6538131.3616 | 0 | 476915.7684 | 0 | 7906853.1927 | 20572010.0888 | 14040819.5981 | 62793665.425 | 961560.8286 | 15381354.416 | 15381354.416 | 1478867.319 | 7034262.8363 | 0 | 79136580.6696 | 103031065.2408 | 316227.766 | 16.3118 | 4851.4876 | 6316.3449 | 98.9041 | 128.7672
1 | 4400 | 707 | 0.03 | 15 | 15 | 7 | 4.217e-10 | 5spot_SharedNeighbor | Water | Porous | Wet | R245fa | MinimizeLCOE_Brownfield | IgnoreSilica | 2019 | 148 | 43.3872 | 4.1486 | 4 | 4803.1554 | 6243.0812 | 97.9188 | 127.2737 | 140.5049 | 0 | 232.6429 | 6240579.2629 | 285628.6594 | 6856446.8749 | 6621509.7976 | 0 | 453260.6545 | 0 | 7978395.8472 | 20758149.4005 | 14167863.5032 | 63361834.0002 | 961560.8286 | 15381354.416 | 15381354.416 | 1478867.319 | 7034262.8363 | 0 | 79704749.2448 | 103599233.8161 | 421696.5034 | 16.5942 | 4803.1554 | 6243.0812 | 97.9188 | 127.2737
1 | 4400 | 707 | 0.03 | 15 | 15 | 7 | 5.6234e-10 | 5spot_SharedNeighbor | Water | Porous | Wet | R245fa | MinimizeLCOE_Brownfield | IgnoreSilica | 2019 | 149.4829 | 43.7929 | 4.2025 | 4 | 4766.7404 | 6188.1824 | 97.1765 | 126.1545 | 140.4551 | 0 | 260.9128 | 6280546.2685 | 287321.5254 | 6907929.6241 | 6684527.4908 | 0 | 434095.4609 | 0 | 8031823.9442 | 20897158.3492 | 14262739.967 | 63786142.6302 | 961560.8286 | 15381354.416 | 15381354.416 | 1478867.319 | 7034262.8363 | 0 | 80129057.8748 | 104023542.446 | 562341.3252 | 16.81 | 4766.7404 | 6188.1824 | 97.1765 | 126.1545
1 | 4400 | 707 | 0.03 | 15 | 15 | 7 | 7.4989e-10 | 5spot_SharedNeighbor | Water | Porous | Wet | R245fa | MinimizeLCOE_Brownfield | IgnoreSilica | 2019 | 150.6085 | 44.1003 | 4.2436 | 4 | 4739.3287 | 6146.9936 | 96.6176 | 125.3148 | 140.4169 | 0 | 275.4946 | 6310725.036 | 288597.5238 | 6946873.0053 | 6732297.5337 | 0 | 418901.8946 | 0 | 8071984.0474 | 21001646.6998 | 14334055.4133 | 64105081.1539 | 961560.8286 | 15381354.416 | 15381354.416 | 1478867.319 | 7034262.8363 | 0 | 80447996.3985 | 104342480.9698 | 749894.2093 | 16.9746 | 4739.3287 | 6146.9936 | 96.6176 | 125.3148
1 | 4400 | 707 | 0.03 | 15 | 15 | 7 | 1e-09 | 5spot_SharedNeighbor | Water | Porous | Wet | R245fa | MinimizeLCOE_Brownfield | IgnoreSilica | 2019 | 151.4392 | 44.3268 | 4.2745 | 4 | 4718.71 | 6116.2204 | 96.1973 | 124.6874 | 140.3885 | 0 | 244.0398 | 6332910.908 | 289534.291 | 6975540.8259 | 6767518.9344 | 0 | 406797.0934 | 0 | 8101197.8006 | 21077654.8929 | 14385932.5669 | 64337087.3131 | 961560.8286 | 15381354.416 | 15381354.416 | 1478867.319 | 7034262.8363 | 0 | 80680002.5577 | 104574487.129 | 1000000 | 17.0979 | 4718.71 | 6116.2204 | 96.1973 | 124.6874
1 | 4400 | 707 | 0.03 | 15 | 15 | 7 | 1.3335e-09 | 5spot_SharedNeighbor | Water | Porous | Wet | R245fa | MinimizeLCOE_Brownfield | IgnoreSilica | 2019 | 152.0628 | 44.4967 | 4.2977 | 4 | 4703.2105 | 6093.1534 | 95.8813 | 124.2172 | 140.3671 | 0 | 266.7062 | 6349517.445 | 290234.7663 | 6997020.7139 | 6793940.2541 | 0 | 397383.7187 | 0 | 8122957.7902 | 21134269.9224 | 14424573.4878 | 64509898.0984 | 961560.8286 | 15381354.416 | 15381354.416 | 1478867.319 | 7034262.8363 | 0 | 80852813.343 | 104747297.9142 | 1333521.4322 | 17.191 | 4703.2105 | 6093.1534 | 95.8813 | 124.2172
1 | 4400 | 707 | 0.03 | 15 | 15 | 7 | 1.7783e-09 | 5spot_SharedNeighbor | Water | Porous | Wet | R245fa | MinimizeLCOE_Brownfield | IgnoreSilica | 2019 | 152.5381 | 44.626 | 4.3154 | 4 | 4691.5655 | 6075.816 | 95.6439 | 123.8637 | 140.3507 | 0 | 252.2056 | 6362145.9854 | 290767.0456 | 7013367.4147 | 6814065.2351 | 0 | 390200.2756 | 0 | 8139512.923 | 21177342.9819 | 14453971.7361 | 64641373.5974 | 961560.8286 | 15381354.416 | 15381354.416 | 1478867.319 | 7034262.8363 | 0 | 80984288.842 | 104878773.4132 | 1778279.41 | 17.2617 | 4691.5655 | 6075.816 | 95.6439 | 123.8637
1 | 4400 | 707 | 0.03 | 15 | 15 | 7 | 2.3714e-09 | 5spot_SharedNeighbor | Water | Porous | Wet | R245fa | MinimizeLCOE_Brownfield | IgnoreSilica | 2019 | 152.8935 | 44.7227 | 4.3287 | 4 | 4682.8201 | 6062.824 | 95.4656 | 123.5989 | 140.3384 | 0 | 230.0745 | 6371575.1376 | 291164.243 | 7025579.7154 | 6829110.2562 | 0 | 384686.7796 | 0 | 8151825.2914 | 21209377.2391 | 14475835.7748 | 64739154.4372 | 961560.8286 | 15381354.416 | 15381354.416 | 1478867.319 | 7034262.8363 | 0 | 81082069.6818 | 104976554.2531 | 2371373.7057 | 17.3148 | 4682.8201 | 6062.824 | 95.4656 | 123.5989
1 | 4400 | 707 | 0.03 | 15 | 15 | 7 | 3.1623e-09 | 5spot_SharedNeighbor | Water | Porous | Wet | R245fa | MinimizeLCOE_Brownfield | IgnoreSilica | 2019 | 153.1519 | 44.7929 | 4.3385 | 4 | 4676.2545 | 6053.1322 | 95.3318 | 123.4013 | 140.3294 | 0 | 215.512 | 6378420.6484 | 291452.4731 | 7034449.6868 | 6840043.1397 | 0 | 380401.9663 | 0 | 8160659.4866 | 21232362.0026 | 14491523.3482 | 64809312.7516 | 961560.8286 | 15381354.416 | 15381354.416 | 1478867.319 | 7034262.8363 | 0 | 81152227.9962 | 105046712.5674 | 3162277.6602 | 17.3541 | 4676.2545 | 6053.1322 | 95.3318 | 123.4013
1 | 4400 | 707 | 0.03 | 15 | 15 | 7 | 4.217e-09 | 5spot_SharedNeighbor | Water | Porous | Wet | R245fa | MinimizeLCOE_Brownfield | IgnoreSilica | 2019 | 153.3493 | 44.8466 | 4.346 | 4 | 4671.3267 | 6045.8429 | 95.2313 | 123.2527 | 140.3225 | 0 | 238.1149 | 6383646.8391 | 291672.4548 | 7041223.5016 | 6848395.376 | 0 | 377187.0886 | 0 | 8167428.8514 | 21249974.5013 | 14503544.2405 | 64863072.8532 | 961560.8286 | 15381354.416 | 15381354.416 | 1478867.319 | 7034262.8363 | 0 | 81205988.0978 | 105100472.6691 | 4216965.0343 | 17.3839 | 4671.3267 | 6045.8429 | 95.2313 | 123.2527
1 | 4400 | 707 | 0.03 | 15 | 15 | 7 | 5.6234e-09 | 5spot_SharedNeighbor | Water | Porous | Wet | R245fa | MinimizeLCOE_Brownfield | IgnoreSilica | 2019 | 153.5003 | 44.8876 | 4.3516 | 4 | 4667.6289 | 6040.3597 | 95.1559 | 123.1409 | 140.3173 | 0 | 222.8663 | 6387639.9767 | 291840.4962 | 7046400.3077 | 6854780.2268 | 0 | 374783.3942 | 0 | 8172623.3166 | 21263489.4343 | 14512768.4599 | 64904325.6123 | 961560.8286 | 15381354.416 | 15381354.416 | 1478867.319 | 7034262.8363 | 0 | 81247240.8569 | 105141725.4282 | 5623413.2519 | 17.4065 | 4667.6289 | 6040.3597 | 95.1559 | 123.1409
1 | 4400 | 707 | 0.03 | 15 | 15 | 7 | 7.4989e-09 | 5spot_SharedNeighbor | Water | Porous | Wet | R245fa | MinimizeLCOE_Brownfield | IgnoreSilica | 2019 | 153.6124 | 44.9181 | 4.3559 | 4 | 4664.8546 | 6036.2549 | 95.0994 | 123.0572 | 140.3134 | 0 | 221.5318 | 6390602.6104 | 291965.1471 | 7050241.8589 | 6859519.2395 | 0 | 372956.6914 | 0 | 8176461.3634 | 21273475.2448 | 14519583.9808 | 64934806.1362 | 961560.8286 | 15381354.416 | 15381354.416 | 1478867.319 | 7034262.8363 | 0 | 81277721.3808 | 105172205.952 | 7498942.0933 | 17.4234 | 4664.8546 | 6036.2549 | 95.0994 | 123.0572
1 | 4400 | 707 | 0.03 | 15 | 15 | 7 | 1e-08 | 5spot_SharedNeighbor | Water | Porous | Wet | R245fa | MinimizeLCOE_Brownfield | IgnoreSilica | 2019 | 153.6829 | 44.9372 | 4.3588 | 4 | 4662.7733 | 6033.2573 | 95.0569 | 122.9961 | 140.3109 | 0 | 239.909 | 6392466.9349 | 292043.564 | 7052659.8263 | 6862502.6512 | 0 | 371443.2455 | 0 | 8178735.3266 | 21279391.6304 | 14523622.0355 | 64952865.2145 | 961560.8286 | 15381354.416 | 15381354.416 | 1478867.319 | 7034262.8363 | 0 | 81295780.4591 | 105190265.0304 | 10000000 | 17.4351 | 4662.7733 | 6033.2573 | 95.0569 | 122.9961
1 | 4500 | 707 | 0.03 | 15 | 15 | 7 | 1e-13 | 5spot_SharedNeighbor | Water | Porous | Wet | R245fa | MinimizeLCOE_Brownfield | IgnoreSilica | 2019 | 0 | 0 | 0 | 0 |  |  |  |  | 15 |  | 25.4591 | [19 empty] | 100 | 0
1 | 4500 | 707 | 0.03 | 15 | 15 | 7 | 1.3335e-13 | 5spot_SharedNeighbor | Water | Porous | Wet | R245fa | MinimizeLCOE_Brownfield | IgnoreSilica | 2019 | 0 | 0 | 0 | 0 |  |  |  |  | 15 |  | 26.1558 | [19 empty] | 133.3521 | 0
1 | 4500 | 707 | 0.03 | 15 | 15 | 7 | 1.7783e-13 | 5spot_SharedNeighbor | Water | Porous | Wet | R245fa | MinimizeLCOE_Brownfield | IgnoreSilica | 2019 | 0 | 0 | 0 | 0 |  |  |  |  | 15 |  | 24.7416 | [19 empty] | 177.8279 | 0
1 | 4500 | 707 | 0.03 | 15 | 15 | 7 | 2.3714e-13 | 5spot_SharedNeighbor | Water | Porous | Wet | R245fa | MinimizeLCOE_Brownfield | IgnoreSilica | 2019 | 1.2934 | 0.23303 | 0.004764 | 4 | 945287.0805 | 2233286.0766 | 19270.9557 | 45528.5574 | 107.1317 | 0 | 55.214 | 133787.3851 | 4902.6587 | 107204.6493 | 69101.3062 | 0 | 74528.6634 | 0 | 151914.6185 | 395250.6753 | 269766.7075 | 1206456.6639 | 961560.8286 | 15845322.9242 | 15845322.9242 | 1478867.319 | 7219850.2396 | 0 | 18013340.4168 | 42557380.8996 | 237.1374 | 0.019056 | 945287.0805 | 2233286.0766 | 19270.9557 | 45528.5574
1 | 4500 | 707 | 0.03 | 15 | 15 | 7 | 3.1623e-13 | 5spot_SharedNeighbor | Water | Porous | Wet | R245fa | MinimizeLCOE_Brownfield | IgnoreSilica | 2019 | 1.6709 | 0.33806 | 0.011736 | 4 | 391052.931 | 913888.9753 | 7972.1429 | 18630.8629 | 114.357 | 0 | 277.3476 | 180776.9452 | 6978.2908 | 143615.7195 | 85461.401 | 0 | 83844.7273 | 0 | 195264.0627 | 508037.037 | 346745.7169 | 1550723.9004 | 961560.8286 | 15845322.9242 | 15845322.9242 | 1478867.319 | 7219850.2396 | 0 | 18357607.6533 | 42901648.1361 | 316.2278 | 0.046944 | 391052.931 | 913888.9753 | 7972.1429 | 18630.8629
1 | 4500 | 707 | 0.03 | 15 | 15 | 7 | 4.217e-13 | 5spot_SharedNeighbor | Water | Porous | Wet | R245fa | MinimizeLCOE_Brownfield | IgnoreSilica | 2019 | 2.196 | 0.49049 | 0.022392 | 4 | 210130.6274 | 484161.3609 | 4283.7971 | 9870.2842 | 120.8749 | 0 | 378.78 | 242644.3517 | 9816.1308 | 192537.1627 | 108755.8623 | 0 | 96445.8503 | 0 | 253577.7495 | 659757.2883 | 450297.9059 | 2013832.3014 | 961560.8286 | 15845322.9242 | 15845322.9242 | 1478867.319 | 7219850.2396 | 0 | 18820716.0543 | 43364756.5371 | 421.6965 | 0.089567 | 210130.6274 | 484161.3609 | 4283.7971 | 9870.2842
1 | 4500 | 707 | 0.03 | 15 | 15 | 7 | 5.6234e-13 | 5spot_SharedNeighbor | Water | Porous | Wet | R245fa | MinimizeLCOE_Brownfield | IgnoreSilica | 2019 | 2.8961 | 0.69957 | 0.037791 | 4 | 128382.2343 | 290749.3929 | 2617.2455 | 5927.3196 | 126.2921 | 0 | 504.8501 | 319380.6485 | 13431.2827 | 254832.8954 | 140094.997 | 0 | 111670.1749 | 0 | 327369.8994 | 851749.3254 | 581336.4163 | 2599865.6396 | 961560.8286 | 15845322.9242 | 15845322.9242 | 1478867.319 | 7219850.2396 | 0 | 19406749.3924 | 43950789.8752 | 562.3413 | 0.15116 | 128382.2343 | 290749.3929 | 2617.2455 | 5927.3196
1 | 4500 | 707 | 0.03 | 15 | 15 | 7 | 7.4989e-13 | 5spot_SharedNeighbor | Water | Porous | Wet | R245fa | MinimizeLCOE_Brownfield | IgnoreSilica | 2019 | 3.8265 | 0.98331 | 0.059503 | 4 | 84644.5925 | 187766.4132 | 1725.5945 | 3827.8723 | 130.6768 | 0 | 80.1169 | 413823.7201 | 17967.7122 | 333601.8583 | 182775.4851 | 0 | 130008.6029 | 0 | 420489.1777 | 1094026.5861 | 746695.625 | 3339388.7674 | 961560.8286 | 15845322.9242 | 15845322.9242 | 1478867.319 | 7219850.2396 | 0 | 20146272.5203 | 44690313.0031 | 749.8942 | 0.23801 | 84644.5925 | 187766.4132 | 1725.5945 | 3827.8723
1 | 4500 | 707 | 0.03 | 15 | 15 | 7 | 1e-12 | 5spot_SharedNeighbor | Water | Porous | Wet | R245fa | MinimizeLCOE_Brownfield | IgnoreSilica | 2019 | 5.0595 | 1.3636 | 0.08926 | 4 | 59008.0269 | 127750.8923 | 1202.9584 | 2604.3747 | 134.1546 | 0 | 77.8756 | 528591.298 | 23534.3397 | 432303.2285 | 239426.8898 | 0 | 152013.9937 | 0 | 536589.2024 | 1396095.035 | 952863.5483 | 4261417.5353 | 961560.8286 | 15845322.9242 | 15845322.9242 | 1478867.319 | 7219850.2396 | 0 | 21068301.2882 | 45612341.771 | 1000 | 0.35704 | 59008.0269 | 127750.8923 | 1202.9584 | 2604.3747
1 | 4500 | 707 | 0.03 | 15 | 15 | 7 | 1.3335e-12 | 5spot_SharedNeighbor | Water | Porous | Wet | R245fa | MinimizeLCOE_Brownfield | IgnoreSilica | 2019 | 6.699 | 1.8713 | 0.1294 | 4 | 42925.4165 | 90344.9542 | 875.0927 | 1841.8041 | 136.8531 | 0 | 68.7726 | 667755.8229 | 30303.0938 | 555896.9846 | 314360.6696 | 0 | 178724.483 | 0 | 681346.011 | 1772722.5574 | 1209919.5712 | 5411029.1935 | 961560.8286 | 15845322.9242 | 15845322.9242 | 1478867.319 | 7219850.2396 | 0 | 22217912.9463 | 46761953.4291 | 1333.5214 | 0.51759 | 42925.4165 | 90344.9542 | 875.0927 | 1841.8041
1 | 4500 | 707 | 0.03 | 15 | 15 | 7 | 1.7783e-12 | 5spot_SharedNeighbor | Water | Porous | Wet | R245fa | MinimizeLCOE_Brownfield | IgnoreSilica | 2019 | 8.889 | 2.5486 | 0.18288 | 4 | 32341.812 | 65893.5305 | 659.3316 | 1343.3287 | 138.8264 | 0 | 83.9026 | 836537.3955 | 38492.9894 | 710802.0295 | 414792.051 | 0 | 211682.4693 | 0 | 862799.7046 | 2244827.8467 | 1532141.132 | 6852075.618 | 961560.8286 | 15845322.9242 | 15845322.9242 | 1478867.319 | 7219850.2396 | 0 | 23658959.3709 | 48202999.8537 | 1778.2794 | 0.73153 | 32341.812 | 65893.5305 | 659.3316 | 1343.3287
1 | 4500 | 707 | 0.03 | 15 | 15 | 7 | 2.3714e-12 | 5spot_SharedNeighbor | Water | Porous | Wet | R245fa | MinimizeLCOE_Brownfield | IgnoreSilica | 2019 | 11.7996 | 3.467 | 0.25741 | 4 | 24763.4696 | 48600.6976 | 504.8368 | 990.791 | 140.6761 | 0 | 85.3162 | 1047013.749 | 48811.5403 | 908079.7885 | 550911.695 | 0 | 251173.3246 | 0 | 1094336.138 | 2847238.1518 | 1943298.5435 | 8690862.9306 | 961560.8286 | 15845322.9242 | 15845322.9242 | 1478867.319 | 7219850.2396 | 0 | 25497746.6835 | 50041787.1663 | 2371.3737 | 1.0297 | 24763.4696 | 48600.6976 | 504.8368 | 990.791
1 | 4500 | 707 | 0.03 | 15 | 15 | 7 | 3.1623e-12 | 5spot_SharedNeighbor | Water | Porous | Wet | R245fa | MinimizeLCOE_Brownfield | IgnoreSilica | 2019 | 15.6831 | 4.6849 | 0.3554 | 4 | 19552.8278 | 36818.0915 | 398.6108 | 750.5866 | 141.9395 | 0 | 104.5769 | 1301078.271 | 61165.2631 | 1154383.4544 | 731434.1582 | 0 | 299960.7129 | 0 | 1383728.5253 | 3600177.781 | 2457195.3118 | 10989123.4777 | 961560.8286 | 15845322.9242 | 15845322.9242 | 1478867.319 | 7219850.2396 | 0 | 27796007.2305 | 52340047.7133 | 3162.2777 | 1.4216 | 19552.8278 | 36818.0915 | 398.6108 | 750.5866
1 | 4500 | 707 | 0.03 | 15 | 15 | 7 | 4.217e-12 | 5spot_SharedNeighbor | Water | Porous | Wet | R245fa | MinimizeLCOE_Brownfield | IgnoreSilica | 2019 | 20.8058 | 6.2924 | 0.48519 | 4 | 15798.0994 | 28444.8389 | 322.0656 | 579.8865 | 142.8965 | 0 | 105.0642 | 1608166.1943 | 76042.449 | 1460715.1092 | 969313.7497 | 0 | 358476.2252 | 0 | 1744358.3537 | 4538462.6193 | 3097593.9937 | 13853128.6941 | 961560.8286 | 15845322.9242 | 15845322.9242 | 1478867.319 | 7219850.2396 | 0 | 30660012.447 | 55204052.9298 | 4216.965 | 1.9407 | 15798.0994 | 28444.8389 | 322.0656 | 579.8865
1 | 4500 | 707 | 0.03 | 15 | 15 | 7 | 5.6234e-12 | 5spot_SharedNeighbor | Water | Porous | Wet | R245fa | MinimizeLCOE_Brownfield | IgnoreSilica | 2019 | 27.6005 | 8.4262 | 0.65739 | 4 | 13029.7011 | 22363.5399 | 265.6281 | 455.911 | 143.6258 | 0 | 94.2963 | 1982213.4017 | 94098.144 | 1844190.7814 | 1285351.1526 | 0 | 430013.1177 | 0 | 2197987.973 | 5718713.8364 | 3903139.7012 | 17455708.108 | 961560.8286 | 15845322.9242 | 15845322.9242 | 1478867.319 | 7219850.2396 | 0 | 34262591.8609 | 58806632.3437 | 5623.4133 | 2.6296 | 13029.7011 | 22363.5399 | 265.6281 | 455.911
1 | 4500 | 707 | 0.03 | 15 | 15 | 7 | 7.4989e-12 | 5spot_SharedNeighbor | Water | Porous | Wet | R245fa | MinimizeLCOE_Brownfield | IgnoreSilica | 2019 | 36.5138 | 11.2266 | 0.88347 | 4 | 10964.9607 | 17910.2804 | 223.5356 | 365.1253 | 144.1771 | 0 | 89.4658 | 2433307.1542 | 115782.0537 | 2319210.0857 | 1699983.4757 | 0 | 516107.0542 | 0 | 2762912.0311 | 7188530.3539 | 4906319.676 | 21942151.8845 | 961560.8286 | 15845322.9242 | 15845322.9242 | 1478867.319 | 7219850.2396 | 0 | 38749035.6373 | 63293076.1201 | 7498.9421 | 3.5339 | 10964.9607 | 17910.2804 | 223.5356 | 365.1253
1 | 4500 | 707 | 0.03 | 15 | 15 | 7 | 1e-11 | 5spot_SharedNeighbor | Water | Porous | Wet | R245fa | MinimizeLCOE_Brownfield | IgnoreSilica | 2019 | 48.0802 | 14.8601 | 1.1765 | 4 | 9410.383 | 14625.7992 | 191.8434 | 298.1667 | 144.5858 | 0 | 88.9297 | 2972182.1732 | 141567.8231 | 2901628.544 | 2237686.4633 | 0 | 618958.1275 | 0 | 3460089.0211 | 9002441.8711 | 6144351.5587 | 27478905.582 | 961560.8286 | 15845322.9242 | 15845322.9242 | 1478867.319 | 7219850.2396 | 0 | 44285789.3349 | 68829829.8177 | 10000 | 4.7061 | 9410.383 | 14625.7992 | 191.8434 | 298.1667
1 | 4500 | 707 | 0.03 | 15 | 15 | 7 | 1.3335e-11 | 5spot_SharedNeighbor | Water | Porous | Wet | R245fa | MinimizeLCOE_Brownfield | IgnoreSilica | 2019 | 62.8326 | 19.4836 | 1.5474 | 4 | 8240.8217 | 12206.0884 | 168.0003 | 248.8376 | 144.8432 | 0 | 126.2934 | 3604603.3194 | 171642.5605 | 3603170.235 | 2922554.4597 | 0 | 740653.1402 | 0 | 4306623.2488 | 11204950.2834 | 7647608.8071 | 34201806.054 | 961560.8286 | 15845322.9242 | 15845322.9242 | 1478867.319 | 7219850.2396 | 0 | 51008689.8069 | 75552730.2897 | 13335.2143 | 6.1898 | 8240.8217 | 12206.0884 | 168.0003 | 248.8376
1 | 4500 | 707 | 0.03 | 15 | 15 | 7 | 1.7783e-11 | 5spot_SharedNeighbor | Water | Porous | Wet | R245fa | MinimizeLCOE_Brownfield | IgnoreSilica | 2019 | 75.2755 | 23.3575 | 1.9114 | 4 | 7359.6212 | 10569.8788 | 150.0358 | 215.4813 | 144.8954 | 0 | 135.5132 | 4099944.1763 | 194993.4771 | 4165586.0537 | 3497928.9485 | 0 | 782233.6017 | 0 | 4968867.6404 | 12927974.3453 | 8823608.134 | 39461136.3769 | 961560.8286 | 15845322.9242 | 15845322.9242 | 1478867.319 | 7219850.2396 | 0 | 56268020.1298 | 80812060.6126 | 17782.7941 | 7.6455 | 7359.6212 | 10569.8788 | 150.0358 | 215.4813
1 | 4500 | 707 | 0.03 | 15 | 15 | 7 | 2.3714e-11 | 5spot_SharedNeighbor | Water | Porous | Wet | R245fa | MinimizeLCOE_Brownfield | IgnoreSilica | 2019 | 87.1191 | 27.0092 | 2.2829 | 4 | 6681.1486 | 9368.9985 | 136.2043 | 190.9997 | 144.828 | 0 | 175.4425 | 4543591.2285 | 215694.1787 | 4679121.031 | 4042428.1018 | 0 | 790477.9283 | 0 | 5565811.8626 | 14481100.7616 | 9883648.8267 | 44201873.9192 | 961560.8286 | 15845322.9242 | 15845322.9242 | 1478867.319 | 7219850.2396 | 0 | 61008757.672 | 85552798.1548 | 23713.7371 | 9.1315 | 6681.1486 | 9368.9985 | 136.2043 | 190.9997
1 | 4500 | 707 | 0.03 | 15 | 15 | 7 | 3.1623e-11 | 5spot_SharedNeighbor | Water | Porous | Wet | R245fa | MinimizeLCOE_Brownfield | IgnoreSilica | 2019 | 98.4024 | 30.4464 | 2.6507 | 4 | 6160.6152 | 8475.5066 | 125.5925 | 172.7847 | 144.6714 | 0 | 219.3377 | 4943417.7629 | 234131.3239 | 5150250.3332 | 4557462.0772 | 0 | 777684.8413 | 0 | 6108549.072 | 15893191.6497 | 10847429.8734 | 48512116.9337 | 961560.8286 | 15845322.9242 | 15845322.9242 | 1478867.319 | 7219850.2396 | 0 | 65319000.6865 | 89863041.1693 | 31622.7766 | 10.6027 | 6160.6152 | 8475.5066 | 125.5925 | 172.7847
1 | 4500 | 707 | 0.03 | 15 | 15 | 7 | 4.217e-11 | 5spot_SharedNeighbor | Water | Porous | Wet | R245fa | MinimizeLCOE_Brownfield | IgnoreSilica | 2019 | 108.6996 | 33.5414 | 2.997 | 4 | 5762.6379 | 7810.0285 | 117.4792 | 159.218 | 144.459 | 0 | 201.3075 | 5290306.5356 | 249925.6444 | 5565773.8731 | 5023795.7016 | 0 | 748183.6934 | 0 | 6582414.3248 | 17126091.8342 | 11688909.5829 | 52275401.19 | 961560.8286 | 15845322.9242 | 15845322.9242 | 1478867.319 | 7219850.2396 | 0 | 69082284.9428 | 93626325.4256 | 42169.6503 | 11.988 | 5762.6379 | 7810.0285 | 117.4792 | 159.218
1 | 4500 | 707 | 0.03 | 15 | 15 | 7 | 5.6234e-11 | 5spot_SharedNeighbor | Water | Porous | Wet | R245fa | MinimizeLCOE_Brownfield | IgnoreSilica | 2019 | 117.7003 | 36.2103 | 3.308 | 4 | 5459.2442 | 7314.1193 | 111.2941 | 149.1082 | 144.2247 | 0 | 210.6996 | 5580270.1689 | 262961.722 | 5918253.9615 | 5428209.2892 | 0 | 707069.6232 | 0 | 6979738.2583 | 18159847.2068 | 12394468.8662 | 55430819.096 | 961560.8286 | 15845322.9242 | 15845322.9242 | 1478867.319 | 7219850.2396 | 0 | 72237702.8488 | 96781743.3316 | 56234.1325 | 13.2322 | 5459.2442 | 7314.1193 | 111.2941 | 149.1082
1 | 4500 | 707 | 0.03 | 15 | 15 | 7 | 7.4989e-11 | 5spot_SharedNeighbor | Water | Porous | Wet | R245fa | MinimizeLCOE_Brownfield | IgnoreSilica | 2019 | 125.2714 | 38.4269 | 3.5761 | 4 | 5228.5046 | 6944.3223 | 106.5901 | 141.5694 | 143.9953 | 0 | 217.8258 | 5815040.5216 | 273391.5143 | 6207297.4593 | 5765893.964 | 0 | 659685.9173 | 0 | 7301310.6568 | 18996512.6243 | 12965510.2054 | 57984642.8631 | 961560.8286 | 15845322.9242 | 15845322.9242 | 1478867.319 | 7219850.2396 | 0 | 74791526.6159 | 99335567.0988 | 74989.4209 | 14.3046 | 5228.5046 | 6944.3223 | 106.5901 | 141.5694
1 | 4500 | 707 | 0.03 | 15 | 15 | 7 | 1e-10 | 5spot_SharedNeighbor | Water | Porous | Wet | R245fa | MinimizeLCOE_Brownfield | IgnoreSilica | 2019 | 131.4787 | 40.2227 | 3.8 | 4 | 5053.3727 | 6668.1073 | 103.0198 | 135.9384 | 143.7867 | 0 | 206.015 | 6001342.6265 | 281577.3455 | 6439192.9954 | 6040188.7274 | 0 | 611188.9698 | 0 | 7555661.3592 | 19658280.9775 | 13417180.7044 | 60004613.7058 | 961560.8286 | 15845322.9242 | 15845322.9242 | 1478867.319 | 7219850.2396 | 0 | 76811497.4586 | 101355537.9414 | 100000 | 15.2 | 5053.3727 | 6668.1073 | 103.0198 | 135.9384
1 | 4500 | 707 | 0.03 | 15 | 15 | 7 | 1.3335e-10 | 5spot_SharedNeighbor | Water | Porous | Wet | R245fa | MinimizeLCOE_Brownfield | IgnoreSilica | 2019 | 138.524 | 42.2511 | 4.0236 | 4 | 4919.2477 | 6444.2525 | 100.2855 | 131.3748 | 143.5543 | 0 | 239.0813 | 6208525.9265 | 290641.9479 | 6698738.3227 | 6350616.9183 | 0 | 587209.3884 | 0 | 7852935.6765 | 20431727.7716 | 13945074.0342 | 62365469.9861 | 961560.8286 | 15845322.9242 | 15845322.9242 | 1478867.319 | 7219850.2396 | 0 | 79172353.7389 | 103716394.2218 | 133352.1432 | 16.0944 | 4919.2477 | 6444.2525 | 100.2855 | 131.3748
1 | 4500 | 707 | 0.03 | 15 | 15 | 7 | 1.7783e-10 | 5spot_SharedNeighbor | Water | Porous | Wet | R245fa | MinimizeLCOE_Brownfield | IgnoreSilica | 2019 | 142.7233 | 43.4552 | 4.1773 | 4 | 4816.9933 | 6285.8796 | 98.2009 | 128.1462 | 143.4173 | 0 | 245.3916 | 6329938.8534 | 295934.1183 | 6851656.7976 | 6535189.9407 | 0 | 547956.4278 | 0 | 8018663.6937 | 20862918.077 | 14239370.2776 | 63681628.1861 | 961560.8286 | 15845322.9242 | 15845322.9242 | 1478867.319 | 7219850.2396 | 0 | 80488511.9389 | 105032552.4217 | 177827.941 | 16.7093 | 4816.9933 | 6285.8796 | 98.2009 | 128.1462
1 | 4500 | 707 | 0.03 | 15 | 15 | 7 | 2.3714e-10 | 5spot_SharedNeighbor | Water | Porous | Wet | R245fa | MinimizeLCOE_Brownfield | IgnoreSilica | 2019 | 145.9681 | 44.3806 | 4.2979 | 4 | 4739.6654 | 6167.3282 | 96.6245 | 125.7293 | 143.3082 | 0 | 234.7059 | 6422370.5254 | 299943.0203 | 6968659.1847 | 6677355.9575 | 0 | 513501.1538 | 0 | 8143913.6383 | 21188792.7404 | 14461786.4315 | 64676322.6519 | 961560.8286 | 15845322.9242 | 15845322.9242 | 1478867.319 | 7219850.2396 | 0 | 81483206.4048 | 106027246.8876 | 237137.3706 | 17.1918 | 4739.6654 | 6167.3282 | 96.6245 | 125.7293
1 | 4500 | 707 | 0.03 | 15 | 15 | 7 | 3.1623e-10 | 5spot_SharedNeighbor | Water | Porous | Wet | R245fa | MinimizeLCOE_Brownfield | IgnoreSilica | 2019 | 148.4554 | 45.0871 | 4.3915 | 4 | 4681.2703 | 6078.5105 | 95.434 | 123.9187 | 143.2226 | 0 | 244.554 | 6492417.8804 | 302969.1932 | 7057671.101 | 6786060.5558 | 0 | 484341.7327 | 0 | 8238149.5807 | 21433975.332 | 14629128.5883 | 65424713.9641 | 961560.8286 | 15845322.9242 | 15845322.9242 | 1478867.319 | 7219850.2396 | 0 | 82231597.717 | 106775638.1998 | 316227.766 | 17.5661 | 4681.2703 | 6078.5105 | 95.434 | 123.9187
1 | 4500 | 707 | 0.03 | 15 | 15 | 7 | 4.217e-10 | 5spot_SharedNeighbor | Water | Porous | Wet | R245fa | MinimizeLCOE_Brownfield | IgnoreSilica | 2019 | 150.3332 | 45.6188 | 4.4632 | 4 | 4637.2259 | 6012.0394 | 94.5361 | 122.5636 | 143.1569 | 0 | 259.3069 | 6544843.1373 | 305227.1718 | 7124487.7058 | 6867971.9278 | 0 | 460151.4103 | 0 | 8308045.7277 | 21615830.7689 | 14753248.6607 | 65979806.5102 | 961560.8286 | 15845322.9242 | 15845322.9242 | 1478867.319 | 7219850.2396 | 0 | 82786690.263 | 107330730.7458 | 421696.5034 | 17.8526 | 4637.2259 | 6012.0394 | 94.5361 | 122.5636
1 | 4500 | 707 | 0.03 | 15 | 15 | 7 | 5.6234e-10 | 5spot_SharedNeighbor | Water | Porous | Wet | R245fa | MinimizeLCOE_Brownfield | IgnoreSilica | 2019 | 151.7487 | 46.0186 | 4.5177 | 4 | 4604.0401 | 5962.2488 | 93.8596 | 121.5485 | 143.1068 | 0 | 244.6499 | 6584100.5855 | 306914.0752 | 7174634.1038 | 6929623.4093 | 0 | 440563.3468 | 0 | 8359975.853 | 21750942.3027 | 14845465.0588 | 66392218.735 | 961560.8286 | 15845322.9242 | 15845322.9242 | 1478867.319 | 7219850.2396 | 0 | 83199102.4879 | 107743142.9707 | 562341.3252 | 18.0709 | 4604.0401 | 5962.2488 | 93.8596 | 121.5485
1 | 4500 | 707 | 0.03 | 15 | 15 | 7 | 7.4989e-10 | 5spot_SharedNeighbor | Water | Porous | Wet | R245fa | MinimizeLCOE_Brownfield | IgnoreSilica | 2019 | 152.8157 | 46.3194 | 4.5592 | 4 | 4579.0582 | 5924.9241 | 93.3503 | 120.7876 | 143.0686 | 0 | 248.1746 | 6613549.2557 | 308177.2532 | 7212314.7827 | 6976048.7861 | 0 | 425002.5894 | 0 | 8398686.1401 | 21851658.5292 | 14914205.9529 | 66699643.2893 | 961560.8286 | 15845322.9242 | 15845322.9242 | 1478867.319 | 7219850.2396 | 0 | 83506527.0422 | 108050567.525 | 749894.2093 | 18.2366 | 4579.0582 | 5924.9241 | 93.3503 | 120.7876
1 | 4500 | 707 | 0.03 | 15 | 15 | 7 | 1e-09 | 5spot_SharedNeighbor | Water | Porous | Wet | R245fa | MinimizeLCOE_Brownfield | IgnoreSilica | 2019 | 153.6124 | 46.5437 | 4.5904 | 4 | 4560.2665 | 5896.9767 | 92.9672 | 120.2178 | 143.04 | 0 | 231.082 | 6635452.9016 | 309115.5277 | 7240377.1633 | 7010679.3994 | 0 | 412737.4883 | 0 | 8427261.3674 | 21926005.4089 | 14964949.2259 | 66926578.4825 | 961560.8286 | 15845322.9242 | 15845322.9242 | 1478867.319 | 7219850.2396 | 0 | 83733462.2354 | 108277502.7182 | 1000000 | 18.3615 | 4560.2665 | 5896.9767 | 92.9672 | 120.2178
1 | 4500 | 707 | 0.03 | 15 | 15 | 7 | 1.3335e-09 | 5spot_SharedNeighbor | Water | Porous | Wet | R245fa | MinimizeLCOE_Brownfield | IgnoreSilica | 2019 | 154.2165 | 46.7136 | 4.6141 | 4 | 4546.1403 | 5875.9891 | 92.6792 | 119.79 | 143.0181 | 0 | 250.6501 | 6652018.8059 | 309824.4395 | 7261621.2201 | 7036927.3392 | 0 | 403277.9179 | 0 | 8448831.1918 | 21982125.6675 | 15003252.4556 | 67097879.0375 | 961560.8286 | 15845322.9242 | 15845322.9242 | 1478867.319 | 7219850.2396 | 0 | 83904762.7903 | 108448803.2731 | 1333521.4322 | 18.4563 | 4546.1403 | 5875.9891 | 92.6792 | 119.79
1 | 4500 | 707 | 0.03 | 15 | 15 | 7 | 1.7783e-09 | 5spot_SharedNeighbor | Water | Porous | Wet | R245fa | MinimizeLCOE_Brownfield | IgnoreSilica | 2019 | 154.6575 | 46.8375 | 4.6317 | 4 | 4535.5267 | 5860.3244 | 92.4628 | 119.4706 | 143.0021 | 0 | 257.0151 | 6664085.0188 | 310340.3877 | 7277106.2332 | 7056077.0752 | 0 | 395864.0885 | 0 | 8464354.3933 | 22022513.8535 | 15030818.2224 | 67221159.2724 | 961560.8286 | 15845322.9242 | 15845322.9242 | 1478867.319 | 7219850.2396 | 0 | 84028043.0253 | 108572083.5081 | 1778279.41 | 18.5266 | 4535.5267 | 5860.3244 | 92.4628 | 119.4706
1 | 4500 | 707 | 0.03 | 15 | 15 | 7 | 2.3714e-09 | 5spot_SharedNeighbor | Water | Porous | Wet | R245fa | MinimizeLCOE_Brownfield | IgnoreSilica | 2019 | 154.9935 | 46.9318 | 4.645 | 4 | 4527.5554 | 5848.5466 | 92.3003 | 119.2305 | 142.9899 | 0 | 233.8474 | 6673268.7667 | 310733.2995 | 7288890.43 | 7070689.9042 | 0 | 390245.7227 | 0 | 8476192.968 | 22053315.3966 | 15051840.9085 | 67315177.3962 | 961560.8286 | 15845322.9242 | 15845322.9242 | 1478867.319 | 7219850.2396 | 0 | 84122061.1491 | 108666101.6319 | 2371373.7057 | 18.58 | 4527.5554 | 5848.5466 | 92.3003 | 119.2305
1 | 4500 | 707 | 0.03 | 15 | 15 | 7 | 3.1623e-09 | 5spot_SharedNeighbor | Water | Porous | Wet | R245fa | MinimizeLCOE_Brownfield | IgnoreSilica | 2019 | 155.2519 | 47.0044 | 4.6552 | 4 | 4521.5708 | 5839.6784 | 92.1783 | 119.0497 | 142.9804 | 0 | 211.9952 | 6680323.6655 | 311035.0803 | 7297945.2376 | 7081928.7637 | 0 | 386033.5852 | 0 | 8485333.8696 | 22077098.1475 | 15068073.1246 | 67387771.4741 | 961560.8286 | 15845322.9242 | 15845322.9242 | 1478867.319 | 7219850.2396 | 0 | 84194655.2269 | 108738695.7097 | 3162277.6602 | 18.6207 | 4521.5708 | 5839.6784 | 92.1783 | 119.0497
1 | 4500 | 707 | 0.03 | 15 | 15 | 7 | 4.217e-09 | 5spot_SharedNeighbor | Water | Porous | Wet | R245fa | MinimizeLCOE_Brownfield | IgnoreSilica | 2019 | 155.4345 | 47.0556 | 4.6626 | 4 | 4517.079 | 5833.0919 | 92.0868 | 118.9155 | 142.9738 | 0 | 230.9321 | 6685305.0532 | 311248.0838 | 7304340.892 | 7089870.3329 | 0 | 382721.5525 | 0 | 8491659.5066 | 22093556.1573 | 15079306.0545 | 67438007.6327 | 961560.8286 | 15845322.9242 | 15845322.9242 | 1478867.319 | 7219850.2396 | 0 | 84244891.3856 | 108788931.8684 | 4216965.0343 | 18.6503 | 4517.079 | 5833.0919 | 92.0868 | 118.9155
1 | 4500 | 707 | 0.03 | 15 | 15 | 7 | 5.6234e-09 | 5spot_SharedNeighbor | Water | Porous | Wet | R245fa | MinimizeLCOE_Brownfield | IgnoreSilica | 2019 | 155.566 | 47.0925 | 4.668 | 4 | 4513.7084 | 5828.1837 | 92.0181 | 118.8154 | 142.969 | 0 | 235.5404 | 6688889.7577 | 311401.3241 | 7308944.4291 | 7095588.2735 | 0 | 380159.7856 | 0 | 8496143.5923 | 22105222.8284 | 15087268.7973 | 67473618.7879 | 961560.8286 | 15845322.9242 | 15845322.9242 | 1478867.319 | 7219850.2396 | 0 | 84280502.5408 | 108824543.0236 | 5623413.2519 | 18.6721 | 4513.7084 | 5828.1837 | 92.0181 | 118.8154
1 | 4500 | 707 | 0.03 | 15 | 15 | 7 | 7.4989e-09 | 5spot_SharedNeighbor | Water | Porous | Wet | R245fa | MinimizeLCOE_Brownfield | IgnoreSilica | 2019 | 155.6781 | 47.1239 | 4.6724 | 4 | 4511.1794 | 5824.4268 | 91.9665 | 118.7388 | 142.9649 | 0 | 235.1473 | 6691943.4302 | 311531.8571 | 7312866.3594 | 7100460.437 | 0 | 378366.1532 | 0 | 8500115.6124 | 22115557.21 | 15094322.2251 | 67505163.2843 | 961560.8286 | 15845322.9242 | 15845322.9242 | 1478867.319 | 7219850.2396 | 0 | 84312047.0372 | 108856087.52 | 7498942.0933 | 18.6896 | 4511.1794 | 5824.4268 | 91.9665 | 118.7388
1 | 4500 | 707 | 0.03 | 15 | 15 | 7 | 1e-08 | 5spot_SharedNeighbor | Water | Porous | Wet | R245fa | MinimizeLCOE_Brownfield | IgnoreSilica | 2019 | 155.7512 | 47.1444 | 4.6755 | 4 | 4509.2823 | 5821.6711 | 91.9278 | 118.6826 | 142.9622 | 0 | 225.8293 | 6693935.9989 | 311617.0088 | 7315426.0136 | 7103640.9351 | 0 | 376901.1584 | 0 | 8502593.2348 | 22122003.4752 | 15098721.9336 | 67524839.7585 | 961560.8286 | 15845322.9242 | 15845322.9242 | 1478867.319 | 7219850.2396 | 0 | 84331723.5113 | 108875763.9941 | 10000000 | 18.7018 | 4509.2823 | 5821.6711 | 91.9278 | 118.6826
1 | 4600 | 707 | 0.03 | 15 | 15 | 7 | 1e-13 | 5spot_SharedNeighbor | Water | Porous | Wet | R245fa | MinimizeLCOE_Brownfield | IgnoreSilica | 2019 | 0 | 0 | 0 | 0 |  |  |  |  | 15 |  | 26.2246 | [19 empty] | 100 | 0
1 | 4600 | 707 | 0.03 | 15 | 15 | 7 | 1.3335e-13 | 5spot_SharedNeighbor | Water | Porous | Wet | R245fa | MinimizeLCOE_Brownfield | IgnoreSilica | 2019 | 0 | 0 | 0 | 0 |  |  |  |  | 15 |  | 25.7067 | [19 empty] | 133.3521 | 0
1 | 4600 | 707 | 0.03 | 15 | 15 | 7 | 1.7783e-13 | 5spot_SharedNeighbor | Water | Porous | Wet | R245fa | MinimizeLCOE_Brownfield | IgnoreSilica | 2019 | 0 | 0 | 0 | 0 |  |  |  |  | 15 |  | 25.8367 | [19 empty] | 177.8279 | 0
1 | 4600 | 707 | 0.03 | 15 | 15 | 7 | 2.3714e-13 | 5spot_SharedNeighbor | Water | Porous | Wet | R245fa | MinimizeLCOE_Brownfield | IgnoreSilica | 2019 | 1.323 | 0.24647 | 0.0060338 | 4 | 767672.8578 | 1811868.9644 | 15650.0496 | 36937.3996 | 109.1726 | 0 | 57.4104 | 140855.7409 | 5236.1124 | 111955.9706 | 70832.6207 | 0 | 75079.3083 | 0 | 157544.3036 | 409897.9612 | 279763.7811 | 1251165.7987 | 961560.8286 | 16315151.5233 | 16315151.5233 | 1478867.319 | 7407781.6792 | 0 | 18527878.1506 | 43729678.6722 | 237.1374 | 0.024135 | 767672.8578 | 1811868.9644 | 15650.0496 | 36937.3996
1 | 4600 | 707 | 0.03 | 15 | 15 | 7 | 3.1623e-13 | 5spot_SharedNeighbor | Water | Porous | Wet | R245fa | MinimizeLCOE_Brownfield | IgnoreSilica | 2019 | 1.7292 | 0.36363 | 0.013965 | 4 | 338501.4657 | 789659.4822 | 6900.8102 | 16098.2766 | 116.8579 | 0 | 294.275 | 192876.4385 | 7577.6844 | 151970.7779 | 88826.1896 | 0 | 85688.2741 | 0 | 205506.3522 | 534685.3732 | 364933.7539 | 1632064.8437 | 961560.8286 | 16315151.5233 | 16315151.5233 | 1478867.319 | 7407781.6792 | 0 | 18908777.1956 | 44110577.7172 | 316.2278 | 0.05586 | 338501.4657 | 789659.4822 | 6900.8102 | 16098.2766
1 | 4600 | 707 | 0.03 | 15 | 15 | 7 | 4.217e-13 | 5spot_SharedNeighbor | Water | Porous | Wet | R245fa | MinimizeLCOE_Brownfield | IgnoreSilica | 2019 | 2.2543 | 0.52156 | 0.02569 | 4 | 188589.5966 | 433835.7285 | 3844.654 | 8844.3281 | 123.2797 | 0 | 395.2113 | 256442.1849 | 10550.1087 | 201897.2144 | 112525.8428 | 0 | 97570.523 | 0 | 264804.4908 | 688966.9661 | 470234.1112 | 2102991.4418 | 961560.8286 | 16315151.5233 | 16315151.5233 | 1478867.319 | 7407781.6792 | 0 | 19379703.7938 | 44581504.3153 | 421.6965 | 0.10276 | 188589.5966 | 433835.7285 | 3844.654 | 8844.3281
1 | 4600 | 707 | 0.03 | 15 | 15 | 7 | 5.6234e-13 | 5spot_SharedNeighbor | Water | Porous | Wet | R245fa | MinimizeLCOE_Brownfield | IgnoreSilica | 2019 | 2.9739 | 0.74446 | 0.042839 | 4 | 116698.7454 | 263772.316 | 2379.0618 | 5377.3554 | 128.7975 | 0 | 526.6885 | 337751.6589 | 14459.7395 | 267366.3695 | 145657.488 | 0 | 113029.3351 | 0 | 342523.1905 | 891175.0806 | 608245.3043 | 2720208.1666 | 961560.8286 | 16315151.5233 | 16315151.5233 | 1478867.319 | 7407781.6792 | 0 | 19996920.5186 | 45198721.0402 | 562.3413 | 0.17136 | 116698.7454 | 263772.316 | 2379.0618 | 5377.3554
1 | 4600 | 707 | 0.03 | 15 | 15 | 7 | 7.4989e-13 | 5spot_SharedNeighbor | Water | Porous | Wet | R245fa | MinimizeLCOE_Brownfield | IgnoreSilica | 2019 | 3.9191 | 1.0428 | 0.066703 | 4 | 77817.7664 | 172272.8722 | 1586.4204 | 3512.0155 | 133.2198 | 0 | 80.466 | 436390.0699 | 19291.349 | 349048.5837 | 189654.8104 | 0 | 131140.8758 | 0 | 438955.0186 | 1142070.9164 | 779486.8677 | 3486038.4915 | 961560.8286 | 16315151.5233 | 16315151.5233 | 1478867.319 | 7407781.6792 | 0 | 20762750.8435 | 45964551.365 | 749.8942 | 0.26681 | 77817.7664 | 172272.8722 | 1586.4204 | 3512.0155
1 | 4600 | 707 | 0.03 | 15 | 15 | 7 | 1e-12 | 5spot_SharedNeighbor | Water | Porous | Wet | R245fa | MinimizeLCOE_Brownfield | IgnoreSilica | 2019 | 5.1689 | 1.4416 | 0.099295 | 4 | 54674.0151 | 118125.5426 | 1114.6037 | 2408.149 | 136.7344 | 0 | 99.413 | 556063.4849 | 25209.6486 | 451218.2137 | 247846.6591 | 0 | 152808.6963 | 0 | 558927.214 | 1454213.9592 | 992530.9082 | 4438818.784 | 961560.8286 | 16315151.5233 | 16315151.5233 | 1478867.319 | 7407781.6792 | 0 | 21715531.136 | 46917331.6576 | 1000 | 0.39718 | 54674.0151 | 118125.5426 | 1114.6037 | 2408.149
1 | 4600 | 707 | 0.03 | 15 | 15 | 7 | 1.3335e-12 | 5spot_SharedNeighbor | Water | Porous | Wet | R245fa | MinimizeLCOE_Brownfield | IgnoreSilica | 2019 | 6.8474 | 1.9804 | 0.14366 | 4 | 39890.3857 | 83748.122 | 813.2195 | 1707.3187 | 139.4868 | 0 | 99.3068 | 703107.536 | 32514.3778 | 580655.7114 | 326608.789 | 0 | 179807.3583 | 0 | 710850.5713 | 1849487.3709 | 1262313.1338 | 5645344.8485 | 961560.8286 | 16315151.5233 | 16315151.5233 | 1478867.319 | 7407781.6792 | 0 | 22922057.2004 | 48123857.722 | 1333.5214 | 0.57463 | 39890.3857 | 83748.122 | 813.2195 | 1707.3187
1 | 4600 | 707 | 0.03 | 15 | 15 | 7 | 1.7783e-12 | 5spot_SharedNeighbor | Water | Porous | Wet | R245fa | MinimizeLCOE_Brownfield | IgnoreSilica | 2019 | 9.0742 | 2.6988 | 0.20336 | 4 | 30037.7578 | 61019.8037 | 612.3603 | 1243.9712 | 141.601 | 0 | 84.4362 | 881843.9888 | 41411.4493 | 742711.0902 | 432302.3606 | 0 | 212479.4438 | 0 | 901191.8497 | 2344716.3332 | 1600317.0765 | 7156973.592 | 961560.8286 | 16315151.5233 | 16315151.5233 | 1478867.319 | 7407781.6792 | 0 | 24433685.944 | 49635486.4655 | 1778.2794 | 0.81343 | 30037.7578 | 61019.8037 | 612.3603 | 1243.9712
1 | 4600 | 707 | 0.03 | 15 | 15 | 7 | 2.3714e-12 | 5spot_SharedNeighbor | Water | Porous | Wet | R245fa | MinimizeLCOE_Brownfield | IgnoreSilica | 2019 | 12.0432 | 3.6654 | 0.28465 | 4 | 23137.4974 | 45271.6697 | 471.6892 | 922.9242 | 143.3885 | 0 | 98.2287 | 1101931.1672 | 52396.9861 | 947703.6492 | 573366.3904 | 0 | 252184.6541 | 0 | 1141757.3103 | 2970618.3149 | 2027508.04 | 9067466.5122 | 961560.8286 | 16315151.5233 | 16315151.5233 | 1478867.319 | 7407781.6792 | 0 | 26344178.8642 | 51545979.3857 | 2371.3737 | 1.1386 | 23137.4974 | 45271.6697 | 471.6892 | 922.9242
1 | 4600 | 707 | 0.03 | 15 | 15 | 7 | 3.1623e-12 | 5spot_SharedNeighbor | Water | Porous | Wet | R245fa | MinimizeLCOE_Brownfield | IgnoreSilica | 2019 | 15.9802 | 4.9445 | 0.3921 | 4 | 18316.5004 | 34384.9106 | 373.4066 | 700.9829 | 144.6728 | 0 | 81.9037 | 1367732.8695 | 65595.6635 | 1203081.6098 | 760290.073 | 0 | 300448.6813 | 0 | 1441888.0699 | 3751496.9859 | 2560473.7785 | 11451007.7315 | 961560.8286 | 16315151.5233 | 16315151.5233 | 1478867.319 | 7407781.6792 | 0 | 28727720.0834 | 53929520.605 | 3162.2777 | 1.5684 | 18316.5004 | 34384.9106 | 373.4066 | 700.9829
1 | 4600 | 707 | 0.03 | 15 | 15 | 7 | 4.217e-12 | 5spot_SharedNeighbor | Water | Porous | Wet | R245fa | MinimizeLCOE_Brownfield | IgnoreSilica | 2019 | 21.2079 | 6.6422 | 0.53462 | 4 | 14828.8326 | 26613.6929 | 302.3058 | 542.5561 | 145.6533 | 0 | 105.4738 | 1690618.9333 | 81544.9929 | 1522577.4691 | 1006460.3274 | 0 | 359246.8484 | 0 | 1817574.9427 | 4728957.1651 | 3227610.4355 | 14434591.1144 | 961560.8286 | 16315151.5233 | 16315151.5233 | 1478867.319 | 7407781.6792 | 0 | 31711303.4663 | 56913103.9879 | 4216.965 | 2.1385 | 14828.8326 | 26613.6929 | 302.3058 | 542.5561
1 | 4600 | 707 | 0.03 | 15 | 15 | 7 | 5.6234e-12 | 5spot_SharedNeighbor | Water | Porous | Wet | R245fa | MinimizeLCOE_Brownfield | IgnoreSilica | 2019 | 28.1191 | 8.8891 | 0.72343 | 4 | 12251.9571 | 20961.1042 | 249.7727 | 427.3205 | 146.3983 | 0 | 93.4142 | 2082879.9669 | 100857.0811 | 1921336.4456 | 1333019.4404 | 0 | 430646.598 | 0 | 2288808.4175 | 5955010.0031 | 4064416.6903 | 18176974.6428 | 961560.8286 | 16315151.5233 | 16315151.5233 | 1478867.319 | 7407781.6792 | 0 | 35453686.9948 | 60655487.5163 | 5623.4133 | 2.8937 | 12251.9571 | 20961.1042 | 249.7727 | 427.3205
1 | 4600 | 707 | 0.03 | 15 | 15 | 7 | 7.4989e-12 | 5spot_SharedNeighbor | Water | Porous | Wet | R245fa | MinimizeLCOE_Brownfield | IgnoreSilica | 2019 | 37.1789 | 11.8376 | 0.97149 | 4 | 10324.2394 | 16809.5964 | 210.4736 | 342.6864 | 146.9615 | 0 | 102.7803 | 2556267.2079 | 124084.941 | 2415270.4287 | 1762974.4507 | 0 | 516585.0668 | 0 | 2876321.0171 | 7483597.2719 | 5107708.9106 | 22842809.2947 | 961560.8286 | 16315151.5233 | 16315151.5233 | 1478867.319 | 7407781.6792 | 0 | 40119521.6466 | 65321322.1682 | 7498.9421 | 3.886 | 10324.2394 | 16809.5964 | 210.4736 | 342.6864
1 | 4600 | 707 | 0.03 | 15 | 15 | 7 | 1e-11 | 5spot_SharedNeighbor | Water | Porous | Wet | R245fa | MinimizeLCOE_Brownfield | IgnoreSilica | 2019 | 48.9279 | 15.6604 | 1.2926 | 4 | 8871.9426 | 13746.0566 | 180.8666 | 280.232 | 147.3779 | 0 | 116.2618 | 3121383.4986 | 151678.9088 | 3020486.2347 | 2319842.3013 | 0 | 619311.3482 | 0 | 3600753.8938 | 9368423.0154 | 6394141.2099 | 28596020.4108 | 961560.8286 | 16315151.5233 | 16315151.5233 | 1478867.319 | 7407781.6792 | 0 | 45872732.7627 | 71074533.2843 | 10000 | 5.1705 | 8871.9426 | 13746.0566 | 180.8666 | 280.232
1 | 4600 | 707 | 0.03 | 15 | 15 | 7 | 1.3335e-11 | 5spot_SharedNeighbor | Water | Porous | Wet | R245fa | MinimizeLCOE_Brownfield | IgnoreSilica | 2019 | 63.8802 | 20.5123 | 1.6981 | 4 | 7779.5731 | 11489.9351 | 158.5971 | 234.2379 | 147.6341 | 0 | 105.146 | 3783002.1227 | 183771.7723 | 3747764.8384 | 3027324.0365 | 0 | 740662.1069 | 0 | 4478184.7019 | 11651317.9925 | 7952263.9405 | 35564291.5117 | 961560.8286 | 16315151.5233 | 16315151.5233 | 1478867.319 | 7407781.6792 | 0 | 52841003.8637 | 78042804.3852 | 13335.2143 | 6.7923 | 7779.5731 | 11489.9351 | 158.5971 | 234.2379
1 | 4600 | 707 | 0.03 | 15 | 15 | 7 | 1.7783e-11 | 5spot_SharedNeighbor | Water | Porous | Wet | R245fa | MinimizeLCOE_Brownfield | IgnoreSilica | 2019 | 78.6667 | 25.2722 | 2.1277 | 4 | 6968.4394 | 9929.5907 | 142.0611 | 202.4281 | 147.6714 | 0 | 117.7851 | 4386988.6396 | 212769.4654 | 4428583.833 | 3723555.8982 | 0 | 818306.1726 | 0 | 5292379.5634 | 13769686.0078 | 9398093.6391 | 42030363.2191 | 961560.8286 | 16315151.5233 | 16315151.5233 | 1478867.319 | 7407781.6792 | 0 | 59307075.5711 | 84508876.0926 | 17782.7941 | 8.5108 | 6968.4394 | 9929.5907 | 142.0611 | 202.4281
1 | 4600 | 707 | 0.03 | 15 | 15 | 7 | 2.3714e-11 | 5spot_SharedNeighbor | Water | Porous | Wet | R245fa | MinimizeLCOE_Brownfield | IgnoreSilica | 2019 | 90.5567 | 29.0552 | 2.5253 | 4 | 6348.9239 | 8843.8342 | 129.4314 | 180.2935 | 147.5711 | 0 | 165.7117 | 4841396.2333 | 234317.6866 | 4951745.8448 | 4279427.0108 | 0 | 821218.8806 | 0 | 5899961.2059 | 15350488.8094 | 10477024.0334 | 46855579.7049 | 961560.8286 | 16315151.5233 | 16315151.5233 | 1478867.319 | 7407781.6792 | 0 | 64132292.0568 | 89334092.5784 | 23713.7371 | 10.1013 | 6348.9239 | 8843.8342 | 129.4314 | 180.2935
1 | 4600 | 707 | 0.03 | 15 | 15 | 7 | 3.1623e-11 | 5spot_SharedNeighbor | Water | Porous | Wet | R245fa | MinimizeLCOE_Brownfield | IgnoreSilica | 2019 | 101.7935 | 32.5838 | 2.9147 | 4 | 5873.8451 | 8035.4432 | 119.7463 | 163.8134 | 147.3845 | 0 | 184.0725 | 5247698.0292 | 253337.0636 | 5427935.0571 | 4800611.0541 | 0 | 803035.8931 | 0 | 6447720.6679 | 16775646.5684 | 11449723.488 | 51205707.8215 | 961560.8286 | 16315151.5233 | 16315151.5233 | 1478867.319 | 7407781.6792 | 0 | 68482420.1734 | 93684220.695 | 31622.7766 | 11.6589 | 5873.8451 | 8035.4432 | 119.7463 | 163.8134
1 | 4600 | 707 | 0.03 | 15 | 15 | 7 | 4.217e-11 | 5spot_SharedNeighbor | Water | Porous | Wet | R245fa | MinimizeLCOE_Brownfield | IgnoreSilica | 2019 | 111.9586 | 35.731 | 3.2775 | 4 | 5510.7069 | 7433.0392 | 112.3432 | 151.5326 | 147.1477 | 0 | 220.0197 | 5597227.7053 | 269476.103 | 5844359.4357 | 5268100.0465 | 0 | 768406.9188 | 0 | 6921552.3816 | 18008459.4913 | 12291143.6397 | 54968725.7219 | 961560.8286 | 16315151.5233 | 16315151.5233 | 1478867.319 | 7407781.6792 | 0 | 72245438.0738 | 97447238.5954 | 42169.6503 | 13.11 | 5510.7069 | 7433.0392 | 112.3432 | 151.5326
1 | 4600 | 707 | 0.03 | 15 | 15 | 7 | 5.6234e-11 | 5spot_SharedNeighbor | Water | Porous | Wet | R245fa | MinimizeLCOE_Brownfield | IgnoreSilica | 2019 | 120.7601 | 38.4174 | 3.5999 | 4 | 5233.8916 | 6984.0453 | 106.7 | 142.3792 | 146.8958 | 0 | 238.4547 | 5886690.5855 | 282658.757 | 6194347.1527 | 5669020.1408 | 0 | 722638.4004 | 0 | 7314588.4642 | 19031058.7554 | 12989088.6497 | 58090090.9057 | 961560.8286 | 16315151.5233 | 16315151.5233 | 1478867.319 | 7407781.6792 | 0 | 75366803.2577 | 100568603.7792 | 56234.1325 | 14.3998 | 5233.8916 | 6984.0453 | 106.7 | 142.3792
1 | 4600 | 707 | 0.03 | 15 | 15 | 7 | 7.4989e-11 | 5spot_SharedNeighbor | Water | Porous | Wet | R245fa | MinimizeLCOE_Brownfield | IgnoreSilica | 2019 | 128.1413 | 40.6401 | 3.876 | 4 | 5023.3659 | 6648.8634 | 102.4081 | 135.5461 | 146.6536 | 0 | 223.027 | 6120310.3424 | 293159.4111 | 6480489.7587 | 6001846.201 | 0 | 671794.9899 | 0 | 7631364.2742 | 19855244.4335 | 13551612.3103 | 60605821.7211 | 961560.8286 | 16315151.5233 | 16315151.5233 | 1478867.319 | 7407781.6792 | 0 | 77882534.073 | 103084334.5946 | 74989.4209 | 15.5041 | 5023.3659 | 6648.8634 | 102.4081 | 135.5461
1 | 4600 | 707 | 0.03 | 15 | 15 | 7 | 1e-10 | 5spot_SharedNeighbor | Water | Porous | Wet | R245fa | MinimizeLCOE_Brownfield | IgnoreSilica | 2019 | 136.0996 | 43.0107 | 4.1443 | 4 | 4863.2321 | 6383.4827 | 99.1436 | 130.1359 | 146.3739 | 0 | 242.5903 | 6364217.499 | 304007.53 | 6782463.7461 | 6358217.3737 | 0 | 642447.4995 | 0 | 7976027.9229 | 20751988.5471 | 14163658.5941 | 63343028.7124 | 961560.8286 | 16315151.5233 | 16315151.5233 | 1478867.319 | 7407781.6792 | 0 | 80619741.0644 | 105821541.5859 | 100000 | 16.5774 | 4863.2321 | 6383.4827 | 99.1436 | 130.1359
1 | 4600 | 707 | 0.03 | 15 | 15 | 7 | 1.3335e-10 | 5spot_SharedNeighbor | Water | Porous | Wet | R245fa | MinimizeLCOE_Brownfield | IgnoreSilica | 2019 | 141.254 | 44.5427 | 4.3406 | 4 | 4739.8883 | 6191.4048 | 96.629 | 126.2202 | 146.2029 | 0 | 256.6762 | 6519671.7837 | 310908.8223 | 6975848.4662 | 6588710.8828 | 0 | 597359.4735 | 0 | 8187074.7771 | 21301089.1702 | 14538431.0522 | 65019094.4281 | 961560.8286 | 16315151.5233 | 16315151.5233 | 1478867.319 | 7407781.6792 | 0 | 82295806.78 | 107497607.3016 | 133352.1432 | 17.3624 | 4739.8883 | 6191.4048 | 96.629 | 126.2202
1 | 4600 | 707 | 0.03 | 15 | 15 | 7 | 1.7783e-10 | 5spot_SharedNeighbor | Water | Porous | Wet | R245fa | MinimizeLCOE_Brownfield | IgnoreSilica | 2019 | 145.3102 | 45.7402 | 4.4972 | 4 | 4646.4437 | 6047.4275 | 94.724 | 123.285 | 146.0628 | 0 | 233.4212 | 6639747.1849 | 316204.8645 | 7126168.6857 | 6769340.6142 | 0 | 556705.1388 | 0 | 8349184.9304 | 21722866.5356 | 14826302.7708 | 66306520.725 | 961560.8286 | 16315151.5233 | 16315151.5233 | 1478867.319 | 7407781.6792 | 0 | 83583233.077 | 108785033.5985 | 177827.941 | 17.9886 | 4646.4437 | 6047.4275 | 94.724 | 123.285
1 | 4600 | 707 | 0.03 | 15 | 15 | 7 | 2.3714e-10 | 5spot_SharedNeighbor | Water | Porous | Wet | R245fa | MinimizeLCOE_Brownfield | IgnoreSilica | 2019 | 148.4313 | 46.658 | 4.6198 | 4 | 4575.7698 | 5939.5639 | 93.2833 | 121.086 | 145.9518 | 0 | 247.5362 | 6731044.8558 | 320221.5857 | 7240846.1275 | 6909089.8664 | 0 | 521194.6846 | 0 | 8471734.8768 | 22041716.3577 | 15043924.3261 | 67279772.6805 | 961560.8286 | 16315151.5233 | 16315151.5233 | 1478867.319 | 7407781.6792 | 0 | 84556485.0325 | 109758285.554 | 237137.3706 | 18.4792 | 4575.7698 | 5939.5639 | 93.2833 | 121.086
1 | 4600 | 707 | 0.03 | 15 | 15 | 7 | 3.1623e-10 | 5spot_SharedNeighbor | Water | Porous | Wet | R245fa | MinimizeLCOE_Brownfield | IgnoreSilica | 2019 | 150.8083 | 47.3552 | 4.7148 | 4 | 4522.403 | 5858.7233 | 92.1953 | 119.438 | 145.8655 | 0 | 254.5274 | 6800060.8547 | 323257.2816 | 7327670.3426 | 7016566.7443 | 0 | 491172.5914 | 0 | 8563903.8477 | 22281521.1135 | 15207595.9994 | 68011748.7752 | 961560.8286 | 16315151.5233 | 16315151.5233 | 1478867.319 | 7407781.6792 | 0 | 85288461.1272 | 110490261.6487 | 316227.766 | 18.8591 | 4522.403 | 5858.7233 | 92.1953 | 119.438
1 | 4600 | 707 | 0.03 | 15 | 15 | 7 | 4.217e-10 | 5spot_SharedNeighbor | Water | Porous | Wet | R245fa | MinimizeLCOE_Brownfield | IgnoreSilica | 2019 | 152.5964 | 47.8781 | 4.7873 | 4 | 4482.1532 | 5798.2337 | 91.3748 | 118.2048 | 145.7996 | 0 | 275.8012 | 6851555.597 | 325515.8281 | 7392629.2364 | 7097330.9407 | 0 | 466330.4503 | 0 | 8632011.2004 | 22458722.4746 | 15328539.5695 | 68552635.297 | 961560.8286 | 16315151.5233 | 16315151.5233 | 1478867.319 | 7407781.6792 | 0 | 85829347.649 | 111031148.1705 | 421696.5034 | 19.1491 | 4482.1532 | 5798.2337 | 91.3748 | 118.2048
1 | 4600 | 707 | 0.03 | 15 | 15 | 7 | 5.6234e-10 | 5spot_SharedNeighbor | Water | Porous | Wet | R245fa | MinimizeLCOE_Brownfield | IgnoreSilica | 2019 | 153.9413 | 48.2704 | 4.8424 | 4 | 4451.8273 | 5752.9247 | 90.7565 | 117.2812 | 145.7494 | 0 | 239.4849 | 6890049.599 | 327200.4916 | 7441288.0965 | 7158028.5643 | 0 | 446262.6061 | 0 | 8682503.4494 | 22590092.9491 | 15418202.6177 | 68953628.3737 | 961560.8286 | 16315151.5233 | 16315151.5233 | 1478867.319 | 7407781.6792 | 0 | 86230340.7257 | 111432141.2472 | 562341.3252 | 19.3697 | 4451.8273 | 5752.9247 | 90.7565 | 117.2812
1 | 4600 | 707 | 0.03 | 15 | 15 | 7 | 7.4989e-10 | 5spot_SharedNeighbor | Water | Porous | Wet | R245fa | MinimizeLCOE_Brownfield | IgnoreSilica | 2019 | 154.9593 | 48.5669 | 4.8843 | 4 | 4428.9987 | 5718.9276 | 90.2911 | 116.5881 | 145.7111 | 0 | 257.5768 | 6919052.1915 | 328467.6751 | 7478006.0875 | 7203944.447 | 0 | 430409.4466 | 0 | 8720353.1406 | 22688570.0814 | 15485415.2841 | 69254218.3538 | 961560.8286 | 16315151.5233 | 16315151.5233 | 1478867.319 | 7407781.6792 | 0 | 86530930.7057 | 111732731.2273 | 749894.2093 | 19.5374 | 4428.9987 | 5718.9276 | 90.2911 | 116.5881
1 | 4600 | 707 | 0.03 | 15 | 15 | 7 | 1e-09 | 5spot_SharedNeighbor | Water | Porous | Wet | R245fa | MinimizeLCOE_Brownfield | IgnoreSilica | 2019 | 155.7124 | 48.786 | 4.9158 | 4 | 4411.8269 | 5693.5052 | 89.9411 | 116.0698 | 145.6826 | 0 | 231.3888 | 6940433.7082 | 329400.695 | 7505107.4489 | 7237897.9162 | 0 | 417868.2289 | 0 | 8747976.1189 | 22760439.4047 | 15534467.574 | 69473591.0946 | 961560.8286 | 16315151.5233 | 16315151.5233 | 1478867.319 | 7407781.6792 | 0 | 86750303.4466 | 111952103.9681 | 1000000 | 19.6631 | 4411.8269 | 5693.5052 | 89.9411 | 116.0698
1 | 4600 | 707 | 0.03 | 15 | 15 | 7 | 1.3335e-09 | 5spot_SharedNeighbor | Water | Porous | Wet | R245fa | MinimizeLCOE_Brownfield | IgnoreSilica | 2019 | 156.2823 | 48.9516 | 4.9396 | 4 | 4398.9183 | 5674.418 | 89.6779 | 115.6807 | 145.6609 | 0 | 263.5029 | 6956572.4379 | 330104.28 | 7525581.2758 | 7263583.6034 | 0 | 408195.0531 | 0 | 8768774.2936 | 22814551.9889 | 15571400.5246 | 69638763.4572 | 961560.8286 | 16315151.5233 | 16315151.5233 | 1478867.319 | 7407781.6792 | 0 | 86915475.8092 | 112117276.3307 | 1333521.4322 | 19.7584 | 4398.9183 | 5674.418 | 89.6779 | 115.6807
1 | 4600 | 707 | 0.03 | 15 | 15 | 7 | 1.7783e-09 | 5spot_SharedNeighbor | Water | Porous | Wet | R245fa | MinimizeLCOE_Brownfield | IgnoreSilica | 2019 | 156.701 | 49.0731 | 4.9573 | 4 | 4389.2196 | 5660.1543 | 89.4802 | 115.3899 | 145.645 | 0 | 258.3091 | 6968405.7867 | 330619.792 | 7540603.2291 | 7282449.2957 | 0 | 400659.14 | 0 | 8783867.525 | 22853821.481 | 15598202.7598 | 69758629.0093 | 961560.8286 | 16315151.5233 | 16315151.5233 | 1478867.319 | 7407781.6792 | 0 | 87035341.3612 | 112237141.8828 | 1778279.41 | 19.8293 | 4389.2196 | 5660.1543 | 89.4802 | 115.3899
1 | 4600 | 707 | 0.03 | 15 | 15 | 7 | 2.3714e-09 | 5spot_SharedNeighbor | Water | Porous | Wet | R245fa | MinimizeLCOE_Brownfield | IgnoreSilica | 2019 | 157.0151 | 49.1643 | 4.9707 | 4 | 4381.9357 | 5649.4577 | 89.3317 | 115.1718 | 145.6329 | 0 | 263.7964 | 6977270.9965 | 331005.7962 | 7551862.7058 | 7296600.6228 | 0 | 394898.9098 | 0 | 8795139.2221 | 22883148.1248 | 15618218.7968 | 69848145.1747 | 961560.8286 | 16315151.5233 | 16315151.5233 | 1478867.319 | 7407781.6792 | 0 | 87124857.5267 | 112326658.0482 | 2371373.7057 | 19.8827 | 4381.9357 | 5649.4577 | 89.3317 | 115.1718
1 | 4600 | 707 | 0.03 | 15 | 15 | 7 | 3.1623e-09 | 5spot_SharedNeighbor | Water | Porous | Wet | R245fa | MinimizeLCOE_Brownfield | IgnoreSilica | 2019 | 157.2392 | 49.2293 | 4.9805 | 4 | 4376.4673 | 5641.4986 | 89.2202 | 115.0096 | 145.6243 | 0 | 263.0132 | 6983588.8161 | 331280.7622 | 7559889.9172 | 7306695.5015 | 0 | 390393.6256 | 0 | 8803020.9628 | 22903654.7974 | 15632215.0223 | 69910739.4051 | 961560.8286 | 16315151.5233 | 16315151.5233 | 1478867.319 | 7407781.6792 | 0 | 87187451.757 | 112389252.2786 | 3162277.6602 | 19.9219 | 4376.4673 | 5641.4986 | 89.2202 | 115.0096
1 | 4600 | 707 | 0.03 | 15 | 15 | 7 | 4.217e-09 | 5spot_SharedNeighbor | Water | Porous | Wet | R245fa | MinimizeLCOE_Brownfield | IgnoreSilica | 2019 | 157.4218 | 49.2822 | 4.9881 | 4 | 4372.363 | 5635.4509 | 89.1365 | 114.8863 | 145.6173 | 0 | 278.866 | 6988733.4288 | 331504.6231 | 7566427.8912 | 7314920.5962 | 0 | 387133.3452 | 0 | 8809600.755 | 22920774.0668 | 15643899.2754 | 69962993.9817 | 961560.8286 | 16315151.5233 | 16315151.5233 | 1478867.319 | 7407781.6792 | 0 | 87239706.3337 | 112441506.8552 | 4216965.0343 | 19.9525 | 4372.363 | 5635.4509 | 89.1365 | 114.8863
1 | 4600 | 707 | 0.03 | 15 | 15 | 7 | 5.6234e-09 | 5spot_SharedNeighbor | Water | Porous | Wet | R245fa | MinimizeLCOE_Brownfield | IgnoreSilica | 2019 | 157.5487 | 49.319 | 4.9937 | 4 | 4369.2831 | 5630.9703 | 89.0737 | 114.7949 | 145.6124 | 0 | 257.9649 | 6992305.0565 | 331659.9893 | 7570968.0188 | 7320634.4332 | 0 | 384560.2225 | 0 | 8814049.8109 | 22932349.5978 | 15651799.8131 | 69998326.9421 | 961560.8286 | 16315151.5233 | 16315151.5233 | 1478867.319 | 7407781.6792 | 0 | 87275039.2941 | 112476839.8156 | 5623413.2519 | 19.9747 | 4369.2831 | 5630.9703 | 89.0737 | 114.7949
1 | 4600 | 707 | 0.03 | 15 | 15 | 7 | 7.4989e-09 | 5spot_SharedNeighbor | Water | Porous | Wet | R245fa | MinimizeLCOE_Brownfield | IgnoreSilica | 2019 | 157.6413 | 49.3459 | 4.9978 | 4 | 4366.9723 | 5627.6238 | 89.0266 | 114.7267 | 145.6089 | 0 | 252.3163 | 6994910.8425 | 331773.3198 | 7574280.943 | 7324804.8389 | 0 | 382591.6631 | 0 | 8817261.0269 | 22940704.523 | 15657502.2213 | 70023829.3785 | 961560.8286 | 16315151.5233 | 16315151.5233 | 1478867.319 | 7407781.6792 | 0 | 87300541.7305 | 112502342.252 | 7498942.0933 | 19.9911 | 4366.9723 | 5627.6238 | 89.0266 | 114.7267
1 | 4600 | 707 | 0.03 | 15 | 15 | 7 | 1e-08 | 5spot_SharedNeighbor | Water | Porous | Wet | R245fa | MinimizeLCOE_Brownfield | IgnoreSilica | 2019 | 157.7339 | 49.3727 | 5.0013 | 4 | 4365.2387 | 5624.9891 | 88.9913 | 114.673 | 145.6053 | 0 | 247.4828 | 6997516.7887 | 331886.6744 | 7577593.929 | 7328975.4597 | 0 | 381355.5948 | 0 | 8820758.0942 | 22949803.1749 | 15663712.2381 | 70051601.9539 | 961560.8286 | 16315151.5233 | 16315151.5233 | 1478867.319 | 7407781.6792 | 0 | 87328314.3058 | 112530114.8274 | 10000000 | 20.0054 | 4365.2387 | 5624.9891 | 88.9913 | 114.673
1 | 4700 | 707 | 0.03 | 15 | 15 | 7 | 1e-13 | 5spot_SharedNeighbor | Water | Porous | Wet | R245fa | MinimizeLCOE_Brownfield | IgnoreSilica | 2019 | 0 | 0 | 0 | 0 |  |  |  |  | 15 |  | 25.6656 | [19 empty] | 100 | 0
1 | 4700 | 707 | 0.03 | 15 | 15 | 7 | 1.3335e-13 | 5spot_SharedNeighbor | Water | Porous | Wet | R245fa | MinimizeLCOE_Brownfield | IgnoreSilica | 2019 | 0 | 0 | 0 | 0 |  |  |  |  | 15 |  | 25.5605 | [19 empty] | 133.3521 | 0
1 | 4700 | 707 | 0.03 | 15 | 15 | 7 | 1.7783e-13 | 5spot_SharedNeighbor | Water | Porous | Wet | R245fa | MinimizeLCOE_Brownfield | IgnoreSilica | 2019 | 0 | 0 | 0 | 0 |  |  |  |  | 15 |  | 24.8301 | [19 empty] | 177.8279 | 0
1 | 4700 | 707 | 0.03 | 15 | 15 | 7 | 2.3714e-13 | 5spot_SharedNeighbor | Water | Porous | Wet | R245fa | MinimizeLCOE_Brownfield | IgnoreSilica | 2019 | 1.3445 | 0.25805 | 0.0073422 | 4 | 648319.1231 | 1529108.6032 | 13216.8622 | 31172.9471 | 111.0215 | 0 | 64.1802 | 147044.0265 | 5537.2951 | 115990.2544 | 72251.8206 | 0 | 75022.1422 | 0 | 162179.7601 | 421958.4682 | 287995.3249 | 1287979.092 | 961560.8286 | 16790840.2133 | 16790840.2133 | 1478867.319 | 7598057.1552 | 0 | 19040380.134 | 44908144.8215 | 237.1374 | 0.029369 | 648319.1231 | 1529108.6032 | 13216.8622 | 31172.9471
1 | 4700 | 707 | 0.03 | 15 | 15 | 7 | 3.1623e-13 | 5spot_SharedNeighbor | Water | Porous | Wet | R245fa | MinimizeLCOE_Brownfield | IgnoreSilica | 2019 | 1.7681 | 0.3844 | 0.016196 | 4 | 300187.1062 | 699478.2637 | 6119.7202 | 14259.8105 | 119.0572 | 0 | 298.6321 | 202894.8709 | 8094.716 | 158632.8419 | 91370.1052 | 0 | 86261.7671 | 0 | 213429.1774 | 555298.9393 | 379002.9363 | 1694985.3541 | 961560.8286 | 16790840.2133 | 16790840.2133 | 1478867.319 | 7598057.1552 | 0 | 19447386.396 | 45315151.0836 | 316.2278 | 0.064784 | 300187.1062 | 699478.2637 | 6119.7202 | 14259.8105
1 | 4700 | 707 | 0.03 | 15 | 15 | 7 | 4.217e-13 | 5spot_SharedNeighbor | Water | Porous | Wet | R245fa | MinimizeLCOE_Brownfield | IgnoreSilica | 2019 | 2.3126 | 0.5538 | 0.029219 | 4 | 170662.4485 | 391988.4769 | 3479.1849 | 7991.2153 | 125.6822 | 0 | 402.6027 | 270639.7329 | 11321.7355 | 211473.5345 | 116310.1414 | 0 | 98621.9316 | 0 | 276263.1596 | 718780.072 | 490582.1686 | 2193992.4761 | 961560.8286 | 16790840.2133 | 16790840.2133 | 1478867.319 | 7598057.1552 | 0 | 19946393.518 | 45814158.2056 | 421.6965 | 0.11688 | 170662.4485 | 391988.4769 | 3479.1849 | 7991.2153
1 | 4700 | 707 | 0.03 | 15 | 15 | 7 | 5.6234e-13 | 5spot_SharedNeighbor | Water | Porous | Wet | R245fa | MinimizeLCOE_Brownfield | IgnoreSilica | 2019 | 3.0322 | 0.7847 | 0.04793 | 4 | 107327.2764 | 242250.6522 | 2188.0117 | 4938.6072 | 131.1839 | 0 | 525.6248 | 354469.4267 | 15434.6951 | 278412.8107 | 150310.6275 | 0 | 113337.5795 | 0 | 355666.4044 | 925371.0271 | 631584.7405 | 2824587.3116 | 961560.8286 | 16790840.2133 | 16790840.2133 | 1478867.319 | 7598057.1552 | 0 | 20576988.3536 | 46444753.0411 | 562.3413 | 0.19172 | 107327.2764 | 242250.6522 | 2188.0117 | 4938.6072
1 | 4700 | 707 | 0.03 | 15 | 15 | 7 | 7.4989e-13 | 5spot_SharedNeighbor | Water | Porous | Wet | R245fa | MinimizeLCOE_Brownfield | IgnoreSilica | 2019 | 3.9922 | 1.0981 | 0.074029 | 4 | 72170.2867 | 159526.7719 | 1471.2889 | 3252.169 | 135.6896 | 0 | 72.5304 | 457589.3515 | 20583.7853 | 363172.7773 | 195629.0807 | 0 | 131307.7265 | 0 | 455630.2614 | 1185456.4774 | 809098.4045 | 3618467.8648 | 961560.8286 | 16790840.2133 | 16790840.2133 | 1478867.319 | 7598057.1552 | 0 | 21370868.9067 | 47238633.5942 | 749.8942 | 0.29612 | 72170.2867 | 159526.7719 | 1471.2889 | 3252.169
1 | 4700 | 707 | 0.03 | 15 | 15 | 7 | 1e-12 | 5spot_SharedNeighbor | Water | Porous | Wet | R245fa | MinimizeLCOE_Brownfield | IgnoreSilica | 2019 | 5.281 | 1.524 | 0.11009 | 4 | 50818.7075 | 109562.1082 | 1036.0081 | 2233.5718 | 139.317 | 0 | 99.2455 | 584874.6875 | 27011.7292 | 470912.129 | 257078.1852 | 0 | 153611.0598 | 0 | 582460.2384 | 1515442.0612 | 1034320.346 | 4625710.4362 | 961560.8286 | 16790840.2133 | 16790840.2133 | 1478867.319 | 7598057.1552 | 0 | 22378111.4782 | 48245876.1657 | 1000 | 0.44035 | 50818.7075 | 109562.1082 | 1036.0081 | 2233.5718
1 | 4700 | 707 | 0.03 | 15 | 15 | 7 | 1.3335e-12 | 5spot_SharedNeighbor | Water | Porous | Wet | R245fa | MinimizeLCOE_Brownfield | IgnoreSilica | 2019 | 6.9742 | 2.0874 | 0.15858 | 4 | 37246.6467 | 78027.0784 | 759.3233 | 1590.6875 | 142.09 | 0 | 82.2163 | 738116.3851 | 34794.265 | 604555.1872 | 338996.2547 | 0 | 179998.677 | 0 | 739619.6999 | 1924338.7424 | 1313400.7329 | 5873819.9443 | 961560.8286 | 16790840.2133 | 16790840.2133 | 1478867.319 | 7598057.1552 | 0 | 23626220.9862 | 49493985.6737 | 1333.5214 | 0.63432 | 37246.6467 | 78027.0784 | 759.3233 | 1590.6875
1 | 4700 | 707 | 0.03 | 15 | 15 | 7 | 1.7783e-12 | 5spot_SharedNeighbor | Water | Porous | Wet | R245fa | MinimizeLCOE_Brownfield | IgnoreSilica | 2019 | 9.2595 | 2.8533 | 0.22487 | 4 | 28036.7169 | 56795.4558 | 571.5664 | 1157.8522 | 144.3536 | 0 | 79.2817 | 928139.9489 | 44474.9564 | 775130.4673 | 449633.4914 | 0 | 213118.9356 | 0 | 940094.1419 | 2445932.1173 | 1669398.9289 | 7465922.9878 | 961560.8286 | 16790840.2133 | 16790840.2133 | 1478867.319 | 7598057.1552 | 0 | 25218324.0297 | 51086088.7172 | 1778.2794 | 0.89947 | 28036.7169 | 56795.4558 | 571.5664 | 1157.8522
1 | 4700 | 707 | 0.03 | 15 | 15 | 7 | 2.3714e-12 | 5spot_SharedNeighbor | Water | Porous | Wet | R245fa | MinimizeLCOE_Brownfield | IgnoreSilica | 2019 | 12.2795 | 3.8669 | 0.31302 | 4 | 21717.9688 | 42378.0232 | 442.7502 | 863.9333 | 146.0942 | 0 | 99.5757 | 1157337.3179 | 56114.3748 | 987402.6862 | 594239.228 | 0 | 252749.4541 | 0 | 1188658.7938 | 3092646.354 | 2110794.6842 | 9439942.8931 | 961560.8286 | 16790840.2133 | 16790840.2133 | 1478867.319 | 7598057.1552 | 0 | 27192343.935 | 53060108.6225 | 2371.3737 | 1.2521 | 21717.9688 | 42378.0232 | 442.7502 | 863.9333
1 | 4700 | 707 | 0.03 | 15 | 15 | 7 | 3.1623e-12 | 5spot_SharedNeighbor | Water | Porous | Wet | R245fa | MinimizeLCOE_Brownfield | IgnoreSilica | 2019 | 16.2969 | 5.2181 | 0.43092 | 4 | 17219.5747 | 32226.8897 | 351.0443 | 656.9887 | 147.4073 | 0 | 83.6526 | 1437074.4125 | 70302.655 | 1253822.2575 | 788922.9065 | 0 | 301220.4608 | 0 | 1502023.65 | 3907957.4298 | 2667261.2464 | 11928585.0184 | 961560.8286 | 16790840.2133 | 16790840.2133 | 1478867.319 | 7598057.1552 | 0 | 29680986.0604 | 55548750.7479 | 3162.2777 | 1.7237 | 17219.5747 | 32226.8897 | 351.0443 | 656.9887
1 | 4700 | 707 | 0.03 | 15 | 15 | 7 | 4.217e-12 | 5spot_SharedNeighbor | Water | Porous | Wet | R245fa | MinimizeLCOE_Brownfield | IgnoreSilica | 2019 | 21.617 | 7.009 | 0.5874 | 4 | 13958.1316 | 24967.5752 | 284.5554 | 508.9978 | 148.4074 | 0 | 78.6145 | 1776637.6559 | 87455.0908 | 1586584.1639 | 1046433.1632 | 0 | 359965.4771 | 0 | 1894259.4649 | 4928474.5616 | 3363785.1583 | 15043594.7359 | 961560.8286 | 16790840.2133 | 16790840.2133 | 1478867.319 | 7598057.1552 | 0 | 32795995.7778 | 58663760.4653 | 4216.965 | 2.3496 | 13958.1316 | 24967.5752 | 284.5554 | 508.9978
1 | 4700 | 707 | 0.03 | 15 | 15 | 7 | 5.6234e-12 | 5spot_SharedNeighbor | Water | Porous | Wet | R245fa | MinimizeLCOE_Brownfield | IgnoreSilica | 2019 | 28.6332 | 9.3722 | 0.79413 | 4 | 11550.0852 | 19693.5618 | 235.4641 | 401.4799 | 149.1665 | 0 | 88.7314 | 2187901.2683 | 108147.4302 | 2000756.1716 | 1386191.5736 | 0 | 430955.8578 | 0 | 2384441.3976 | 6203827.4003 | 4234239.6766 | 18936460.7759 | 961560.8286 | 16790840.2133 | 16790840.2133 | 1478867.319 | 7598057.1552 | 0 | 36688861.8178 | 62556626.5053 | 5623.4133 | 3.1765 | 11550.0852 | 19693.5618 | 235.4641 | 401.4799
1 | 4700 | 707 | 0.03 | 15 | 15 | 7 | 7.4989e-12 | 5spot_SharedNeighbor | Water | Porous | Wet | R245fa | MinimizeLCOE_Brownfield | IgnoreSilica | 2019 | 37.8562 | 12.4798 | 1.0657 | 4 | 9746.3983 | 15814.4264 | 198.6935 | 322.3985 | 149.7425 | 0 | 108.1548 | 2685102.4205 | 133058.3716 | 2514906.3898 | 1832860.4175 | 0 | 517043.6633 | 0 | 2996358.7925 | 7795910.9403 | 5320869.4067 | 23796110.4021 | 961560.8286 | 16790840.2133 | 16790840.2133 | 1478867.319 | 7598057.1552 | 0 | 41548511.4441 | 67416276.1316 | 7498.9421 | 4.263 | 9746.3983 | 15814.4264 | 198.6935 | 322.3985
1 | 4700 | 707 | 0.03 | 15 | 15 | 7 | 1e-11 | 5spot_SharedNeighbor | Water | Porous | Wet | R245fa | MinimizeLCOE_Brownfield | IgnoreSilica | 2019 | 49.7905 | 16.4992 | 1.4166 | 4 | 8387.2532 | 12952.424 | 170.9855 | 264.0527 | 150.166 | 0 | 119.3285 | 3277260.7857 | 162571.8489 | 3143463.7091 | 2409644.3723 | 0 | 619622.086 | 0 | 3748899.4928 | 9753867.4753 | 6657214.9738 | 29772544.7441 | 961560.8286 | 16790840.2133 | 16790840.2133 | 1478867.319 | 7598057.1552 | 0 | 47524945.786 | 73392710.4735 | 10000 | 5.6663 | 8387.2532 | 12952.424 | 170.9855 | 264.0527
1 | 4700 | 707 | 0.03 | 15 | 15 | 7 | 1.3335e-11 | 5spot_SharedNeighbor | Water | Porous | Wet | R245fa | MinimizeLCOE_Brownfield | IgnoreSilica | 2019 | 64.9474 | 21.5872 | 1.8581 | 4 | 7365.2375 | 10845.6158 | 150.1503 | 221.1025 | 150.4199 | 0 | 108.0357 | 3968691.9106 | 196779.5615 | 3896961.4223 | 3139571.9106 | 0 | 740645.0122 | 0 | 4657633.4287 | 12118206.7696 | 8270925.1245 | 36989415.1402 | 961560.8286 | 16790840.2133 | 16790840.2133 | 1478867.319 | 7598057.1552 | 0 | 54741816.1821 | 80609580.8696 | 13335.2143 | 7.4325 | 7365.2375 | 10845.6158 | 150.1503 | 221.1025
1 | 4700 | 707 | 0.03 | 15 | 15 | 7 | 1.7783e-11 | 5spot_SharedNeighbor | Water | Porous | Wet | R245fa | MinimizeLCOE_Brownfield | IgnoreSilica | 2019 | 82.036 | 27.2714 | 2.3609 | 4 | 6611.7478 | 9350.8997 | 134.7894 | 190.6307 | 150.4332 | 0 | 134.2088 | 4684611.7533 | 231793.5525 | 4698199.2369 | 3959548.2434 | 0 | 853806.8753 | 0 | 5626904.268 | 14640050.6685 | 9992135.4042 | 44687050.002 | 961560.8286 | 16790840.2133 | 16790840.2133 | 1478867.319 | 7598057.1552 | 0 | 62439451.0439 | 88307215.7315 | 17782.7941 | 9.4437 | 6611.7478 | 9350.8997 | 134.7894 | 190.6307
1 | 4700 | 707 | 0.03 | 15 | 15 | 7 | 2.3714e-11 | 5spot_SharedNeighbor | Water | Porous | Wet | R245fa | MinimizeLCOE_Brownfield | IgnoreSilica | 2019 | 93.9797 | 31.1917 | 2.7859 | 4 | 6045.0467 | 8366.3701 | 123.2365 | 170.5598 | 150.2986 | 0 | 171.5328 | 5150564.4891 | 254265.1108 | 5231584.8521 | 4529654.3084 | 0 | 851616.1679 | 0 | 6246897.122 | 16253144.8968 | 11093105.3608 | 49610832.3079 | 961560.8286 | 16790840.2133 | 16790840.2133 | 1478867.319 | 7598057.1552 | 0 | 67363233.3498 | 93230998.0373 | 23713.7371 | 11.1435 | 6045.0467 | 8366.3701 | 123.2365 | 170.5598
1 | 4700 | 707 | 0.03 | 15 | 15 | 7 | 3.1623e-11 | 5spot_SharedNeighbor | Water | Porous | Wet | R245fa | MinimizeLCOE_Brownfield | IgnoreSilica | 2019 | 105.1823 | 34.8193 | 3.1982 | 4 | 5610.6286 | 7632.7137 | 114.3803 | 155.6032 | 150.081 | 0 | 204.6134 | 5564432.784 | 273958.9223 | 5713682.4901 | 5061578.682 | 0 | 828327.0543 | 0 | 6802372.1738 | 17698377.0378 | 12079505.9936 | 54022235.138 | 961560.8286 | 16790840.2133 | 16790840.2133 | 1478867.319 | 7598057.1552 | 0 | 71774636.1799 | 97642400.8675 | 31622.7766 | 12.7926 | 5610.6286 | 7632.7137 | 114.3803 | 155.6032
1 | 4700 | 707 | 0.03 | 15 | 15 | 7 | 4.217e-11 | 5spot_SharedNeighbor | Water | Porous | Wet | R245fa | MinimizeLCOE_Brownfield | IgnoreSilica | 2019 | 115.1186 | 37.988 | 3.5758 | 4 | 5278.7627 | 7087.2852 | 107.6147 | 144.4839 | 149.8224 | 0 | 213.4873 | 5913381.9967 | 290308.9055 | 6127026.2796 | 5527854.205 | 0 | 787337.3144 | 0 | 7271904.3934 | 18920003.559 | 12913291.1962 | 57751107.8498 | 961560.8286 | 16790840.2133 | 16790840.2133 | 1478867.319 | 7598057.1552 | 0 | 75503508.8917 | 101371273.5792 | 42169.6503 | 14.3033 | 5278.7627 | 7087.2852 | 107.6147 | 144.4839
1 | 4700 | 707 | 0.03 | 15 | 15 | 7 | 5.6234e-11 | 5spot_SharedNeighbor | Water | Porous | Wet | R245fa | MinimizeLCOE_Brownfield | IgnoreSilica | 2019 | 123.7419 | 40.6973 | 3.91 | 4 | 5025.8537 | 6679.7863 | 102.4588 | 136.1765 | 149.5528 | 0 | 214.5032 | 6203089.1449 | 303679.9018 | 6475340.2004 | 5927931.383 | 0 | 737279.6456 | 0 | 7662454.9076 | 19936135.8839 | 13606822.3874 | 60852733.4546 | 961560.8286 | 16790840.2133 | 16790840.2133 | 1478867.319 | 7598057.1552 | 0 | 78605134.4965 | 104472899.1841 | 56234.1325 | 15.6402 | 5025.8537 | 6679.7863 | 102.4588 | 136.1765
1 | 4700 | 707 | 0.03 | 15 | 15 | 7 | 7.4989e-11 | 5spot_SharedNeighbor | Water | Porous | Wet | R245fa | MinimizeLCOE_Brownfield | IgnoreSilica | 2019 | 130.9381 | 42.9284 | 4.1945 | 4 | 4833.4875 | 6375.261 | 98.5372 | 129.9683 | 149.2982 | 0 | 233.7434 | 6436036.1568 | 314288.2915 | 6758944.9708 | 6259165.3484 | 0 | 683073.0559 | 0 | 7976088.0511 | 20752144.9883 | 14163765.3685 | 63343506.2313 | 961560.8286 | 16790840.2133 | 16790840.2133 | 1478867.319 | 7598057.1552 | 0 | 81095907.2732 | 106963671.9607 | 74989.4209 | 16.7779 | 4833.4875 | 6375.261 | 98.5372 | 129.9683
1 | 4700 | 707 | 0.03 | 15 | 15 | 7 | 1e-10 | 5spot_SharedNeighbor | Water | Porous | Wet | R245fa | MinimizeLCOE_Brownfield | IgnoreSilica | 2019 | 138.9307 | 45.389 | 4.4769 | 4 | 4685.9879 | 6130.4944 | 95.5302 | 124.9784 | 149.0143 | 0 | 235.1483 | 6688169.5389 | 325691.5885 | 7068473.9639 | 6625557.9858 | 0 | 653866.0233 | 0 | 8331086.0492 | 21675776.9592 | 14794163.1673 | 66162785.276 | 961560.8286 | 16790840.2133 | 16790840.2133 | 1478867.319 | 7598057.1552 | 0 | 83915186.3179 | 109782951.0055 | 100000 | 17.9077 | 4685.9879 | 6130.4944 | 95.5302 | 124.9784
1 | 4700 | 707 | 0.03 | 15 | 15 | 7 | 1.3335e-10 | 5spot_SharedNeighbor | Water | Porous | Wet | R245fa | MinimizeLCOE_Brownfield | IgnoreSilica | 2019 | 143.9607 | 46.9286 | 4.6784 | 4 | 4573.1207 | 5955.4095 | 93.2293 | 121.4091 | 148.8376 | 0 | 242.5886 | 6843627.4376 | 332691.4114 | 7260490.9425 | 6855211.0273 | 0 | 607282.7731 | 0 | 8540728.4008 | 22221223.3546 | 15166441.54 | 67827696.8873 | 961560.8286 | 16790840.2133 | 16790840.2133 | 1478867.319 | 7598057.1552 | 0 | 85580097.9292 | 111447862.6167 | 133352.1432 | 18.7137 | 4573.1207 | 5955.4095 | 93.2293 | 121.4091
1 | 4700 | 707 | 0.03 | 15 | 15 | 7 | 1.7783e-10 | 5spot_SharedNeighbor | Water | Porous | Wet | R245fa | MinimizeLCOE_Brownfield | IgnoreSilica | 2019 | 147.8707 | 48.1174 | 4.8378 | 4 | 4487.6138 | 5824.3611 | 91.4861 | 118.7375 | 148.6951 | 0 | 247.8514 | 6962292.3177 | 337999.5555 | 7407957.9364 | 7033009.1246 | 0 | 565164.2463 | 0 | 8699505.0404 | 22634327.6013 | 15448393.6768 | 69088649.4989 | 961560.8286 | 16790840.2133 | 16790840.2133 | 1478867.319 | 7598057.1552 | 0 | 86841050.5409 | 112708815.2284 | 177827.941 | 19.3513 | 4487.6138 | 5824.3611 | 91.4861 | 118.7375
1 | 4700 | 707 | 0.03 | 15 | 15 | 7 | 2.3714e-10 | 5spot_SharedNeighbor | Water | Porous | Wet | R245fa | MinimizeLCOE_Brownfield | IgnoreSilica | 2019 | 150.8861 | 49.0294 | 4.9623 | 4 | 4422.9417 | 5726.144 | 90.1676 | 116.7352 | 148.5823 | 0 | 240.5963 | 7052534.7267 | 342015.1089 | 7520638.8683 | 7169708.5773 | 0 | 528773.2883 | 0 | 8819331.5222 | 22946091.527 | 15661178.9622 | 70040272.581 | 961560.8286 | 16790840.2133 | 16790840.2133 | 1478867.319 | 7598057.1552 | 0 | 87792673.6229 | 113660438.3104 | 237137.3706 | 19.8494 | 4422.9417 | 5726.144 | 90.1676 | 116.7352
1 | 4700 | 707 | 0.03 | 15 | 15 | 7 | 3.1623e-10 | 5spot_SharedNeighbor | Water | Porous | Wet | R245fa | MinimizeLCOE_Brownfield | IgnoreSilica | 2019 | 153.1714 | 49.7178 | 5.0581 | 4 | 4374.0964 | 5652.6186 | 89.1719 | 115.2363 | 148.4951 | 0 | 225.6397 | 7120193.16 | 345013.3365 | 7605430.6486 | 7273057.3803 | 0 | 498065.2082 | 0 | 8908286.2961 | 23177533.6017 | 15819142.9338 | 70746722.5652 | 961560.8286 | 16790840.2133 | 16790840.2133 | 1478867.319 | 7598057.1552 | 0 | 88499123.6071 | 114366888.2946 | 316227.766 | 20.2325 | 4374.0964 | 5652.6186 | 89.1719 | 115.2363
1 | 4700 | 707 | 0.03 | 15 | 15 | 7 | 4.217e-10 | 5spot_SharedNeighbor | Water | Porous | Wet | R245fa | MinimizeLCOE_Brownfield | IgnoreSilica | 2019 | 154.8887 | 50.2335 | 5.1311 | 4 | 4337.2497 | 5597.5801 | 88.4207 | 114.1142 | 148.4286 | 0 | 228.6499 | 7170627.7815 | 347241.2439 | 7668812.7644 | 7350582.7699 | 0 | 472757.0565 | 0 | 8973908.4303 | 23348268.934 | 15935673.3064 | 71267872.287 | 961560.8286 | 16790840.2133 | 16790840.2133 | 1478867.319 | 7598057.1552 | 0 | 89020273.3289 | 114888038.0164 | 421696.5034 | 20.5246 | 4337.2497 | 5597.5801 | 88.4207 | 114.1142
1 | 4700 | 707 | 0.03 | 15 | 15 | 7 | 5.6234e-10 | 5spot_SharedNeighbor | Water | Porous | Wet | R245fa | MinimizeLCOE_Brownfield | IgnoreSilica | 2019 | 156.1922 | 50.624 | 5.1869 | 4 | 4309.484 | 5556.2732 | 87.8547 | 113.2721 | 148.3776 | 0 | 235.1533 | 7208678.294 | 348918.0896 | 7716731.3145 | 7409348.2088 | 0 | 452512.0294 | 0 | 9023113.2952 | 23476289.8991 | 16023050.2456 | 71658641.3763 | 961560.8286 | 16790840.2133 | 16790840.2133 | 1478867.319 | 7598057.1552 | 0 | 89411042.4182 | 115278807.1058 | 562341.3252 | 20.7475 | 4309.484 | 5556.2732 | 87.8547 | 113.2721
1 | 4700 | 707 | 0.03 | 15 | 15 | 7 | 7.4989e-10 | 5spot_SharedNeighbor | Water | Porous | Wet | R245fa | MinimizeLCOE_Brownfield | IgnoreSilica | 2019 | 157.1466 | 50.9094 | 5.2285 | 4 | 4288.5803 | 5525.4404 | 87.4285 | 112.6436 | 148.3399 | 0 | 268.9986 | 7236406.4978 | 350137.7714 | 7751706.3187 | 7452324.9671 | 0 | 436200.6938 | 0 | 9058442.737 | 23568209.8596 | 16085787.5075 | 71939216.353 | 961560.8286 | 16790840.2133 | 16790840.2133 | 1478867.319 | 7598057.1552 | 0 | 89691617.3949 | 115559382.0824 | 749894.2093 | 20.9141 | 4288.5803 | 5525.4404 | 87.4285 | 112.6436
1 | 4700 | 707 | 0.03 | 15 | 15 | 7 | 1e-09 | 5spot_SharedNeighbor | Water | Porous | Wet | R245fa | MinimizeLCOE_Brownfield | IgnoreSilica | 2019 | 157.8823 | 51.1291 | 5.2604 | 4 | 4272.855 | 5502.2207 | 87.1079 | 112.1702 | 148.3108 | 0 | 292.4138 | 7257709.3336 | 351073.5589 | 7778608.0235 | 7485429.5905 | 0 | 423658.3759 | 0 | 9085626.7641 | 23638937.1219 | 16134060.3173 | 72155103.0856 | 961560.8286 | 16790840.2133 | 16790840.2133 | 1478867.319 | 7598057.1552 | 0 | 89907504.1275 | 115775268.815 | 1000000 | 21.0416 | 4272.855 | 5502.2207 | 87.1079 | 112.1702
1 | 4700 | 707 | 0.03 | 15 | 15 | 7 | 1.3335e-09 | 5spot_SharedNeighbor | Water | Porous | Wet | R245fa | MinimizeLCOE_Brownfield | IgnoreSilica | 2019 | 158.4159 | 51.2883 | 5.284 | 4 | 4261.033 | 5484.9041 | 86.8669 | 111.8172 | 148.2895 | 0 | 288.5277 | 7273120.2488 | 351749.7932 | 7798087.082 | 7509426.7605 | 0 | 413742.8357 | 0 | 9104989.4209 | 23689314.7831 | 16168444.1062 | 72308875.0306 | 961560.8286 | 16790840.2133 | 16790840.2133 | 1478867.319 | 7598057.1552 | 0 | 90061276.0726 | 115929040.7601 | 1333521.4322 | 21.136 | 4261.033 | 5484.9041 | 86.8669 | 111.8172
1 | 4700 | 707 | 0.03 | 15 | 15 | 7 | 1.7783e-09 | 5spot_SharedNeighbor | Water | Porous | Wet | R245fa | MinimizeLCOE_Brownfield | IgnoreSilica | 2019 | 158.823 | 51.4097 | 5.3019 | 4 | 4252.1503 | 5471.8823 | 86.6858 | 111.5517 | 148.2732 | 0 | 260.5295 | 7284856.3298 | 352264.3868 | 7812930.8659 | 7527728.2935 | 0 | 406198.9142 | 0 | 9119751.7282 | 23727723.2784 | 16194658.6935 | 72426112.4902 | 961560.8286 | 16790840.2133 | 16790840.2133 | 1478867.319 | 7598057.1552 | 0 | 90178513.5321 | 116046278.2196 | 1778279.41 | 21.2077 | 4252.1503 | 5471.8823 | 86.6858 | 111.5517
1 | 4700 | 707 | 0.03 | 15 | 15 | 7 | 2.3714e-09 | 5spot_SharedNeighbor | Water | Porous | Wet | R245fa | MinimizeLCOE_Brownfield | IgnoreSilica | 2019 | 159.1151 | 51.4967 | 5.3151 | 4 | 4245.479 | 5462.1845 | 86.5498 | 111.354 | 148.2615 | 0 | 256.385 | 7293263.0535 | 352632.7627 | 7823569.2599 | 7540852.9834 | 0 | 400290.1613 | 0 | 9130137.2061 | 23754744.1617 | 16213101.0015 | 72508590.5902 | 961560.8286 | 16790840.2133 | 16790840.2133 | 1478867.319 | 7598057.1552 | 0 | 90260991.6321 | 116128756.3196 | 2371373.7057 | 21.2605 | 4245.479 | 5462.1845 | 86.5498 | 111.354
1 | 4700 | 707 | 0.03 | 15 | 15 | 7 | 3.1623e-09 | 5spot_SharedNeighbor | Water | Porous | Wet | R245fa | MinimizeLCOE_Brownfield | IgnoreSilica | 2019 | 159.3392 | 51.5634 | 5.3251 | 4 | 4240.4703 | 5454.8855 | 86.4477 | 111.2052 | 148.2525 | 0 | 255.8285 | 7299707.2463 | 352915.0298 | 7831726.9735 | 7550921.6328 | 0 | 395852.682 | 0 | 9138138.1901 | 23775561.0808 | 16227308.9766 | 72572131.8119 | 961560.8286 | 16790840.2133 | 16790840.2133 | 1478867.319 | 7598057.1552 | 0 | 90324532.8539 | 116192297.5414 | 3162277.6602 | 21.3006 | 4240.4703 | 5454.8855 | 86.4477 | 111.2052
1 | 4700 | 707 | 0.03 | 15 | 15 | 7 | 4.217e-09 | 5spot_SharedNeighbor | Water | Porous | Wet | R245fa | MinimizeLCOE_Brownfield | IgnoreSilica | 2019 | 159.5218 | 51.6178 | 5.333 | 4 | 4236.7109 | 5449.3376 | 86.3711 | 111.0921 | 148.2452 | 0 | 275.7518 | 7304954.6321 | 353144.8212 | 7838371.1625 | 7559124.8377 | 0 | 392648.5083 | 0 | 9144815.1451 | 23792933.1481 | 16239165.7694 | 72625158.0245 | 961560.8286 | 16790840.2133 | 16790840.2133 | 1478867.319 | 7598057.1552 | 0 | 90377559.0664 | 116245323.7539 | 4216965.0343 | 21.332 | 4236.7109 | 5449.3376 | 86.3711 | 111.0921
1 | 4700 | 707 | 0.03 | 15 | 15 | 7 | 5.6234e-09 | 5spot_SharedNeighbor | Water | Porous | Wet | R245fa | MinimizeLCOE_Brownfield | IgnoreSilica | 2019 | 159.6292 | 51.6498 | 5.3382 | 4 | 4233.8898 | 5445.3269 | 86.3136 | 111.0104 | 148.2409 | 0 | 250.0078 | 7308038.2211 | 353279.7784 | 7842277.0998 | 7563948.9699 | 0 | 389902.7137 | 0 | 9148404.2453 | 23802271.2506 | 16245539.2163 | 72653661.4952 | 961560.8286 | 16790840.2133 | 16790840.2133 | 1478867.319 | 7598057.1552 | 0 | 90406062.5371 | 116273827.2247 | 5623413.2519 | 21.353 | 4233.8898 | 5445.3269 | 86.3136 | 111.0104
1 | 4700 | 707 | 0.03 | 15 | 15 | 7 | 7.4989e-09 | 5spot_SharedNeighbor | Water | Porous | Wet | R245fa | MinimizeLCOE_Brownfield | IgnoreSilica | 2019 | 159.7413 | 51.6831 | 5.3429 | 4 | 4231.7731 | 5442.1594 | 86.2704 | 110.9458 | 148.2364 | 0 | 249.7306 | 7311255.2402 | 353420.6116 | 7846351.6896 | 7568981.694 | 0 | 388176.5631 | 0 | 9152592.4614 | 23813168.1297 | 16252976.5602 | 72686922.9499 | 961560.8286 | 16790840.2133 | 16790840.2133 | 1478867.319 | 7598057.1552 | 0 | 90439323.9918 | 116307088.6793 | 7498942.0933 | 21.3715 | 4231.7731 | 5442.1594 | 86.2704 | 110.9458
1 | 4700 | 707 | 0.03 | 15 | 15 | 7 | 1e-08 | 5spot_SharedNeighbor | Water | Porous | Wet | R245fa | MinimizeLCOE_Brownfield | IgnoreSilica | 2019 | 159.7996 | 51.7005 | 5.3458 | 4 | 4230.1853 | 5439.9141 | 86.238 | 110.9 | 148.234 | 0 | 254.253 | 7312928.5294 | 353493.8186 | 7848471.8493 | 7571601.1652 | 0 | 386594.5641 | 0 | 9154505.0714 | 23818144.3485 | 16256372.9318 | 72702112.2783 | 961560.8286 | 16790840.2133 | 16790840.2133 | 1478867.319 | 7598057.1552 | 0 | 90454513.3202 | 116322278.0077 | 10000000 | 21.3831 | 4230.1853 | 5439.9141 | 86.238 | 110.9
1 | 4800 | 707 | 0.03 | 15 | 15 | 7 | 1e-13 | 5spot_SharedNeighbor | Water | Porous | Wet | R245fa | MinimizeLCOE_Brownfield | IgnoreSilica | 2019 | 0 | 0 | 0 | 0 |  |  |  |  | 15 |  | 25.5742 | [19 empty] | 100 | 0
1 | 4800 | 707 | 0.03 | 15 | 15 | 7 | 1.3335e-13 | 5spot_SharedNeighbor | Water | Porous | Wet | R245fa | MinimizeLCOE_Brownfield | IgnoreSilica | 2019 | 0 | 0 | 0 | 0 |  |  |  |  | 15 |  | 25.7357 | [19 empty] | 133.3521 | 0
1 | 4800 | 707 | 0.03 | 15 | 15 | 7 | 1.7783e-13 | 5spot_SharedNeighbor | Water | Porous | Wet | R245fa | MinimizeLCOE_Brownfield | IgnoreSilica | 2019 | 0 | 0 | 0 | 0 |  |  |  |  | 15 |  | 24.2114 | [19 empty] | 177.8279 | 0
1 | 4800 | 707 | 0.03 | 15 | 15 | 7 | 2.3714e-13 | 5spot_SharedNeighbor | Water | Porous | Wet | R245fa | MinimizeLCOE_Brownfield | IgnoreSilica | 2019 | 1.3834 | 0.2752 | 0.0088706 | 4 | 551794.344 | 1299821.7521 | 11249.0741 | 26498.6246 | 113.2779 | 0 | 73.5182 | 155802.497 | 5960.8359 | 121918.7544 | 74490.9013 | 0 | 76124.7454 | 0 | 169376.1163 | 440681.9107 | 300774.4592 | 1345130.2202 | 961560.8286 | 17272388.9941 | 17272388.9941 | 1478867.319 | 7790676.6675 | 0 | 19579080.0429 | 46121013.0236 | 237.1374 | 0.035483 | 551794.344 | 1299821.7521 | 11249.0741 | 26498.6246
1 | 4800 | 707 | 0.03 | 15 | 15 | 7 | 3.1623e-13 | 5spot_SharedNeighbor | Water | Porous | Wet | R245fa | MinimizeLCOE_Brownfield | IgnoreSilica | 2019 | 1.807 | 0.40591 | 0.018577 | 4 | 269058.7722 | 626245.7707 | 5485.127 | 12766.8671 | 121.2555 | 0 | 307.9658 | 213206.4601 | 8638.2054 | 165437.385 | 93967.2754 | 0 | 86779.9796 | 0 | 221531.4291 | 576379.3361 | 393390.7403 | 1759330.8108 | 961560.8286 | 17272388.9941 | 17272388.9941 | 1478867.319 | 7790676.6675 | 0 | 19993280.6336 | 46535213.6143 | 316.2278 | 0.074308 | 269058.7722 | 626245.7707 | 5485.127 | 12766.8671
1 | 4800 | 707 | 0.03 | 15 | 15 | 7 | 4.217e-13 | 5spot_SharedNeighbor | Water | Porous | Wet | R245fa | MinimizeLCOE_Brownfield | IgnoreSilica | 2019 | 2.3515 | 0.58126 | 0.032761 | 4 | 156463.419 | 359007.9436 | 3189.7184 | 7318.8625 | 127.894 | 0 | 409.0242 | 283067.0399 | 12030.3796 | 219480.1273 | 119589.5521 | 0 | 98547.094 | 0 | 285758.5352 | 743485.0915 | 507443.852 | 2269401.6716 | 961560.8286 | 17272388.9941 | 17272388.9941 | 1478867.319 | 7790676.6675 | 0 | 20503351.4944 | 47045284.4751 | 421.6965 | 0.13104 | 156463.419 | 359007.9436 | 3189.7184 | 7318.8625
1 | 4800 | 707 | 0.03 | 15 | 15 | 7 | 5.6234e-13 | 5spot_SharedNeighbor | Water | Porous | Wet | R245fa | MinimizeLCOE_Brownfield | IgnoreSilica | 2019 | 3.0906 | 0.82628 | 0.053313 | 4 | 99249.3269 | 223712.0646 | 2023.3318 | 4560.673 | 133.5683 | 0 | 538.0796 | 371641.7082 | 16459.396 | 289685.9342 | 155019.6545 | 0 | 113571.0353 | 0 | 369087.314 | 960289.4809 | 655417.3027 | 2931171.826 | 961560.8286 | 17272388.9941 | 17272388.9941 | 1478867.319 | 7790676.6675 | 0 | 21165121.6488 | 47707054.6295 | 562.3413 | 0.21325 | 99249.3269 | 223712.0646 | 2023.3318 | 4560.673
1 | 4800 | 707 | 0.03 | 15 | 15 | 7 | 7.4989e-13 | 5spot_SharedNeighbor | Water | Porous | Wet | R245fa | MinimizeLCOE_Brownfield | IgnoreSilica | 2019 | 4.0849 | 1.1621 | 0.082176 | 4 | 66950.2871 | 147697.1188 | 1364.8722 | 3011.0055 | 138.228 | 0 | 72.1624 | 481585.8249 | 22060.9759 | 379372.3731 | 202899.927 | 0 | 132251.1477 | 0 | 475086.397 | 1236077.3514 | 843648.1912 | 3772982.1883 | 961560.8286 | 17272388.9941 | 17272388.9941 | 1478867.319 | 7790676.6675 | 0 | 22006932.011 | 48548864.9917 | 749.8942 | 0.32871 | 66950.2871 | 147697.1188 | 1364.8722 | 3011.0055
1 | 4800 | 707 | 0.03 | 15 | 15 | 7 | 1e-12 | 5spot_SharedNeighbor | Water | Porous | Wet | R245fa | MinimizeLCOE_Brownfield | IgnoreSilica | 2019 | 5.3884 | 1.6085 | 0.12159 | 4 | 47396.8771 | 101970.719 | 966.2494 | 2078.811 | 141.8867 | 0 | 79.6266 | 614478.8145 | 28923.4253 | 490851.0823 | 267013.7249 | 0 | 154134.6864 | 0 | 606606.676 | 1578266.1388 | 1077199.0698 | 4817473.6179 | 961560.8286 | 17272388.9941 | 17272388.9941 | 1478867.319 | 7790676.6675 | 0 | 23051423.4407 | 49593356.4214 | 1000 | 0.48635 | 47396.8771 | 101970.719 | 966.2494 | 2078.811
1 | 4800 | 707 | 0.03 | 15 | 15 | 7 | 1.3335e-12 | 5spot_SharedNeighbor | Water | Porous | Wet | R245fa | MinimizeLCOE_Brownfield | IgnoreSilica | 2019 | 7.1252 | 2.2059 | 0.17474 | 4 | 34849.5403 | 72822.3722 | 710.455 | 1484.5826 | 144.718 | 0 | 92.6181 | 776099.1772 | 37301.8839 | 630746.3179 | 352450.4128 | 0 | 180925.394 | 0 | 771234.0425 | 2006592.7766 | 1369540.8014 | 6124890.8063 | 961560.8286 | 17272388.9941 | 17272388.9941 | 1478867.319 | 7790676.6675 | 0 | 24358840.6291 | 50900773.6098 | 1333.5214 | 0.69897 | 34849.5403 | 72822.3722 | 710.455 | 1484.5826
1 | 4800 | 707 | 0.03 | 15 | 15 | 7 | 1.7783e-12 | 5spot_SharedNeighbor | Water | Porous | Wet | R245fa | MinimizeLCOE_Brownfield | IgnoreSilica | 2019 | 9.4421 | 3.0096 | 0.24701 | 4 | 26320.1866 | 53183.2325 | 536.5726 | 1084.2121 | 147.0471 | 0 | 91.9832 | 974532.8751 | 47624.2459 | 807484.1907 | 465995.3387 | 0 | 213558.3013 | 0 | 978586.0312 | 2546080.1175 | 1737751.9969 | 7771613.0973 | 961560.8286 | 17272388.9941 | 17272388.9941 | 1478867.319 | 7790676.6675 | 0 | 26005562.92 | 52547495.9007 | 1778.2794 | 0.98805 | 26320.1866 | 53183.2325 | 536.5726 | 1084.2121
1 | 4800 | 707 | 0.03 | 15 | 15 | 7 | 2.3714e-12 | 5spot_SharedNeighbor | Water | Porous | Wet | R245fa | MinimizeLCOE_Brownfield | IgnoreSilica | 2019 | 12.5185 | 4.0788 | 0.34353 | 4 | 20426.7465 | 39742.122 | 416.4269 | 810.1969 | 148.7976 | 0 | 84.8163 | 1215528.3922 | 60145.002 | 1028606.9126 | 617911.4298 | 0 | 253252.7822 | 0 | 1238423.3623 | 3222123.5531 | 2199165.533 | 9835156.9672 | 961560.8286 | 17272388.9941 | 17272388.9941 | 1478867.319 | 7790676.6675 | 0 | 28069106.79 | 54611039.7706 | 2371.3737 | 1.3741 | 20426.7465 | 39742.122 | 416.4269 | 810.1969
1 | 4800 | 707 | 0.03 | 15 | 15 | 7 | 3.1623e-12 | 5spot_SharedNeighbor | Water | Porous | Wet | R245fa | MinimizeLCOE_Brownfield | IgnoreSilica | 2019 | 16.6064 | 5.501 | 0.4722 | 4 | 16230.7419 | 30283.0492 | 330.8856 | 617.3609 | 150.1363 | 0 | 80.1969 | 1508731.5994 | 75333.0158 | 1305560.3369 | 819614.722 | 0 | 301604.0953 | 0 | 1564229.0701 | 4069803.1729 | 2777724.2916 | 12422600.3041 | 961560.8286 | 17272388.9941 | 17272388.9941 | 1478867.319 | 7790676.6675 | 0 | 30656550.1269 | 57198483.1076 | 3162.2777 | 1.8888 | 16230.7419 | 30283.0492 | 330.8856 | 617.3609
1 | 4800 | 707 | 0.03 | 15 | 15 | 7 | 4.217e-12 | 5spot_SharedNeighbor | Water | Porous | Wet | R245fa | MinimizeLCOE_Brownfield | IgnoreSilica | 2019 | 22.0238 | 7.3855 | 0.64263 | 4 | 13183.8443 | 23509.3861 | 268.7705 | 479.2706 | 151.1573 | 0 | 96.0408 | 1864346.1254 | 93650.7225 | 1651470.543 | 1084796.7801 | 0 | 360305.9214 | 0 | 1971282.336 | 5128872.2728 | 3500560.714 | 15655285.4152 | 961560.8286 | 17272388.9941 | 17272388.9941 | 1478867.319 | 7790676.6675 | 0 | 33889235.2379 | 60431168.2186 | 4216.965 | 2.5705 | 13183.8443 | 23509.3861 | 268.7705 | 479.2706
1 | 4800 | 707 | 0.03 | 15 | 15 | 7 | 5.6234e-12 | 5spot_SharedNeighbor | Water | Porous | Wet | R245fa | MinimizeLCOE_Brownfield | IgnoreSilica | 2019 | 29.1669 | 9.8748 | 0.86833 | 4 | 10923.7872 | 18565.4058 | 222.6962 | 378.4809 | 151.9324 | 0 | 91.3727 | 2296003.6253 | 115835.7275 | 2082418.7779 | 1437499.835 | 0 | 431320.6217 | 0 | 2481600.6492 | 6456615.8428 | 4406772.9829 | 19708068.0625 | 961560.8286 | 17272388.9941 | 17272388.9941 | 1478867.319 | 7790676.6675 | 0 | 37942017.8852 | 64483950.8659 | 5623.4133 | 3.4733 | 10923.7872 | 18565.4058 | 222.6962 | 378.4809
1 | 4800 | 707 | 0.03 | 15 | 15 | 7 | 7.4989e-12 | 5spot_SharedNeighbor | Water | Porous | Wet | R245fa | MinimizeLCOE_Brownfield | IgnoreSilica | 2019 | 38.5406 | 13.1492 | 1.1659 | 4 | 9225.0724 | 14916.4126 | 188.0656 | 304.0912 | 152.5198 | 0 | 97.2109 | 2818934.5873 | 142679.6923 | 2617427.4347 | 1906790.262 | 0 | 517313.6039 | 0 | 3121226.7763 | 8120791.8203 | 5542607.2829 | 24787771.4597 | 961560.8286 | 17272388.9941 | 17272388.9941 | 1478867.319 | 7790676.6675 | 0 | 43021721.2825 | 69563654.2632 | 7498.9421 | 4.6636 | 9225.0724 | 14916.4126 | 188.0656 | 304.0912
1 | 4800 | 707 | 0.03 | 15 | 15 | 7 | 1e-11 | 5spot_SharedNeighbor | Water | Porous | Wet | R245fa | MinimizeLCOE_Brownfield | IgnoreSilica | 2019 | 50.6742 | 17.3878 | 1.5506 | 4 | 7945.5917 | 12224.9756 | 161.9816 | 249.2227 | 152.9502 | 0 | 123.294 | 3442393.0548 | 174529.4324 | 3271956.939 | 2515000.1838 | 0 | 620106.4493 | 0 | 3909354.5631 | 10171338.6544 | 6942147.6317 | 31046826.9085 | 961560.8286 | 17272388.9941 | 17272388.9941 | 1478867.319 | 7790676.6675 | 0 | 49280776.7313 | 75822709.7119 | 10000 | 6.2023 | 7945.5917 | 12224.9756 | 161.9816 | 249.2227
1 | 4800 | 707 | 0.03 | 15 | 15 | 7 | 1.3335e-11 | 5spot_SharedNeighbor | Water | Porous | Wet | R245fa | MinimizeLCOE_Brownfield | IgnoreSilica | 2019 | 66.0385 | 22.7301 | 2.0322 | 4 | 6986.9473 | 10252.1652 | 142.4384 | 209.0043 | 153.2006 | 0 | 126.9256 | 4166713.5384 | 211190.3889 | 4053394.674 | 3277789.1988 | 0 | 740895.65 | 0 | 4855493.5455 | 12632998.2068 | 8622280.8583 | 38560756.0608 | 961560.8286 | 17272388.9941 | 17272388.9941 | 1478867.319 | 7790676.6675 | 0 | 56794705.8836 | 83336638.8642 | 13335.2143 | 8.1287 | 6986.9473 | 10252.1652 | 142.4384 | 209.0043
1 | 4800 | 707 | 0.03 | 15 | 15 | 7 | 1.7783e-11 | 5spot_SharedNeighbor | Water | Porous | Wet | R245fa | MinimizeLCOE_Brownfield | IgnoreSilica | 2019 | 84.8548 | 29.2009 | 2.6069 | 4 | 6282.9474 | 8828.3236 | 128.0864 | 179.9773 | 153.1845 | 0 | 114.828 | 4976926.8335 | 251619.927 | 4952890.0631 | 4204327.779 | 0 | 879868.6613 | 0 | 5953596.9729 | 15490038.0729 | 10572269.2732 | 47281537.5829 | 961560.8286 | 17272388.9941 | 17272388.9941 | 1478867.319 | 7790676.6675 | 0 | 65515487.4056 | 92057420.3863 | 17782.7941 | 10.4275 | 6282.9474 | 8828.3236 | 128.0864 | 179.9773
1 | 4800 | 707 | 0.03 | 15 | 15 | 7 | 2.3714e-11 | 5spot_SharedNeighbor | Water | Porous | Wet | R245fa | MinimizeLCOE_Brownfield | IgnoreSilica | 2019 | 97.3413 | 33.4269 | 3.0692 | 4 | 5764.8239 | 7926.7769 | 117.5237 | 161.5981 | 153.0105 | 0 | 164.3353 | 5474342.979 | 276005.3371 | 5519121.1368 | 4812813.1706 | 0 | 881076.3878 | 0 | 6615710.0144 | 17212720.3888 | 11748035.3514 | 52539824.7659 | 961560.8286 | 17272388.9941 | 17272388.9941 | 1478867.319 | 7790676.6675 | 0 | 70773774.5887 | 97315707.5694 | 23713.7371 | 12.2768 | 5764.8239 | 7926.7769 | 117.5237 | 161.5981
1 | 4800 | 707 | 0.03 | 15 | 15 | 7 | 3.1623e-11 | 5spot_SharedNeighbor | Water | Porous | Wet | R245fa | MinimizeLCOE_Brownfield | IgnoreSilica | 2019 | 108.2929 | 37.0685 | 3.4974 | 4 | 5368.1596 | 7265.4227 | 109.4372 | 148.1155 | 152.7674 | 0 | 167.3287 | 5884940.1153 | 295741.5813 | 5996204.0109 | 5333178.673 | 0 | 849555.8124 | 0 | 7160251.8752 | 18629506.6096 | 12715021.0591 | 56864399.7367 | 961560.8286 | 17272388.9941 | 17272388.9941 | 1478867.319 | 7790676.6675 | 0 | 75098349.5594 | 101640282.5401 | 31622.7766 | 13.9896 | 5368.1596 | 7265.4227 | 109.4372 | 148.1155
1 | 4800 | 707 | 0.03 | 15 | 15 | 7 | 4.217e-11 | 5spot_SharedNeighbor | Water | Porous | Wet | R245fa | MinimizeLCOE_Brownfield | IgnoreSilica | 2019 | 118.1413 | 40.2888 | 3.8896 | 4 | 5064.9146 | 6770.8733 | 103.2551 | 138.0334 | 152.485 | 0 | 209.4231 | 6235524.4586 | 312286.139 | 6410806.008 | 5792391.8549 | 0 | 804333.3558 | 0 | 7626583.3083 | 19842805.3409 | 13543122.3741 | 60567852.8396 | 961560.8286 | 17272388.9941 | 17272388.9941 | 1478867.319 | 7790676.6675 | 0 | 78801802.6623 | 105343735.643 | 42169.6503 | 15.5584 | 5064.9146 | 6770.8733 | 103.2551 | 138.0334
1 | 4800 | 707 | 0.03 | 15 | 15 | 7 | 5.6234e-11 | 5spot_SharedNeighbor | Water | Porous | Wet | R245fa | MinimizeLCOE_Brownfield | IgnoreSilica | 2019 | 126.5601 | 42.9976 | 4.2319 | 4 | 4833.6092 | 6401.5814 | 98.5397 | 130.5049 | 152.2001 | 0 | 242.9061 | 6521888.9406 | 325560.9172 | 6754844.7237 | 6178138.995 | 0 | 749765.4637 | 0 | 8006777.6257 | 20831992.9662 | 14218263.2541 | 63587232.8863 | 961560.8286 | 17272388.9941 | 17272388.9941 | 1478867.319 | 7790676.6675 | 0 | 81821182.7091 | 108363115.6898 | 56234.1325 | 16.9276 | 4833.6092 | 6401.5814 | 98.5397 | 130.5049
1 | 4800 | 707 | 0.03 | 15 | 15 | 7 | 7.4989e-11 | 5spot_SharedNeighbor | Water | Porous | Wet | R245fa | MinimizeLCOE_Brownfield | IgnoreSilica | 2019 | 133.6707 | 45.2547 | 4.524 | 4 | 4657.5274 | 6124.257 | 94.95 | 124.8513 | 151.9303 | 0 | 235.5799 | 6755074.28 | 336222.1304 | 7038447.5782 | 6501635.1988 | 0 | 693528.6356 | 0 | 8316714.051 | 21638383.968 | 14768641.6825 | 66048647.5244 | 961560.8286 | 17272388.9941 | 17272388.9941 | 1478867.319 | 7790676.6675 | 0 | 84282597.3472 | 110824530.3278 | 74989.4209 | 18.096 | 4657.5274 | 6124.257 | 94.95 | 124.8513
1 | 4800 | 707 | 0.03 | 15 | 15 | 7 | 1e-10 | 5spot_SharedNeighbor | Water | Porous | Wet | R245fa | MinimizeLCOE_Brownfield | IgnoreSilica | 2019 | 141.7339 | 47.8143 | 4.8211 | 4 | 4521.1284 | 5897.4751 | 92.1693 | 120.228 | 151.6425 | 0 | 259.8892 | 7016234.5874 | 348224.5583 | 7356561.7672 | 6876607.5825 | 0 | 665002.9789 | 0 | 8682426.275 | 22589892.157 | 15418065.573 | 68953015.4794 | 961560.8286 | 17272388.9941 | 17272388.9941 | 1478867.319 | 7790676.6675 | 0 | 87186965.3021 | 113728898.2828 | 100000 | 19.2843 | 4521.1284 | 5897.4751 | 92.1693 | 120.228
1 | 4800 | 707 | 0.03 | 15 | 15 | 7 | 1.3335e-10 | 5spot_SharedNeighbor | Water | Porous | Wet | R245fa | MinimizeLCOE_Brownfield | IgnoreSilica | 2019 | 146.5749 | 49.338 | 5.0257 | 4 | 4417.5839 | 5737.8824 | 90.0584 | 116.9745 | 151.4628 | 0 | 222.7407 | 7169175.1154 | 355191.7044 | 7544413.2751 | 7100557.352 | 0 | 616218.8722 | 0 | 8886366.9644 | 23120503.9969 | 15780219.0568 | 70572646.3372 | 961560.8286 | 17272388.9941 | 17272388.9941 | 1478867.319 | 7790676.6675 | 0 | 88806596.1599 | 115348529.1406 | 133352.1432 | 20.103 | 4417.5839 | 5737.8824 | 90.0584 | 116.9745
1 | 4800 | 707 | 0.03 | 15 | 15 | 7 | 1.7783e-10 | 5spot_SharedNeighbor | Water | Porous | Wet | R245fa | MinimizeLCOE_Brownfield | IgnoreSilica | 2019 | 150.3527 | 50.5191 | 5.1876 | 4 | 4339.1362 | 5618.2301 | 88.4592 | 114.5352 | 151.3177 | 0 | 255.8213 | 7286429.1285 | 360496.1602 | 7689304.5937 | 7274612.8944 | 0 | 572797.5719 | 0 | 9041619.736 | 23524439.8619 | 16055913.5846 | 71805613.5313 | 961560.8286 | 17272388.9941 | 17272388.9941 | 1478867.319 | 7790676.6675 | 0 | 90039563.3541 | 116581496.3347 | 177827.941 | 20.7506 | 4339.1362 | 5618.2301 | 88.4592 | 114.5352
1 | 4800 | 707 | 0.03 | 15 | 15 | 7 | 2.3714e-10 | 5spot_SharedNeighbor | Water | Porous | Wet | R245fa | MinimizeLCOE_Brownfield | IgnoreSilica | 2019 | 153.2567 | 51.4223 | 5.3137 | 4 | 4279.7962 | 5528.5411 | 87.2494 | 112.7068 | 151.2033 | 0 | 244.4232 | 7375333.6793 | 364495.875 | 7799683.3985 | 7407984.7857 | 0 | 535446.136 | 0 | 9158348.111 | 23828143.1494 | 16263197.3188 | 72732632.4537 | 961560.8286 | 17272388.9941 | 17272388.9941 | 1478867.319 | 7790676.6675 | 0 | 90966582.2765 | 117508515.2572 | 237137.3706 | 21.2549 | 4279.7962 | 5528.5411 | 87.2494 | 112.7068
1 | 4800 | 707 | 0.03 | 15 | 15 | 7 | 3.1623e-10 | 5spot_SharedNeighbor | Water | Porous | Wet | R245fa | MinimizeLCOE_Brownfield | IgnoreSilica | 2019 | 155.4493 | 52.1015 | 5.4104 | 4 | 4234.9722 | 5461.4023 | 86.3356 | 111.3381 | 151.1153 | 0 | 237.3654 | 7441759.1694 | 367471.4211 | 7882451.8192 | 7508436.3462 | 0 | 504013.1439 | 0 | 9244611.4409 | 24052582.6387 | 16416381.8821 | 73417707.8615 | 961560.8286 | 17272388.9941 | 17272388.9941 | 1478867.319 | 7790676.6675 | 0 | 91651657.6843 | 118193590.6649 | 316227.766 | 21.6416 | 4234.9722 | 5461.4023 | 86.3356 | 111.3381
1 | 4800 | 707 | 0.03 | 15 | 15 | 7 | 4.217e-10 | 5spot_SharedNeighbor | Water | Porous | Wet | R245fa | MinimizeLCOE_Brownfield | IgnoreSilica | 2019 | 157.1077 | 52.6136 | 5.4843 | 4 | 4201.155 | 5411.0657 | 85.6462 | 110.3119 | 151.0478 | 0 | 252.306 | 7491602.8968 | 369696.8058 | 7944729.1542 | 7584269.2702 | 0 | 478335.6152 | 0 | 9308767.1594 | 24219502.6582 | 16530308.2252 | 73927211.7849 | 961560.8286 | 17272388.9941 | 17272388.9941 | 1478867.319 | 7790676.6675 | 0 | 92161161.6077 | 118703094.5884 | 421696.5034 | 21.9371 | 4201.155 | 5411.0657 | 85.6462 | 110.3119
1 | 4800 | 707 | 0.03 | 15 | 15 | 7 | 5.6234e-10 | 5spot_SharedNeighbor | Water | Porous | Wet | R245fa | MinimizeLCOE_Brownfield | IgnoreSilica | 2019 | 158.2844 | 52.9761 | 5.5387 | 4 | 4175.6697 | 5373.6877 | 85.1267 | 109.5499 | 150.9994 | 0 | 281.2823 | 7526762.2921 | 371262.7161 | 7988748.0074 | 7638012.8487 | 0 | 456934.4092 | 0 | 9352870.9066 | 24334251.5614 | 16608626.7095 | 74277469.451 | 961560.8286 | 17272388.9941 | 17272388.9941 | 1478867.319 | 7790676.6675 | 0 | 92511419.2738 | 119053352.2545 | 562341.3252 | 22.1549 | 4175.6697 | 5373.6877 | 85.1267 | 109.5499
1 | 4800 | 707 | 0.03 | 15 | 15 | 7 | 7.4989e-10 | 5spot_SharedNeighbor | Water | Porous | Wet | R245fa | MinimizeLCOE_Brownfield | IgnoreSilica | 2019 | 159.2077 | 53.2608 | 5.581 | 4 | 4156.4878 | 5345.4226 | 84.7356 | 108.9737 | 150.9612 | 0 | 246.9154 | 7554401.1759 | 372500.9282 | 8023260.4981 | 7681009.983 | 0 | 440483.4234 | 0 | 9387945.8434 | 24425509.352 | 16670912.0268 | 74556023.2309 | 961560.8286 | 17272388.9941 | 17272388.9941 | 1478867.319 | 7790676.6675 | 0 | 92789973.0536 | 119331906.0343 | 749894.2093 | 22.3241 | 4156.4878 | 5345.4226 | 84.7356 | 108.9737
1 | 4800 | 707 | 0.03 | 15 | 15 | 7 | 1e-09 | 5spot_SharedNeighbor | Water | Porous | Wet | R245fa | MinimizeLCOE_Brownfield | IgnoreSilica | 2019 | 159.8922 | 53.4716 | 5.6128 | 4 | 4142.0577 | 5324.2684 | 84.4414 | 108.5424 | 150.9327 | 0 | 255.4938 | 7574826.564 | 373414.7753 | 8048793.5891 | 7712873.6567 | 0 | 427544.2173 | 0 | 9413606.5929 | 24492273.3585 | 16716479.8331 | 74759812.5868 | 961560.8286 | 17272388.9941 | 17272388.9941 | 1478867.319 | 7790676.6675 | 0 | 92993762.4096 | 119535695.3903 | 1000000 | 22.4511 | 4142.0577 | 5324.2684 | 84.4414 | 108.5424
1 | 4800 | 707 | 0.03 | 15 | 15 | 7 | 1.3335e-09 | 5spot_SharedNeighbor | Water | Porous | Wet | R245fa | MinimizeLCOE_Brownfield | IgnoreSilica | 2019 | 160.4038 | 53.629 | 5.6366 | 4 | 4131.2093 | 5308.413 | 84.2203 | 108.2192 | 150.9113 | 0 | 281.4214 | 7590053.2955 | 374095.3647 | 8067843.5434 | 7736676.4121 | 0 | 417514.7624 | 0 | 9432611.5175 | 24541720.2737 | 16750228.3688 | 74910743.5381 | 961560.8286 | 17272388.9941 | 17272388.9941 | 1478867.319 | 7790676.6675 | 0 | 93144693.3608 | 119686626.3415 | 1333521.4322 | 22.5466 | 4131.2093 | 5308.413 | 84.2203 | 108.2192
1 | 4800 | 707 | 0.03 | 15 | 15 | 7 | 1.7783e-09 | 5spot_SharedNeighbor | Water | Porous | Wet | R245fa | MinimizeLCOE_Brownfield | IgnoreSilica | 2019 | 160.7935 | 53.7488 | 5.6548 | 4 | 4123.058 | 5296.4919 | 84.0541 | 107.9762 | 150.895 | 0 | 247.232 | 7601632.5987 | 374612.5552 | 8082338.9722 | 7754805.099 | 0 | 409881.6539 | 0 | 9447075.6428 | 24579352.961 | 16775913.4511 | 75025612.9339 | 961560.8286 | 17272388.9941 | 17272388.9941 | 1478867.319 | 7790676.6675 | 0 | 93259562.7567 | 119801495.7373 | 1778279.41 | 22.619 | 4123.058 | 5296.4919 | 84.0541 | 107.9762
1 | 4800 | 707 | 0.03 | 15 | 15 | 7 | 2.3714e-09 | 5spot_SharedNeighbor | Water | Porous | Wet | R245fa | MinimizeLCOE_Brownfield | IgnoreSilica | 2019 | 161.0714 | 53.8341 | 5.668 | 4 | 4116.9359 | 5287.6218 | 83.9293 | 107.7953 | 150.8833 | 0 | 238.44 | 7609875.7112 | 374980.5075 | 8092663.107 | 7767726.3665 | 0 | 403891.9071 | 0 | 9457163.6637 | 24605599.922 | 16793827.5413 | 75105728.7263 | 961560.8286 | 17272388.9941 | 17272388.9941 | 1478867.319 | 7790676.6675 | 0 | 93339678.5491 | 119881611.5297 | 2371373.7057 | 22.6721 | 4116.9359 | 5287.6218 | 83.9293 | 107.7953
1 | 4800 | 707 | 0.03 | 15 | 15 | 7 | 3.1623e-09 | 5spot_SharedNeighbor | Water | Porous | Wet | R245fa | MinimizeLCOE_Brownfield | IgnoreSilica | 2019 | 161.2929 | 53.9021 | 5.6783 | 4 | 4112.3396 | 5280.9048 | 83.8356 | 107.6584 | 150.874 | 0 | 268.3172 | 7616442.1333 | 375273.521 | 8100889.6868 | 7778027.3255 | 0 | 399486.7556 | 0 | 9465346.5747 | 24626890.1778 | 16808358.5783 | 75170714.7531 | 961560.8286 | 17272388.9941 | 17272388.9941 | 1478867.319 | 7790676.6675 | 0 | 93404664.5759 | 119946597.5566 | 3162277.6602 | 22.7133 | 4112.3396 | 5280.9048 | 83.8356 | 107.6584
1 | 4800 | 707 | 0.03 | 15 | 15 | 7 | 4.217e-09 | 5spot_SharedNeighbor | Water | Porous | Wet | R245fa | MinimizeLCOE_Brownfield | IgnoreSilica | 2019 | 161.4392 | 53.9471 | 5.6856 | 4 | 4108.8897 | 5275.9637 | 83.7653 | 107.5577 | 150.8678 | 0 | 251.0836 | 7620775.3601 | 375466.7889 | 8106320.3573 | 7784830.5843 | 0 | 395927.2217 | 0 | 9470494.9218 | 24640285.1208 | 16817500.9022 | 75211601.2569 | 961560.8286 | 17272388.9941 | 17272388.9941 | 1478867.319 | 7790676.6675 | 0 | 93445551.0797 | 119987484.0604 | 4216965.0343 | 22.7423 | 4108.8897 | 5275.9637 | 83.7653 | 107.5577
1 | 4800 | 707 | 0.03 | 15 | 15 | 7 | 5.6234e-09 | 5spot_SharedNeighbor | Water | Porous | Wet | R245fa | MinimizeLCOE_Brownfield | IgnoreSilica | 2019 | 161.5707 | 53.9874 | 5.6915 | 4 | 4106.3008 | 5272.1519 | 83.7125 | 107.4799 | 150.8623 | 0 | 253.8851 | 7624668.9698 | 375640.4536 | 8111200.3317 | 7790944.9519 | 0 | 393481.7657 | 0 | 9475415.2244 | 24653086.7389 | 16826238.2696 | 75250676.7055 | 961560.8286 | 17272388.9941 | 17272388.9941 | 1478867.319 | 7790676.6675 | 0 | 93484626.5283 | 120026559.509 | 5623413.2519 | 22.7661 | 4106.3008 | 5272.1519 | 83.7125 | 107.4799
1 | 4800 | 707 | 0.03 | 15 | 15 | 7 | 7.4989e-09 | 5spot_SharedNeighbor | Water | Porous | Wet | R245fa | MinimizeLCOE_Brownfield | IgnoreSilica | 2019 | 161.6561 | 54.0136 | 5.6957 | 4 | 4104.3584 | 5269.3577 | 83.6729 | 107.423 | 150.8587 | 0 | 255.1324 | 7627195.0169 | 375753.0791 | 8114367.107 | 7794914.0509 | 0 | 391488.4039 | 0 | 9478449.8866 | 24660982.3074 | 16831627.1573 | 75274777.0092 | 961560.8286 | 17272388.9941 | 17272388.9941 | 1478867.319 | 7790676.6675 | 0 | 93508726.8319 | 120050659.8126 | 7498942.0933 | 22.7828 | 4104.3584 | 5269.3577 | 83.6729 | 107.423
1 | 4800 | 707 | 0.03 | 15 | 15 | 7 | 1e-08 | 5spot_SharedNeighbor | Water | Porous | Wet | R245fa | MinimizeLCOE_Brownfield | IgnoreSilica | 2019 | 161.7144 | 54.0315 | 5.6987 | 4 | 4102.9012 | 5267.2897 | 83.6432 | 107.3808 | 150.8562 | 0 | 266.6456 | 7628920.3917 | 375829.9857 | 8116530.5014 | 7797626.1556 | 0 | 389923.4723 | 0 | 9480443.8977 | 24666170.3153 | 16835168.0793 | 75290612.799 | 961560.8286 | 17272388.9941 | 17272388.9941 | 1478867.319 | 7790676.6675 | 0 | 93524562.6218 | 120066495.6024 | 10000000 | 22.7947 | 4102.9012 | 5267.2897 | 83.6432 | 107.3808
1 | 4900 | 707 | 0.03 | 15 | 15 | 7 | 1e-13 | 5spot_SharedNeighbor | Water | Porous | Wet | R245fa | MinimizeLCOE_Brownfield | IgnoreSilica | 2019 | 0 | 0 | 0 | 0 |  |  |  |  | 15 |  | 25.9286 | [19 empty] | 100 | 0
1 | 4900 | 707 | 0.03 | 15 | 15 | 7 | 1.3335e-13 | 5spot_SharedNeighbor | Water | Porous | Wet | R245fa | MinimizeLCOE_Brownfield | IgnoreSilica | 2019 | 0 | 0 | 0 | 0 |  |  |  |  | 15 |  | 25.7554 | [19 empty] | 133.3521 | 0
1 | 4900 | 707 | 0.03 | 15 | 15 | 7 | 1.7783e-13 | 5spot_SharedNeighbor | Water | Porous | Wet | R245fa | MinimizeLCOE_Brownfield | IgnoreSilica | 2019 | 1.0887 | 0.19302 | 0.0036292 | 4 | 1362740.8247 | 3238105.8822 | 27781.315 | 66013.1683 | 106.17 | 0 | 58.6584 | 116743.7637 | 4242.6327 | 92271.9785 | 61681.071 | 0 | 67713.0323 | 0 | 133634.4665 | 347689.4696 | 237305.2073 | 1061281.6214 | 961560.8286 | 17759797.8658 | 17759797.8658 | 1478867.319 | 7985640.2162 | 0 | 19782640.3159 | 47006945.7169 | 177.8279 | 0.014517 | 1362740.8247 | 3238105.8822 | 27781.315 | 66013.1683
1 | 4900 | 707 | 0.03 | 15 | 15 | 7 | 2.3714e-13 | 5spot_SharedNeighbor | Water | Porous | Wet | R245fa | MinimizeLCOE_Brownfield | IgnoreSilica | 2019 | 1.4176 | 0.29159 | 0.010481 | 4 | 479913.6301 | 1129292.6263 | 9783.6885 | 23022.1577 | 115.4239 | 0 | 60.7662 | 164183.0743 | 6376.7971 | 127498.2325 | 76565.0536 | 0 | 76856.9712 | 0 | 176077.2502 | 458116.8866 | 312674.1885 | 1398348.4541 | 961560.8286 | 17759797.8658 | 17759797.8658 | 1478867.319 | 7985640.2162 | 0 | 20119707.1485 | 47344012.5496 | 237.1374 | 0.041924 | 479913.6301 | 1129292.6263 | 9783.6885 | 23022.1577
1 | 4900 | 707 | 0.03 | 15 | 15 | 7 | 3.1623e-13 | 5spot_SharedNeighbor | Water | Porous | Wet | R245fa | MinimizeLCOE_Brownfield | IgnoreSilica | 2019 | 1.8459 | 0.42815 | 0.02111 | 4 | 243327.4708 | 565740.119 | 4960.5596 | 11533.3775 | 123.4527 | 0 | 321.6791 | 223806.1129 | 9208.3363 | 172388.768 | 96601.5453 | 0 | 87242.416 | 0 | 229806.3996 | 597909.112 | 408085.2548 | 1825047.9449 | 961560.8286 | 17759797.8658 | 17759797.8658 | 1478867.319 | 7985640.2162 | 0 | 20546406.6394 | 47770712.0404 | 316.2278 | 0.084439 | 243327.4708 | 565740.119 | 4960.5596 | 11533.3775
1 | 4900 | 707 | 0.03 | 15 | 15 | 7 | 4.217e-13 | 5spot_SharedNeighbor | Water | Porous | Wet | R245fa | MinimizeLCOE_Brownfield | IgnoreSilica | 2019 | 2.4099 | 0.61597 | 0.036796 | 4 | 143269.886 | 328237.3146 | 2920.7504 | 6691.5616 | 130.2934 | 0 | 423.1231 | 298211.5396 | 12891.8871 | 229529.0108 | 123716.9975 | 0 | 99463.4509 | 0 | 297887.0255 | 775040.9354 | 528981.3639 | 2365722.2107 | 961560.8286 | 17759797.8658 | 17759797.8658 | 1478867.319 | 7985640.2162 | 0 | 21087080.9051 | 48311386.3062 | 421.6965 | 0.14718 | 143269.886 | 328237.3146 | 2920.7504 | 6691.5616
1 | 4900 | 707 | 0.03 | 15 | 15 | 7 | 5.6234e-13 | 5spot_SharedNeighbor | Water | Porous | Wet | R245fa | MinimizeLCOE_Brownfield | IgnoreSilica | 2019 | 3.1684 | 0.87577 | 0.059328 | 4 | 91774.1183 | 206493.0836 | 1870.9395 | 4209.6408 | 136.0676 | 0 | 554.8819 | 391459.9861 | 17645.1253 | 302983.9973 | 160516.9071 | 0 | 114667.1917 | 0 | 385036.5509 | 1001786.1237 | 683739.6141 | 3057835.4963 | 961560.8286 | 17759797.8658 | 17759797.8658 | 1478867.319 | 7985640.2162 | 0 | 21779194.1907 | 49003499.5918 | 562.3413 | 0.23731 | 91774.1183 | 206493.0836 | 1870.9395 | 4209.6408
1 | 4900 | 707 | 0.03 | 15 | 15 | 7 | 7.4989e-13 | 5spot_SharedNeighbor | Water | Porous | Wet | R245fa | MinimizeLCOE_Brownfield | IgnoreSilica | 2019 | 4.1775 | 1.2289 | 0.090915 | 4 | 62297.7347 | 137160.0702 | 1270.0236 | 2796.1936 | 140.7638 | 0 | 71.6346 | 506539.6974 | 23641.2152 | 396038.9687 | 210746.6362 | 0 | 133102.5602 | 0 | 495326.9403 | 1288739.0932 | 879590.912 | 3933726.0232 | 961560.8286 | 17759797.8658 | 17759797.8658 | 1478867.319 | 7985640.2162 | 0 | 22655084.7176 | 49879390.1187 | 749.8942 | 0.36366 | 62297.7347 | 137160.0702 | 1270.0236 | 2796.1936
1 | 4900 | 707 | 0.03 | 15 | 15 | 7 | 1e-12 | 5spot_SharedNeighbor | Water | Porous | Wet | R245fa | MinimizeLCOE_Brownfield | IgnoreSilica | 2019 | 5.5005 | 1.6974 | 0.13379 | 4 | 44354.8219 | 95224.7608 | 904.233 | 1941.2855 | 144.4634 | 0 | 83.1517 | 645268.9928 | 30957.7808 | 511541.4215 | 277083.3907 | 0 | 154718.9709 | 0 | 631632.5171 | 1643378.2439 | 1121639.4195 | 5016220.7372 | 961560.8286 | 17759797.8658 | 17759797.8658 | 1478867.319 | 7985640.2162 | 0 | 23737579.4317 | 50961884.8327 | 1000 | 0.53517 | 44354.8219 | 95224.7608 | 904.233 | 1941.2855
1 | 4900 | 707 | 0.03 | 15 | 15 | 7 | 1.3335e-12 | 5spot_SharedNeighbor | Water | Porous | Wet | R245fa | MinimizeLCOE_Brownfield | IgnoreSilica | 2019 | 7.2689 | 2.3252 | 0.19153 | 4 | 32754.0121 | 68289.4448 | 667.7348 | 1392.1727 | 147.3324 | 0 | 99.2806 | 814190.5863 | 39889.5265 | 656782.8918 | 365026.37 | 0 | 181434.1213 | 0 | 802356.1635 | 2087566.1514 | 1424806.7935 | 6372052.6045 | 961560.8286 | 17759797.8658 | 17759797.8658 | 1478867.319 | 7985640.2162 | 0 | 25093411.2989 | 52317716.7 | 1333.5214 | 0.76612 | 32754.0121 | 68289.4448 | 667.7348 | 1392.1727
1 | 4900 | 707 | 0.03 | 15 | 15 | 7 | 1.7783e-12 | 5spot_SharedNeighbor | Water | Porous | Wet | R245fa | MinimizeLCOE_Brownfield | IgnoreSilica | 2019 | 9.6273 | 3.1729 | 0.27059 | 4 | 24772.7349 | 49925.0375 | 505.0257 | 1017.7894 | 149.7198 | 0 | 90.3148 | 1022838.419 | 51003.161 | 840861.4019 | 483992.8466 | 0 | 213977.1499 | 0 | 1018942.4616 | 2651079.2712 | 1809416.0768 | 8092110.7879 | 961560.8286 | 17759797.8658 | 17759797.8658 | 1478867.319 | 7985640.2162 | 0 | 26813469.4824 | 54037774.8835 | 1778.2794 | 1.0824 | 24772.7349 | 49925.0375 | 505.0257 | 1017.7894
1 | 4900 | 707 | 0.03 | 15 | 15 | 7 | 2.3714e-12 | 5spot_SharedNeighbor | Water | Porous | Wet | R245fa | MinimizeLCOE_Brownfield | IgnoreSilica | 2019 | 12.7548 | 4.2951 | 0.3753 | 4 | 19284.5286 | 37419.5288 | 393.1412 | 762.8477 | 151.4963 | 0 | 88.5527 | 1274505.215 | 64341.6368 | 1070164.395 | 640028.7246 | 0 | 253441.1954 | 0 | 1287967.655 | 3351027.6399 | 2287145.221 | 10228621.6827 | 961560.8286 | 17759797.8658 | 17759797.8658 | 1478867.319 | 7985640.2162 | 0 | 28949980.3771 | 56174285.7782 | 2371.3737 | 1.5012 | 19284.5286 | 37419.5288 | 393.1412 | 762.8477
1 | 4900 | 707 | 0.03 | 15 | 15 | 7 | 3.1623e-12 | 5spot_SharedNeighbor | Water | Porous | Wet | R245fa | MinimizeLCOE_Brownfield | IgnoreSilica | 2019 | 16.9205 | 5.7992 | 0.51668 | 4 | 15324.346 | 28496.9367 | 312.4075 | 580.9486 | 152.8627 | 0 | 100.9238 | 1584243.5982 | 80822.8425 | 1359361.5918 | 854760.3547 | 0 | 301955.5291 | 0 | 1630646.1274 | 4242606.7319 | 2895666.2714 | 12950063.047 | 961560.8286 | 17759797.8658 | 17759797.8658 | 1478867.319 | 7985640.2162 | 0 | 31671421.7414 | 58895727.1425 | 3162.2777 | 2.0667 | 15324.346 | 28496.9367 | 312.4075 | 580.9486
1 | 4900 | 707 | 0.03 | 15 | 15 | 7 | 4.217e-12 | 5spot_SharedNeighbor | Water | Porous | Wet | R245fa | MinimizeLCOE_Brownfield | IgnoreSilica | 2019 | 22.4453 | 7.7923 | 0.70384 | 4 | 12456.2432 | 22126.0957 | 253.9374 | 451.0704 | 153.9054 | 0 | 97.2142 | 1959706.5293 | 100676.6623 | 1720542.6498 | 1136250.5245 | 0 | 360949.4161 | 0 | 2058469.055 | 5355714.231 | 3655385.0116 | 16347694.0795 | 961560.8286 | 17759797.8658 | 17759797.8658 | 1478867.319 | 7985640.2162 | 0 | 35069052.774 | 62293358.175 | 4216.965 | 2.8154 | 12456.2432 | 22126.0957 | 253.9374 | 451.0704
1 | 4900 | 707 | 0.03 | 15 | 15 | 7 | 5.6234e-12 | 5spot_SharedNeighbor | Water | Porous | Wet | R245fa | MinimizeLCOE_Brownfield | IgnoreSilica | 2019 | 29.7199 | 10.4175 | 0.95051 | 4 | 10337.5339 | 17498.0176 | 210.7446 | 356.7208 | 154.6959 | 0 | 97.1544 | 2413440.1673 | 124550.5545 | 2169277.7513 | 1505970.2067 | 0 | 432054.082 | 0 | 2591664.1771 | 6742978.5654 | 4602221.4252 | 20582156.9296 | 961560.8286 | 17759797.8658 | 17759797.8658 | 1478867.319 | 7985640.2162 | 0 | 39303515.624 | 66527821.0251 | 5623.4133 | 3.802 | 10337.5339 | 17498.0176 | 210.7446 | 356.7208
1 | 4900 | 707 | 0.03 | 15 | 15 | 7 | 7.4989e-12 | 5spot_SharedNeighbor | Water | Porous | Wet | R245fa | MinimizeLCOE_Brownfield | IgnoreSilica | 2019 | 39.2595 | 13.8597 | 1.2735 | 4 | 8749.1152 | 14093.3362 | 178.3625 | 287.3117 | 155.2946 | 0 | 92.9158 | 2960305.8099 | 153171.9358 | 2724844.1558 | 1989142.1519 | 0 | 517998.8731 | 0 | 3254730.5414 | 8468141.2316 | 5779680.3935 | 25848015.093 | 961560.8286 | 17759797.8658 | 17759797.8658 | 1478867.319 | 7985640.2162 | 0 | 44569373.7874 | 71793679.1885 | 7498.9421 | 5.0942 | 8749.1152 | 14093.3362 | 178.3625 | 287.3117
1 | 4900 | 707 | 0.03 | 15 | 15 | 7 | 1e-11 | 5spot_SharedNeighbor | Water | Porous | Wet | R245fa | MinimizeLCOE_Brownfield | IgnoreSilica | 2019 | 51.5757 | 18.3002 | 1.6896 | 4 | 7550.5604 | 11578.8868 | 153.9284 | 236.0513 | 155.7303 | 0 | 124.8471 | 3610097.7564 | 186985.7505 | 3402406.506 | 2611039.8288 | 0 | 620314.1812 | 0 | 4068029.1689 | 10584177.4301 | 7223918.5791 | 32306969.2011 | 961560.8286 | 17759797.8658 | 17759797.8658 | 1478867.319 | 7985640.2162 | 0 | 51028327.8956 | 78252633.2966 | 10000 | 6.7582 | 7550.5604 | 11578.8868 | 153.9284 | 236.0513
1 | 4900 | 707 | 0.03 | 15 | 15 | 7 | 1.3335e-11 | 5spot_SharedNeighbor | Water | Porous | Wet | R245fa | MinimizeLCOE_Brownfield | IgnoreSilica | 2019 | 67.14 | 23.891 | 2.2105 | 4 | 6649.4702 | 9728.4779 | 135.5584 | 198.3282 | 155.9759 | 0 | 101.0105 | 4365208.1997 | 225973.1371 | 4210598.593 | 3395778.5304 | 0 | 740566.0461 | 0 | 5045868.5574 | 13128314.9365 | 8960344.704 | 40072652.7041 | 961560.8286 | 17759797.8658 | 17759797.8658 | 1478867.319 | 7985640.2162 | 0 | 58794011.3986 | 86018316.7996 | 13335.2143 | 8.8419 | 6649.4702 | 9728.4779 | 135.5584 | 198.3282
1 | 4900 | 707 | 0.03 | 15 | 15 | 7 | 1.7783e-11 | 5spot_SharedNeighbor | Water | Porous | Wet | R245fa | MinimizeLCOE_Brownfield | IgnoreSilica | 2019 | 86.1506 | 30.6427 | 2.8305 | 4 | 5987.8022 | 8392.353 | 122.0694 | 171.0895 | 155.9396 | 0 | 119.851 | 5207958.6477 | 268871.2016 | 5138400.7934 | 4349696.6007 | 0 | 878945.7929 | 0 | 6179110.4841 | 16076777.9699 | 10972731.3092 | 49072492.7994 | 961560.8286 | 17759797.8658 | 17759797.8658 | 1478867.319 | 7985640.2162 | 0 | 67793851.4939 | 95018156.895 | 17782.7941 | 11.322 | 5987.8022 | 8392.353 | 122.0694 | 171.0895
1 | 4900 | 707 | 0.03 | 15 | 15 | 7 | 2.3714e-11 | 5spot_SharedNeighbor | Water | Porous | Wet | R245fa | MinimizeLCOE_Brownfield | IgnoreSilica | 2019 | 100.6398 | 35.6997 | 3.3629 | 4 | 5509.9388 | 7533.7805 | 112.3276 | 153.5863 | 155.7076 | 0 | 144.9976 | 5799771.807 | 298430.8656 | 5807109.3665 | 5071465.9336 | 0 | 909135.9442 | 0 | 6975506.4276 | 18148836.8514 | 12386954.0724 | 55397211.2683 | 961560.8286 | 17759797.8658 | 17759797.8658 | 1478867.319 | 7985640.2162 | 0 | 74118569.9628 | 101342875.3638 | 23713.7371 | 13.4518 | 5509.9388 | 7533.7805 | 112.3276 | 153.5863
1 | 4900 | 707 | 0.03 | 15 | 15 | 7 | 3.1623e-11 | 5spot_SharedNeighbor | Water | Porous | Wet | R245fa | MinimizeLCOE_Brownfield | IgnoreSilica | 2019 | 111.589 | 39.4572 | 3.8167 | 4 | 5145.5605 | 6928.802 | 104.8992 | 141.253 | 155.4324 | 0 | 198.2191 | 6220801.4406 | 319092.6161 | 6292203.6095 | 5613160.667 | 0 | 873352.1057 | 0 | 7534258.0711 | 19602594.0123 | 13379173.2064 | 59834635.7286 | 961560.8286 | 17759797.8658 | 17759797.8658 | 1478867.319 | 7985640.2162 | 0 | 78555994.4231 | 105780299.8241 | 31622.7766 | 15.2668 | 5145.5605 | 6928.802 | 104.8992 | 141.253
1 | 4900 | 707 | 0.03 | 15 | 15 | 7 | 4.217e-11 | 5spot_SharedNeighbor | Water | Porous | Wet | R245fa | MinimizeLCOE_Brownfield | IgnoreSilica | 2019 | 121.2935 | 42.7361 | 4.2284 | 4 | 4867.1994 | 6476.8043 | 99.2244 | 132.0384 | 155.1257 | 0 | 205.1425 | 6576382.5112 | 336262.5956 | 6708422.3367 | 6090344.218 | 0 | 823162.7853 | 0 | 8008484.0343 | 20836432.6912 | 14221293.4576 | 63600784.6299 | 961560.8286 | 17759797.8658 | 17759797.8658 | 1478867.319 | 7985640.2162 | 0 | 82322143.3243 | 109546448.7254 | 42169.6503 | 16.9137 | 4867.1994 | 6476.8043 | 99.2244 | 132.0384
1 | 4900 | 707 | 0.03 | 15 | 15 | 7 | 5.6234e-11 | 5spot_SharedNeighbor | Water | Porous | Wet | R245fa | MinimizeLCOE_Brownfield | IgnoreSilica | 2019 | 129.4862 | 45.4592 | 4.584 | 4 | 4655.0714 | 6139.8172 | 94.8999 | 125.1685 | 154.8251 | 0 | 208.9959 | 6863505.0356 | 349883.6785 | 7049616.0254 | 6487174.9032 | 0 | 763734.6225 | 0 | 8390426.5634 | 21830168.8048 | 14899538.7744 | 66634048.4077 | 961560.8286 | 17759797.8658 | 17759797.8658 | 1478867.319 | 7985640.2162 | 0 | 85355407.1022 | 112579712.5033 | 56234.1325 | 18.336 | 4655.0714 | 6139.8172 | 94.8999 | 125.1685
1 | 4900 | 707 | 0.03 | 15 | 15 | 7 | 7.4989e-11 | 5spot_SharedNeighbor | Water | Porous | Wet | R245fa | MinimizeLCOE_Brownfield | IgnoreSilica | 2019 | 138.4897 | 48.4161 | 4.9361 | 4 | 4492.6031 | 5871.434 | 91.5878 | 119.6971 | 154.4797 | 0 | 227.2496 | 7168019.4016 | 364142.8233 | 7415821.0398 | 6917585.4559 | 0 | 729536.5217 | 0 | 8812091.0445 | 22927253.2893 | 15648321.4779 | 69982771.0541 | 961560.8286 | 17759797.8658 | 17759797.8658 | 1478867.319 | 7985640.2162 | 0 | 88704129.7485 | 115928435.1496 | 74989.4209 | 19.7445 | 4492.6031 | 5871.434 | 91.5878 | 119.6971
1 | 4900 | 707 | 0.03 | 15 | 15 | 7 | 1e-10 | 5spot_SharedNeighbor | Water | Porous | Wet | R245fa | MinimizeLCOE_Brownfield | IgnoreSilica | 2019 | 144.4406 | 50.3597 | 5.1968 | 4 | 4367.5533 | 5677.214 | 89.0385 | 115.7377 | 154.2564 | 0 | 247.1928 | 7364815.1244 | 373306.5492 | 7654175.3394 | 7201121.64 | 0 | 675023.125 | 0 | 9074692.2934 | 23610487.8721 | 16114643.1197 | 72068265.0633 | 961560.8286 | 17759797.8658 | 17759797.8658 | 1478867.319 | 7985640.2162 | 0 | 90789623.7578 | 118013929.1588 | 100000 | 20.7873 | 4367.5533 | 5677.214 | 89.0385 | 115.7377
1 | 4900 | 707 | 0.03 | 15 | 15 | 7 | 1.3335e-10 | 5spot_SharedNeighbor | Water | Porous | Wet | R245fa | MinimizeLCOE_Brownfield | IgnoreSilica | 2019 | 149.1151 | 51.874 | 5.4054 | 4 | 4272.62 | 5531.7558 | 87.1031 | 112.7723 | 154.0733 | 0 | 244.9187 | 7516039.2374 | 380285.9264 | 7838710.4799 | 7422722.0521 | 0 | 624201.5705 | 0 | 9274964.1138 | 24131554.0675 | 16470281.5049 | 73658758.9525 | 961560.8286 | 17759797.8658 | 17759797.8658 | 1478867.319 | 7985640.2162 | 0 | 92380117.647 | 119604423.048 | 133352.1432 | 21.6214 | 4272.62 | 5531.7558 | 87.1031 | 112.7723
1 | 4900 | 707 | 0.03 | 15 | 15 | 7 | 1.7783e-10 | 5spot_SharedNeighbor | Water | Porous | Wet | R245fa | MinimizeLCOE_Brownfield | IgnoreSilica | 2019 | 152.7692 | 53.0497 | 5.5701 | 4 | 4200.683 | 5422.5711 | 85.6366 | 110.5464 | 153.9256 | 0 | 225.7479 | 7632202.7539 | 385608.8557 | 7981299.4885 | 7595091.6289 | 0 | 579489.0105 | 0 | 9427739.7776 | 24529045.0061 | 16741577.2381 | 74872053.7594 | 961560.8286 | 17759797.8658 | 17759797.8658 | 1478867.319 | 7985640.2162 | 0 | 93593412.4538 | 120817717.8549 | 177827.941 | 22.2805 | 4200.683 | 5422.5711 | 85.6366 | 110.5464
1 | 4900 | 707 | 0.03 | 15 | 15 | 7 | 2.3714e-10 | 5spot_SharedNeighbor | Water | Porous | Wet | R245fa | MinimizeLCOE_Brownfield | IgnoreSilica | 2019 | 155.564 | 53.9439 | 5.6979 | 4 | 4146.2588 | 5340.7499 | 84.5271 | 108.8784 | 153.8099 | 0 | 239.1208 | 7719836.8198 | 389601.6137 | 8089364.5322 | 7726364.1693 | 0 | 541125.1635 | 0 | 9541853.9964 | 24825946.7953 | 16944218.81 | 75778311.9004 | 961560.8286 | 17759797.8658 | 17759797.8658 | 1478867.319 | 7985640.2162 | 0 | 94499670.5948 | 121723975.9959 | 237137.3706 | 22.7916 | 4146.2588 | 5340.7499 | 84.5271 | 108.8784
1 | 4900 | 707 | 0.03 | 15 | 15 | 7 | 3.1623e-10 | 5spot_SharedNeighbor | Water | Porous | Wet | R245fa | MinimizeLCOE_Brownfield | IgnoreSilica | 2019 | 157.6756 | 54.6167 | 5.7958 | 4 | 4105.1448 | 5279.4603 | 83.6889 | 107.6289 | 153.721 | 0 | 254.8592 | 7785376.1259 | 392574.3617 | 8170469.9568 | 7825296.5936 | 0 | 509031.6351 | 0 | 9626271.9825 | 25045585.0786 | 17094126.4515 | 76448732.1857 | 961560.8286 | 17759797.8658 | 17759797.8658 | 1478867.319 | 7985640.2162 | 0 | 95170090.8801 | 122394396.2812 | 316227.766 | 23.1831 | 4105.1448 | 5279.4603 | 83.6889 | 107.6289
1 | 4900 | 707 | 0.03 | 15 | 15 | 7 | 4.217e-10 | 5spot_SharedNeighbor | Water | Porous | Wet | R245fa | MinimizeLCOE_Brownfield | IgnoreSilica | 2019 | 159.2466 | 55.1158 | 5.8699 | 4 | 4074.1241 | 5233.6164 | 83.0565 | 106.6943 | 153.654 | 0 | 254.8631 | 7833764.2214 | 394761.631 | 8230511.254 | 7898762.1745 | 0 | 482614.2031 | 0 | 9687761.2588 | 25205567.5622 | 17203317.7838 | 76937060.0889 | 961560.8286 | 17759797.8658 | 17759797.8658 | 1478867.319 | 7985640.2162 | 0 | 95658418.7833 | 122882724.1844 | 421696.5034 | 23.4795 | 4074.1241 | 5233.6164 | 83.0565 | 106.6943
1 | 4900 | 707 | 0.03 | 15 | 15 | 7 | 5.6234e-10 | 5spot_SharedNeighbor | Water | Porous | Wet | R245fa | MinimizeLCOE_Brownfield | IgnoreSilica | 2019 | 160.4381 | 55.4934 | 5.9263 | 4 | 4050.7443 | 5199.1908 | 82.5799 | 105.9925 | 153.6028 | 0 | 271.4751 | 7870252.5097 | 396406.7412 | 8275877.7871 | 7954400.168 | 0 | 461585.9554 | 0 | 9733824.0329 | 25325413.4518 | 17285115.0661 | 77302875.7121 | 961560.8286 | 17759797.8658 | 17759797.8658 | 1478867.319 | 7985640.2162 | 0 | 96024234.4066 | 123248539.8076 | 562341.3252 | 23.7053 | 4050.7443 | 5199.1908 | 82.5799 | 105.9925
1 | 4900 | 707 | 0.03 | 15 | 15 | 7 | 7.4989e-10 | 5spot_SharedNeighbor | Water | Porous | Wet | R245fa | MinimizeLCOE_Brownfield | IgnoreSilica | 2019 | 161.3271 | 55.7747 | 5.9689 | 4 | 4033.1399 | 5173.3993 | 82.221 | 105.4667 | 153.5643 | 0 | 259.8393 | 7897360.6143 | 397626.5111 | 8309633.2335 | 7995870.1864 | 0 | 444930.1994 | 0 | 9767714.0905 | 25413588.4297 | 17345296.3003 | 77572019.5652 | 961560.8286 | 17759797.8658 | 17759797.8658 | 1478867.319 | 7985640.2162 | 0 | 96293378.2597 | 123517683.6607 | 749894.2093 | 23.8755 | 4033.1399 | 5173.3993 | 82.221 | 105.4667
1 | 4900 | 707 | 0.03 | 15 | 15 | 7 | 1e-09 | 5spot_SharedNeighbor | Water | Porous | Wet | R245fa | MinimizeLCOE_Brownfield | IgnoreSilica | 2019 | 161.9728 | 55.9787 | 6.0005 | 4 | 4019.8949 | 5154.1541 | 81.951 | 105.0744 | 153.5361 | 0 | 247.3215 | 7916983.1106 | 398508.1092 | 8334095.6764 | 8025962.1459 | 0 | 431697.1937 | 0 | 9791826.0319 | 25476322.7554 | 17388113.7666 | 77763508.7897 | 961560.8286 | 17759797.8658 | 17759797.8658 | 1478867.319 | 7985640.2162 | 0 | 96484867.4842 | 123709172.8852 | 1000000 | 24.0018 | 4019.8949 | 5154.1541 | 81.951 | 105.0744
1 | 4900 | 707 | 0.03 | 15 | 15 | 7 | 1.3335e-09 | 5spot_SharedNeighbor | Water | Porous | Wet | R245fa | MinimizeLCOE_Brownfield | IgnoreSilica | 2019 | 162.4332 | 56.1241 | 6.0237 | 4 | 4009.937 | 5139.8283 | 81.748 | 104.7824 | 153.516 | 0 | 254.8811 | 7930944.0046 | 399134.6673 | 8351514.3293 | 8047409.1036 | 0 | 421204.7784 | 0 | 9808580.6845 | 25519914.9244 | 17417866.3177 | 77896568.8099 | 961560.8286 | 17759797.8658 | 17759797.8658 | 1478867.319 | 7985640.2162 | 0 | 96617927.5043 | 123842232.9054 | 1333521.4322 | 24.0946 | 4009.937 | 5139.8283 | 81.748 | 104.7824
1 | 4900 | 707 | 0.03 | 15 | 15 | 7 | 1.7783e-09 | 5spot_SharedNeighbor | Water | Porous | Wet | R245fa | MinimizeLCOE_Brownfield | IgnoreSilica | 2019 | 162.8035 | 56.2409 | 6.0417 | 4 | 4002.4556 | 5128.9675 | 81.5955 | 104.5609 | 153.4998 | 0 | 213.6497 | 7942158.3274 | 399637.8178 | 8365511.025 | 8064652.5475 | 0 | 413451.6902 | 0 | 9822310.4491 | 25555636.9555 | 17442247.338 | 78005606.1504 | 961560.8286 | 17759797.8658 | 17759797.8658 | 1478867.319 | 7985640.2162 | 0 | 96726964.8448 | 123951270.2459 | 1778279.41 | 24.1669 | 4002.4556 | 5128.9675 | 81.5955 | 104.5609
1 | 4900 | 707 | 0.03 | 15 | 15 | 7 | 2.3714e-09 | 5spot_SharedNeighbor | Water | Porous | Wet | R245fa | MinimizeLCOE_Brownfield | IgnoreSilica | 2019 | 163.0593 | 56.3216 | 6.0548 | 4 | 3996.8365 | 5120.9216 | 81.4809 | 104.3969 | 153.4886 | 0 | 226.8737 | 7949893.6602 | 399984.6171 | 8375170.7137 | 8076559.5221 | 0 | 407284.6869 | 0 | 9831468.348 | 25579463.93 | 17458509.7377 | 78078335.2157 | 961560.8286 | 17759797.8658 | 17759797.8658 | 1478867.319 | 7985640.2162 | 0 | 96799693.9101 | 124023999.3112 | 2371373.7057 | 24.2191 | 3996.8365 | 5120.9216 | 81.4809 | 104.3969
1 | 4900 | 707 | 0.03 | 15 | 15 | 7 | 3.1623e-09 | 5spot_SharedNeighbor | Water | Porous | Wet | R245fa | MinimizeLCOE_Brownfield | IgnoreSilica | 2019 | 163.2614 | 56.3853 | 6.0648 | 4 | 3992.6177 | 5114.8396 | 81.3949 | 104.2729 | 153.4798 | 0 | 249.4891 | 7955999.4797 | 400258.266 | 8382797.6932 | 8085964.2365 | 0 | 402718.427 | 0 | 9838817.8599 | 25598585.8525 | 17471560.8427 | 78136702.6576 | 961560.8286 | 17759797.8658 | 17759797.8658 | 1478867.319 | 7985640.2162 | 0 | 96858061.3521 | 124082366.7531 | 3162277.6602 | 24.2593 | 3992.6177 | 5114.8396 | 81.3949 | 104.2729
1 | 4900 | 707 | 0.03 | 15 | 15 | 7 | 4.217e-09 | 5spot_SharedNeighbor | Water | Porous | Wet | R245fa | MinimizeLCOE_Brownfield | IgnoreSilica | 2019 | 163.4271 | 56.4375 | 6.0727 | 4 | 3989.451 | 5110.2129 | 81.3304 | 104.1786 | 153.4725 | 0 | 238.1316 | 7961005.7356 | 400482.5905 | 8389052.3628 | 8093678.8426 | 0 | 399423.9461 | 0 | 9845020.9563 | 25614725.0367 | 17482576.1675 | 78185965.6381 | 961560.8286 | 17759797.8658 | 17759797.8658 | 1478867.319 | 7985640.2162 | 0 | 96907324.3325 | 124131629.7336 | 4216965.0343 | 24.2909 | 3989.451 | 5110.2129 | 81.3304 | 104.1786
1 | 4900 | 707 | 0.03 | 15 | 15 | 7 | 5.6234e-09 | 5spot_SharedNeighbor | Water | Porous | Wet | R245fa | MinimizeLCOE_Brownfield | IgnoreSilica | 2019 | 163.5346 | 56.4714 | 6.0782 | 4 | 3987.0747 | 5106.82 | 81.2819 | 104.1094 | 153.4678 | 0 | 237.5658 | 7964247.1101 | 400627.7565 | 8393103.3873 | 8098676.867 | 0 | 396740.0421 | 0 | 9848824.1136 | 25624620.0719 | 17489329.7324 | 78216169.081 | 961560.8286 | 17759797.8658 | 17759797.8658 | 1478867.319 | 7985640.2162 | 0 | 96937527.7754 | 124161833.1765 | 5623413.2519 | 24.3129 | 3987.0747 | 5106.82 | 81.2819 | 104.1094
1 | 4900 | 707 | 0.03 | 15 | 15 | 7 | 7.4989e-09 | 5spot_SharedNeighbor | Water | Porous | Wet | R245fa | MinimizeLCOE_Brownfield | IgnoreSilica | 2019 | 163.6124 | 56.4959 | 6.0823 | 4 | 3985.2917 | 5104.2879 | 81.2456 | 104.0578 | 153.4644 | 0 | 229.7069 | 7966593.2042 | 400732.8011 | 8396036.0035 | 8102295.646 | 0 | 394684.4388 | 0 | 9851533.4165 | 25631669.1224 | 17494140.8542 | 78237685.4867 | 961560.8286 | 17759797.8658 | 17759797.8658 | 1478867.319 | 7985640.2162 | 0 | 96959044.1811 | 124183349.5822 | 7498942.0933 | 24.3292 | 3985.2917 | 5104.2879 | 81.2456 | 104.0578
1 | 4900 | 707 | 0.03 | 15 | 15 | 7 | 1e-08 | 5spot_SharedNeighbor | Water | Porous | Wet | R245fa | MinimizeLCOE_Brownfield | IgnoreSilica | 2019 | 163.6855 | 56.5189 | 6.0857 | 4 | 3983.9542 | 5102.3214 | 81.2183 | 104.0177 | 153.4611 | 0 | 222.4098 | 7968800.0721 | 400831.6376 | 8398794.3267 | 8105699.4575 | 0 | 393307.3034 | 0 | 9854298.7909 | 25638864.0593 | 17499051.5465 | 78259647.1939 | 961560.8286 | 17759797.8658 | 17759797.8658 | 1478867.319 | 7985640.2162 | 0 | 96981005.8883 | 124205311.2894 | 10000000 | 24.3429 | 3983.9542 | 5102.3214 | 81.2183 | 104.0177
1 | 5000 | 707 | 0.03 | 15 | 15 | 7 | 1e-13 | 5spot_SharedNeighbor | Water | Porous | Wet | R245fa | MinimizeLCOE_Brownfield | IgnoreSilica | 2019 | 0 | 0 | 0 | 0 |  |  |  |  | 15 |  | 25.8685 | [19 empty] | 100 | 0
1 | 5000 | 707 | 0.03 | 15 | 15 | 7 | 1.3335e-13 | 5spot_SharedNeighbor | Water | Porous | Wet | R245fa | MinimizeLCOE_Brownfield | IgnoreSilica | 2019 | 0 | 0 | 0 | 0 |  |  |  |  | 15 |  | 24.8478 | [19 empty] | 133.3521 | 0
1 | 5000 | 707 | 0.03 | 15 | 15 | 7 | 1.7783e-13 | 5spot_SharedNeighbor | Water | Porous | Wet | R245fa | MinimizeLCOE_Brownfield | IgnoreSilica | 2019 | 1.1081 | 0.20228 | 0.004591 | 4 | 1105820.942 | 2625904.2892 | 22543.6556 | 53532.6107 | 107.9156 | 0 | 61.1525 | 121931.0739 | 4486.2789 | 95673.3788 | 62899.4742 | 0 | 67812.6884 | 0 | 137593.1287 | 357989.0967 | 244334.9145 | 1092720.0342 | 961560.8286 | 18253066.8284 | 18253066.8284 | 1478867.319 | 8182947.8012 | 0 | 20307347.6912 | 48222229.6398 | 177.8279 | 0.018364 | 1105820.942 | 2625904.2892 | 22543.6556 | 53532.6107
1 | 5000 | 707 | 0.03 | 15 | 15 | 7 | 2.3714e-13 | 5spot_SharedNeighbor | Water | Porous | Wet | R245fa | MinimizeLCOE_Brownfield | IgnoreSilica | 2019 | 1.4371 | 0.3039 | 0.01204 | 4 | 428786.1543 | 1008410.9674 | 8741.3857 | 20557.8215 | 117.2257 | 0 | 62.8957 | 170679.1048 | 6713.6949 | 131614.9703 | 78033.3219 | 0 | 76539.0297 | 0 | 180796.2474 | 470394.7493 | 321054.082 | 1435825.2001 | 961560.8286 | 18253066.8284 | 18253066.8284 | 1478867.319 | 8182947.8012 | 0 | 20650452.8571 | 48565334.8058 | 237.1374 | 0.04816 | 428786.1543 | 1008410.9674 | 8741.3857 | 20557.8215
1 | 5000 | 707 | 0.03 | 15 | 15 | 7 | 3.1623e-13 | 5spot_SharedNeighbor | Water | Porous | Wet | R245fa | MinimizeLCOE_Brownfield | IgnoreSilica | 2019 | 1.8848 | 0.45113 | 0.023791 | 4 | 221788.8311 | 515120.151 | 4521.4653 | 10501.421 | 125.6488 | 0 | 321.8925 | 234670.9092 | 9804.0234 | 179483.3022 | 99229.0568 | 0 | 87647.9524 | 0 | 238225.7451 | 619814.522 | 423036.1472 | 1891911.6582 | 961560.8286 | 18253066.8284 | 18253066.8284 | 1478867.319 | 8182947.8012 | 0 | 21106539.3152 | 49021421.2639 | 316.2278 | 0.095165 | 221788.8311 | 515120.151 | 4521.4653 | 10501.421
1 | 5000 | 707 | 0.03 | 15 | 15 | 7 | 4.217e-13 | 5spot_SharedNeighbor | Water | Porous | Wet | R245fa | MinimizeLCOE_Brownfield | IgnoreSilica | 2019 | 2.4682 | 0.65201 | 0.041098 | 4 | 131875.1924 | 301683.8444 | 2688.4542 | 6150.2332 | 132.6906 | 0 | 422.8642 | 313812.8415 | 13799.516 | 239820.3226 | 127922.9243 | 0 | 100305.5768 | 0 | 310307.8606 | 807357.4005 | 551038.0154 | 2464364.4577 | 961560.8286 | 18253066.8284 | 18253066.8284 | 1478867.319 | 8182947.8012 | 0 | 21678992.1147 | 49593874.0633 | 421.6965 | 0.16439 | 131875.1924 | 301683.8444 | 2688.4542 | 6150.2332
1 | 5000 | 707 | 0.03 | 15 | 15 | 7 | 5.6234e-13 | 5spot_SharedNeighbor | Water | Porous | Wet | R245fa | MinimizeLCOE_Brownfield | IgnoreSilica | 2019 | 3.2462 | 0.92755 | 0.065807 | 4 | 85114.6091 | 191163.0455 | 1735.1764 | 3897.1173 | 138.5643 | 0 | 557.6468 | 412106.475 | 18914.1034 | 316699.6672 | 166507.3337 | 0 | 115682.2255 | 0 | 401664.8239 | 1045049.4789 | 713267.743 | 3189891.8505 | 961560.8286 | 18253066.8284 | 18253066.8284 | 1478867.319 | 8182947.8012 | 0 | 22404519.5075 | 50319401.4562 | 562.3413 | 0.26323 | 85114.6091 | 191163.0455 | 1735.1764 | 3897.1173
1 | 5000 | 707 | 0.03 | 15 | 15 | 7 | 7.4989e-13 | 5spot_SharedNeighbor | Water | Porous | Wet | R245fa | MinimizeLCOE_Brownfield | IgnoreSilica | 2019 | 4.248 | 1.2901 | 0.099661 | 4 | 58427.7848 | 128452.2659 | 1191.1294 | 2618.6732 | 143.2173 | 0 | 81.1138 | 529725.5058 | 25174.678 | 411066.5664 | 217561.8189 | 0 | 132893.76 | 0 | 513404.7084 | 1335773.7374 | 911693.0232 | 4077293.7982 | 961560.8286 | 18253066.8284 | 18253066.8284 | 1478867.319 | 8182947.8012 | 0 | 23291921.4552 | 51206803.4039 | 749.8942 | 0.39864 | 58427.7848 | 128452.2659 | 1191.1294 | 2618.6732
1 | 5000 | 707 | 0.03 | 15 | 15 | 7 | 1e-12 | 5spot_SharedNeighbor | Water | Porous | Wet | R245fa | MinimizeLCOE_Brownfield | IgnoreSilica | 2019 | 5.6099 | 1.7878 | 0.14651 | 4 | 41683.7411 | 89316.0138 | 849.7794 | 1820.8278 | 147.0314 | 0 | 101.4956 | 676391.6359 | 33068.1919 | 532330.4237 | 286607.2447 | 0 | 155067.7341 | 0 | 656551.4398 | 1708212.1691 | 1165889.9057 | 5214118.7449 | 961560.8286 | 18253066.8284 | 18253066.8284 | 1478867.319 | 8182947.8012 | 0 | 24428746.4019 | 52343628.3506 | 1000 | 0.58605 | 41683.7411 | 89316.0138 | 849.7794 | 1820.8278
1 | 5000 | 707 | 0.03 | 15 | 15 | 7 | 1.3335e-12 | 5spot_SharedNeighbor | Water | Porous | Wet | R245fa | MinimizeLCOE_Brownfield | IgnoreSilica | 2019 | 7.4152 | 2.4507 | 0.20952 | 4 | 30841.1561 | 64149.5584 | 628.7387 | 1307.7755 | 149.9451 | 0 | 86.0739 | 854087.3049 | 42681.5433 | 683797.6705 | 378931.7756 | 0 | 181921.8091 | 0 | 835153.8403 | 2172898.979 | 1483048.2018 | 6632521.1245 | 961560.8286 | 18253066.8284 | 18253066.8284 | 1478867.319 | 8182947.8012 | 0 | 25847148.7815 | 53762030.7302 | 1333.5214 | 0.83807 | 30841.1561 | 64149.5584 | 628.7387 | 1307.7755
1 | 5000 | 707 | 0.03 | 15 | 15 | 7 | 1.7783e-12 | 5spot_SharedNeighbor | Water | Porous | Wet | R245fa | MinimizeLCOE_Brownfield | IgnoreSilica | 2019 | 9.8294 | 3.3482 | 0.29594 | 4 | 23357.1152 | 46938.7388 | 476.1664 | 956.9097 | 152.3977 | 0 | 105.8474 | 1074090.1681 | 54672.3014 | 876273.8955 | 503397.7631 | 0 | 214782.0402 | 0 | 1062054.3056 | 2763247.4459 | 1885973.1609 | 8434491.0806 | 961560.8286 | 18253066.8284 | 18253066.8284 | 1478867.319 | 8182947.8012 | 0 | 27649118.7376 | 55564000.6862 | 1778.2794 | 1.1838 | 23357.1152 | 46938.7388 | 476.1664 | 956.9097
1 | 5000 | 707 | 0.03 | 15 | 15 | 7 | 2.3714e-12 | 5spot_SharedNeighbor | Water | Porous | Wet | R245fa | MinimizeLCOE_Brownfield | IgnoreSilica | 2019 | 13.0178 | 4.5358 | 0.41099 | 4 | 18187.9198 | 35168.1773 | 370.7853 | 716.9509 | 154.2029 | 0 | 102.168 | 1340097.0519 | 69180.0864 | 1115750.2198 | 670640.5321 | 0 | 254357.6621 | 0 | 1345509.9654 | 3500740.9279 | 2389327.6163 | 10685604.062 | 961560.8286 | 18253066.8284 | 18253066.8284 | 1478867.319 | 8182947.8012 | 0 | 29900231.719 | 57815113.6676 | 2371.3737 | 1.644 | 18187.9198 | 35168.1773 | 370.7853 | 716.9509
1 | 5000 | 707 | 0.03 | 15 | 15 | 7 | 3.1623e-12 | 5spot_SharedNeighbor | Water | Porous | Wet | R245fa | MinimizeLCOE_Brownfield | IgnoreSilica | 2019 | 17.2495 | 6.1104 | 0.56342 | 4 | 14510.5308 | 26896.7963 | 295.8168 | 548.3276 | 155.5891 | 0 | 112.2863 | 1662128.126 | 86625.8966 | 1414873.0356 | 888692.8202 | 0 | 302410.233 | 0 | 1698344.7434 | 4418744.644 | 3015884.0157 | 13487703.5146 | 961560.8286 | 18253066.8284 | 18253066.8284 | 1478867.319 | 8182947.8012 | 0 | 32702331.1716 | 60617213.1202 | 3162.2777 | 2.2537 | 14510.5308 | 26896.7963 | 295.8168 | 548.3276
1 | 5000 | 707 | 0.03 | 15 | 15 | 7 | 4.217e-12 | 5spot_SharedNeighbor | Water | Porous | Wet | R245fa | MinimizeLCOE_Brownfield | IgnoreSilica | 2019 | 22.8669 | 8.2029 | 0.76617 | 4 | 11819.48 | 20928.0712 | 240.9561 | 426.647 | 156.6496 | 0 | 104.8189 | 2054451.903 | 107806.5322 | 1789518.7658 | 1178500.9995 | 0 | 361119.2666 | 0 | 2141645.0122 | 5572121.0099 | 3803087.0849 | 17008250.5741 | 961560.8286 | 18253066.8284 | 18253066.8284 | 1478867.319 | 8182947.8012 | 0 | 36222878.2311 | 64137760.1798 | 4216.965 | 3.0647 | 11819.48 | 20928.0712 | 240.9561 | 426.647
1 | 5000 | 707 | 0.03 | 15 | 15 | 7 | 5.6234e-12 | 5spot_SharedNeighbor | Water | Porous | Wet | R245fa | MinimizeLCOE_Brownfield | IgnoreSilica | 2019 | 30.2721 | 10.9656 | 1.0343 | 4 | 9821.0284 | 16568.2464 | 200.2149 | 337.7661 | 157.4553 | 0 | 108.0615 | 2530334.8558 | 133424.3637 | 2256059.4621 | 1562921.4169 | 0 | 432210.6554 | 0 | 2696830.794 | 7016600.5298 | 4788974.0383 | 21417356.1159 | 961560.8286 | 18253066.8284 | 18253066.8284 | 1478867.319 | 8182947.8012 | 0 | 40631983.7729 | 68546865.7216 | 5623.4133 | 4.1372 | 9821.0284 | 16568.2464 | 200.2149 | 337.7661
1 | 5000 | 707 | 0.03 | 15 | 15 | 7 | 7.4989e-12 | 5spot_SharedNeighbor | Water | Porous | Wet | R245fa | MinimizeLCOE_Brownfield | IgnoreSilica | 2019 | 39.9757 | 14.588 | 1.3858 | 4 | 8320.6222 | 13356.5929 | 169.6271 | 272.2922 | 158.065 | 0 | 110.0006 | 3104230.3743 | 164183.4244 | 2833620.3473 | 2067326.0554 | 0 | 518143.2258 | 0 | 3388126.3366 | 8815209.7275 | 6016561.7735 | 26907401.2648 | 961560.8286 | 18253066.8284 | 18253066.8284 | 1478867.319 | 8182947.8012 | 0 | 46122028.9218 | 74036910.8705 | 7498.9421 | 5.5431 | 8320.6222 | 13356.5929 | 169.6271 | 272.2922
1 | 5000 | 707 | 0.03 | 15 | 15 | 7 | 1e-11 | 5spot_SharedNeighbor | Water | Porous | Wet | R245fa | MinimizeLCOE_Brownfield | IgnoreSilica | 2019 | 52.4944 | 19.2575 | 1.8381 | 4 | 7188.6608 | 10985.2994 | 146.5506 | 223.9502 | 158.5062 | 0 | 94.1769 | 3785811.2251 | 200512.3598 | 3537498.3598 | 2716971.3685 | 0 | 620501.1947 | 0 | 4235904.8581 | 11020955.5372 | 7522028.6121 | 33640183.5152 | 961560.8286 | 18253066.8284 | 18253066.8284 | 1478867.319 | 8182947.8012 | 0 | 52854811.1723 | 80769693.1209 | 10000 | 7.3525 | 7188.6608 | 10985.2994 | 146.5506 | 223.9502
1 | 5000 | 707 | 0.03 | 15 | 15 | 7 | 1.3335e-11 | 5spot_SharedNeighbor | Water | Porous | Wet | R245fa | MinimizeLCOE_Brownfield | IgnoreSilica | 2019 | 68.2654 | 25.1149 | 2.4024 | 4 | 6339.364 | 9244.3121 | 129.2365 | 188.4578 | 158.7457 | 0 | 94.898 | 4574811.9091 | 242196.4606 | 4374138.3545 | 3532997.9191 | 0 | 740370.6 | 0 | 5251160.9449 | 13662443.6174 | 9324898.504 | 41703018.3097 | 961560.8286 | 18253066.8284 | 18253066.8284 | 1478867.319 | 8182947.8012 | 0 | 60917645.9667 | 88832527.9154 | 13335.2143 | 9.6094 | 6339.364 | 9244.3121 | 129.2365 | 188.4578
1 | 5000 | 707 | 0.03 | 15 | 15 | 7 | 1.7783e-11 | 5spot_SharedNeighbor | Water | Porous | Wet | R245fa | MinimizeLCOE_Brownfield | IgnoreSilica | 2019 | 87.4541 | 32.152 | 3.0699 | 4 | 5717.2468 | 7990.524 | 116.5538 | 162.8976 | 158.6873 | 0 | 129.7259 | 5450481.6771 | 287703.8643 | 5330038.0637 | 4517129.2971 | 0 | 877859.2887 | 0 | 6420652.7544 | 16705221.4101 | 11401656.8704 | 50990743.2258 | 961560.8286 | 18253066.8284 | 18253066.8284 | 1478867.319 | 8182947.8012 | 0 | 70205370.8828 | 98120252.8314 | 17782.7941 | 12.2796 | 5717.2468 | 7990.524 | 116.5538 | 162.8976
1 | 5000 | 707 | 0.03 | 15 | 15 | 7 | 2.3714e-11 | 5spot_SharedNeighbor | Water | Porous | Wet | R245fa | MinimizeLCOE_Brownfield | IgnoreSilica | 2019 | 103.8413 | 38.0411 | 3.6762 | 4 | 5274.4846 | 7172.8463 | 107.5275 | 146.2282 | 158.39 | 0 | 123.0029 | 6135001.2271 | 322455.4231 | 6098921.3817 | 5345868.7784 | 0 | 935475.7905 | 0 | 7346711.8143 | 19114637.123 | 13046132.603 | 58345204.141 | 961560.8286 | 18253066.8284 | 18253066.8284 | 1478867.319 | 8182947.8012 | 0 | 77559831.798 | 105474713.7466 | 23713.7371 | 14.7047 | 5274.4846 | 7172.8463 | 107.5275 | 146.2282
1 | 5000 | 707 | 0.03 | 15 | 15 | 7 | 3.1623e-11 | 5spot_SharedNeighbor | Water | Porous | Wet | R245fa | MinimizeLCOE_Brownfield | IgnoreSilica | 2019 | 114.6829 | 41.8608 | 4.1493 | 4 | 4939.999 | 6621.8843 | 100.7086 | 134.9961 | 158.0864 | 0 | 184.6316 | 6558719.6858 | 343490.1024 | 6585457.3719 | 5886808.5937 | 0 | 893928.6293 | 0 | 7904677.7094 | 20566349.9276 | 14036956.4218 | 62776388.442 | 961560.8286 | 18253066.8284 | 18253066.8284 | 1478867.319 | 8182947.8012 | 0 | 81991016.099 | 109905898.0477 | 31622.7766 | 16.5974 | 4939.999 | 6621.8843 | 100.7086 | 134.9961
1 | 5000 | 707 | 0.03 | 15 | 15 | 7 | 4.217e-11 | 5spot_SharedNeighbor | Water | Porous | Wet | R245fa | MinimizeLCOE_Brownfield | IgnoreSilica | 2019 | 124.1829 | 45.1498 | 4.5731 | 4 | 4684.4092 | 6210.4371 | 95.498 | 126.6082 | 157.7599 | 0 | 216.4886 | 6911859.7253 | 360688.395 | 6997775.168 | 6354133.0784 | 0 | 838099.4364 | 0 | 8370396.7632 | 21778055.3733 | 14863970.2866 | 66474978.2261 | 961560.8286 | 18253066.8284 | 18253066.8284 | 1478867.319 | 8182947.8012 | 0 | 85689605.8831 | 113604487.8317 | 42169.6503 | 18.2925 | 4684.4092 | 6210.4371 | 95.498 | 126.6082
1 | 5000 | 707 | 0.03 | 15 | 15 | 7 | 5.6234e-11 | 5spot_SharedNeighbor | Water | Porous | Wet | R245fa | MinimizeLCOE_Brownfield | IgnoreSilica | 2019 | 132.2286 | 47.8903 | 4.9385 | 4 | 4489.535 | 5902.6693 | 91.5252 | 120.3339 | 157.4428 | 0 | 249.7639 | 7198280.9611 | 374385.186 | 7337150.3618 | 6744988.0812 | 0 | 775098.281 | 0 | 8747662.1197 | 22759622.4433 | 15533909.981 | 69471097.415 | 961560.8286 | 18253066.8284 | 18253066.8284 | 1478867.319 | 8182947.8012 | 0 | 88685725.072 | 116600607.0206 | 56234.1325 | 19.7539 | 4489.535 | 5902.6693 | 91.5252 | 120.3339
1 | 5000 | 707 | 0.03 | 15 | 15 | 7 | 7.4989e-11 | 5spot_SharedNeighbor | Water | Porous | Wet | R245fa | MinimizeLCOE_Brownfield | IgnoreSilica | 2019 | 141.3077 | 50.9606 | 5.3079 | 4 | 4339.0215 | 5653.8093 | 88.4568 | 115.2606 | 157.0903 | 0 | 235.5716 | 7512626.4516 | 389299.6732 | 7712961.5012 | 7183830.3527 | 0 | 741228.7626 | 0 | 9180579.2291 | 23885983.9585 | 16302674.8595 | 72909184.7885 | 961560.8286 | 18253066.8284 | 18253066.8284 | 1478867.319 | 8182947.8012 | 0 | 92123812.4455 | 120038694.3941 | 74989.4209 | 21.2315 | 4339.0215 | 5653.8093 | 88.4568 | 115.2606
1 | 5000 | 707 | 0.03 | 15 | 15 | 7 | 1e-10 | 5spot_SharedNeighbor | Water | Porous | Wet | R245fa | MinimizeLCOE_Brownfield | IgnoreSilica | 2019 | 147.0935 | 52.9007 | 5.5738 | 4 | 4223.9181 | 5475.9779 | 86.1103 | 111.6352 | 156.8611 | 0 | 225.7991 | 7707804.4109 | 398485.8958 | 7948214.3737 | 7462659.2186 | 0 | 684382.6765 | 0 | 9438603.1644 | 24557309.3102 | 16760868.2064 | 74958327.2566 | 961560.8286 | 18253066.8284 | 18253066.8284 | 1478867.319 | 8182947.8012 | 0 | 94172954.9136 | 122087836.8622 | 100000 | 22.2952 | 4223.9181 | 5475.9779 | 86.1103 | 111.6352
1 | 5000 | 707 | 0.03 | 15 | 15 | 7 | 1.3335e-10 | 5spot_SharedNeighbor | Water | Porous | Wet | R245fa | MinimizeLCOE_Brownfield | IgnoreSilica | 2019 | 151.6413 | 54.4132 | 5.7862 | 4 | 4136.5251 | 5342.6219 | 84.3287 | 108.9166 | 156.6736 | 0 | 265.6917 | 7858014.6928 | 405497.1421 | 8130519.2726 | 7681094.6558 | 0 | 632074.2317 | 0 | 9635807.998 | 25070395.8349 | 17111060.3024 | 76524464.1303 | 961560.8286 | 18253066.8284 | 18253066.8284 | 1478867.319 | 8182947.8012 | 0 | 95739091.7873 | 123653973.7359 | 133352.1432 | 23.1448 | 4136.5251 | 5342.6219 | 84.3287 | 108.9166
1 | 5000 | 707 | 0.03 | 15 | 15 | 7 | 1.7783e-10 | 5spot_SharedNeighbor | Water | Porous | Wet | R245fa | MinimizeLCOE_Brownfield | IgnoreSilica | 2019 | 155.1593 | 55.5756 | 5.9529 | 4 | 4070.3009 | 5242.6307 | 82.9786 | 106.8781 | 156.5242 | 0 | 219.6081 | 7972270.2262 | 410790.0308 | 8269998.912 | 7849378.4646 | 0 | 585973.6647 | 0 | 9784480.4063 | 25457210.9444 | 17375069.5629 | 77705172.2118 | 961560.8286 | 18253066.8284 | 18253066.8284 | 1478867.319 | 8182947.8012 | 0 | 96919799.8688 | 124834681.8175 | 177827.941 | 23.8115 | 4070.3009 | 5242.6307 | 82.9786 | 106.8781
1 | 5000 | 707 | 0.03 | 15 | 15 | 7 | 2.3714e-10 | 5spot_SharedNeighbor | Water | Porous | Wet | R245fa | MinimizeLCOE_Brownfield | IgnoreSilica | 2019 | 157.8239 | 56.4515 | 6.0813 | 4 | 4020.1989 | 5167.773 | 81.9572 | 105.352 | 156.4084 | 0 | 272.0584 | 8057685.7048 | 414723.0521 | 8374747.8644 | 7976427.4381 | 0 | 546377.0956 | 0 | 9894284.8504 | 25742899.584 | 17570057.9298 | 78577203.5192 | 961560.8286 | 18253066.8284 | 18253066.8284 | 1478867.319 | 8182947.8012 | 0 | 97791831.1762 | 125706713.1248 | 237137.3706 | 24.3251 | 4020.1989 | 5167.773 | 81.9572 | 105.352
1 | 5000 | 707 | 0.03 | 15 | 15 | 7 | 3.1623e-10 | 5spot_SharedNeighbor | Water | Porous | Wet | R245fa | MinimizeLCOE_Brownfield | IgnoreSilica | 2019 | 159.8534 | 57.1159 | 6.18 | 4 | 3982.346 | 5111.5899 | 81.1855 | 104.2067 | 156.3188 | 0 | 244.9538 | 8122097.9271 | 417675.1202 | 8454014.87 | 8072952.2244 | 0 | 513620.6428 | 0 | 9976340.706 | 25956392.0881 | 17715770.9506 | 79228864.5292 | 961560.8286 | 18253066.8284 | 18253066.8284 | 1478867.319 | 8182947.8012 | 0 | 98443492.1862 | 126358374.1348 | 316227.766 | 24.72 | 3982.346 | 5111.5899 | 81.1855 | 104.2067
1 | 5000 | 707 | 0.03 | 15 | 15 | 7 | 4.217e-10 | 5spot_SharedNeighbor | Water | Porous | Wet | R245fa | MinimizeLCOE_Brownfield | IgnoreSilica | 2019 | 161.366 | 57.6096 | 6.2547 | 4 | 3953.7827 | 5069.535 | 80.6032 | 103.3493 | 156.2512 | 0 | 252.8831 | 8169750.1804 | 419851.251 | 8512811.6377 | 8144763.7972 | 0 | 486789.1788 | 0 | 10036246.7576 | 26112255.3461 | 17822150.8269 | 79704618.9757 | 961560.8286 | 18253066.8284 | 18253066.8284 | 1478867.319 | 8182947.8012 | 0 | 98919246.6328 | 126834128.5814 | 421696.5034 | 25.0189 | 3953.7827 | 5069.535 | 80.6032 | 103.3493
1 | 5000 | 707 | 0.03 | 15 | 15 | 7 | 5.6234e-10 | 5spot_SharedNeighbor | Water | Porous | Wet | R245fa | MinimizeLCOE_Brownfield | IgnoreSilica | 2019 | 162.5038 | 57.9801 | 6.3114 | 4 | 3932.2529 | 5037.988 | 80.1643 | 102.7062 | 156.1999 | 0 | 272.9489 | 8205392.3263 | 421474.5241 | 8556876.5028 | 8198702.1174 | 0 | 465367.7433 | 0 | 10080647.1534 | 26227776.0681 | 17900996.0934 | 80057232.5287 | 961560.8286 | 18253066.8284 | 18253066.8284 | 1478867.319 | 8182947.8012 | 0 | 99271860.1857 | 127186742.1344 | 562341.3252 | 25.2455 | 3932.2529 | 5037.988 | 80.1643 | 102.7062
1 | 5000 | 707 | 0.03 | 15 | 15 | 7 | 7.4989e-10 | 5spot_SharedNeighbor | Water | Porous | Wet | R245fa | MinimizeLCOE_Brownfield | IgnoreSilica | 2019 | 163.3493 | 58.255 | 6.354 | 4 | 3916.0402 | 5014.3619 | 79.8338 | 102.2245 | 156.1616 | 0 | 245.419 | 8231767.9113 | 422673.2877 | 8589533.7889 | 8238743.2757 | 0 | 448396.0104 | 0 | 10113134.5669 | 26312301.6538 | 17958686.5425 | 80315237.0372 | 961560.8286 | 18253066.8284 | 18253066.8284 | 1478867.319 | 8182947.8012 | 0 | 99529864.6942 | 127444746.6428 | 749894.2093 | 25.4159 | 3916.0402 | 5014.3619 | 79.8338 | 102.2245
1 | 5000 | 707 | 0.03 | 15 | 15 | 7 | 1e-09 | 5spot_SharedNeighbor | Water | Porous | Wet | R245fa | MinimizeLCOE_Brownfield | IgnoreSilica | 2019 | 163.9756 | 58.4583 | 6.3859 | 4 | 3903.8415 | 4996.6736 | 79.5851 | 101.864 | 156.133 | 0 | 242.4163 | 8251240.8432 | 423556.9526 | 8613671.4475 | 8268375.0272 | 0 | 435084.7457 | 0 | 10136852.3163 | 26374010.3728 | 18000804.0111 | 80503595.7165 | 961560.8286 | 18253066.8284 | 18253066.8284 | 1478867.319 | 8182947.8012 | 0 | 99718223.3735 | 127633105.3222 | 1000000 | 25.5436 | 3903.8415 | 4996.6736 | 79.5851 | 101.864
1 | 5000 | 707 | 0.03 | 15 | 15 | 7 | 1.3335e-09 | 5spot_SharedNeighbor | Water | Porous | Wet | R245fa | MinimizeLCOE_Brownfield | IgnoreSilica | 2019 | 164.4398 | 58.6089 | 6.4098 | 4 | 3894.6694 | 4983.4277 | 79.3981 | 101.5939 | 156.1117 | 0 | 284.7475 | 8265643.3431 | 424209.7655 | 8631538.9372 | 8290329.4794 | 0 | 424747.0547 | 0 | 10154222.7462 | 26419204.668 | 18031650.0463 | 80641546.0404 | 961560.8286 | 18253066.8284 | 18253066.8284 | 1478867.319 | 8182947.8012 | 0 | 99856173.6974 | 127771055.646 | 1333521.4322 | 25.6392 | 3894.6694 | 4983.4277 | 79.3981 | 101.5939
1 | 5000 | 707 | 0.03 | 15 | 15 | 7 | 1.7783e-09 | 5spot_SharedNeighbor | Water | Porous | Wet | R245fa | MinimizeLCOE_Brownfield | IgnoreSilica | 2019 | 164.7862 | 58.7212 | 6.4277 | 4 | 3887.7768 | 4973.4985 | 79.2576 | 101.3915 | 156.0958 | 0 | 263.0387 | 8276369.9792 | 424695.546 | 8644854.4311 | 8306701.8091 | 0 | 416801.607 | 0 | 10167075.1152 | 26452643.8959 | 18054473.0064 | 80743615.3898 | 961560.8286 | 18253066.8284 | 18253066.8284 | 1478867.319 | 8182947.8012 | 0 | 99958243.0468 | 127873124.9954 | 1778279.41 | 25.7109 | 3887.7768 | 4973.4985 | 79.2576 | 101.3915
1 | 5000 | 707 | 0.03 | 15 | 15 | 7 | 2.3714e-09 | 5spot_SharedNeighbor | Water | Porous | Wet | R245fa | MinimizeLCOE_Brownfield | IgnoreSilica | 2019 | 165.0466 | 58.8055 | 6.4412 | 4 | 3882.5997 | 4966.0472 | 79.152 | 101.2396 | 156.0839 | 0 | 276.1385 | 8284424.4183 | 425060.0786 | 8654857.3594 | 8319007.3053 | 0 | 410750.7716 | 0 | 10176698.9739 | 26477683.2022 | 18071562.8475 | 80820044.9568 | 961560.8286 | 18253066.8284 | 18253066.8284 | 1478867.319 | 8182947.8012 | 0 | 100034672.6138 | 127949554.5624 | 2371373.7057 | 25.7649 | 3882.5997 | 4966.0472 | 79.152 | 101.2396
1 | 5000 | 707 | 0.03 | 15 | 15 | 7 | 3.1623e-09 | 5spot_SharedNeighbor | Water | Porous | Wet | R245fa | MinimizeLCOE_Brownfield | IgnoreSilica | 2019 | 165.2318 | 58.8655 | 6.4511 | 4 | 3878.7126 | 4960.5017 | 79.0728 | 101.1265 | 156.0753 | 0 | 268.9735 | 8290147.0369 | 425318.925 | 8661967.1536 | 8327757.1578 | 0 | 406037.2716 | 0 | 10183378.7425 | 26495062.5898 | 18083424.6366 | 80873093.5139 | 961560.8286 | 18253066.8284 | 18253066.8284 | 1478867.319 | 8182947.8012 | 0 | 100087721.1709 | 128002603.1195 | 3162277.6602 | 25.8044 | 3878.7126 | 4960.5017 | 79.0728 | 101.1265
1 | 5000 | 707 | 0.03 | 15 | 15 | 7 | 4.217e-09 | 5spot_SharedNeighbor | Water | Porous | Wet | R245fa | MinimizeLCOE_Brownfield | IgnoreSilica | 2019 | 165.3755 | 58.912 | 6.4586 | 4 | 3875.7948 | 4956.3211 | 79.0133 | 101.0413 | 156.0687 | 0 | 278.8512 | 8294584.7986 | 425519.5995 | 8667481.8157 | 8334545.6668 | 0 | 402525.7448 | 0 | 10188616.4739 | 26508690.0925 | 18092725.6873 | 80914689.8791 | 961560.8286 | 18253066.8284 | 18253066.8284 | 1478867.319 | 8182947.8012 | 0 | 100129317.5362 | 128044199.4848 | 4216965.0343 | 25.8345 | 3875.7948 | 4956.3211 | 79.0133 | 101.0413
1 | 5000 | 707 | 0.03 | 15 | 15 | 7 | 5.6234e-09 | 5spot_SharedNeighbor | Water | Porous | Wet | R245fa | MinimizeLCOE_Brownfield | IgnoreSilica | 2019 | 165.4876 | 58.9483 | 6.4644 | 4 | 3873.6052 | 4953.1669 | 78.9687 | 100.977 | 156.0635 | 0 | 279.0065 | 8298043.3168 | 425675.9633 | 8671780.2665 | 8339838.0594 | 0 | 399923.6582 | 0 | 10192751.8931 | 26519449.6048 | 18100069.2755 | 80947532.0376 | 961560.8286 | 18253066.8284 | 18253066.8284 | 1478867.319 | 8182947.8012 | 0 | 100162159.6946 | 128077041.6433 | 5623413.2519 | 25.8576 | 3873.6052 | 4953.1669 | 78.9687 | 100.977
1 | 5000 | 707 | 0.03 | 15 | 15 | 7 | 7.4989e-09 | 5spot_SharedNeighbor | Water | Porous | Wet | R245fa | MinimizeLCOE_Brownfield | IgnoreSilica | 2019 | 165.5756 | 58.9767 | 6.4688 | 4 | 3871.9623 | 4950.7842 | 78.9352 | 100.9284 | 156.0595 | 0 | 272.0253 | 8300757.8257 | 425798.675 | 8675154.3783 | 8343992.9821 | 0 | 398007.9376 | 0 | 10196047.6015 | 26528024.3621 | 18105921.7235 | 80973705.4857 | 961560.8286 | 18253066.8284 | 18253066.8284 | 1478867.319 | 8182947.8012 | 0 | 100188333.1427 | 128103215.0914 | 7498942.0933 | 25.8753 | 3871.9623 | 4950.7842 | 78.9352 | 100.9284
1 | 5000 | 707 | 0.03 | 15 | 15 | 7 | 1e-08 | 5spot_SharedNeighbor | Water | Porous | Wet | R245fa | MinimizeLCOE_Brownfield | IgnoreSilica | 2019 | 165.6339 | 58.9956 | 6.472 | 4 | 3870.7298 | 4949.0303 | 78.9101 | 100.8927 | 156.0568 | 0 | 263.164 | 8302556.8636 | 425879.9683 | 8677391.0952 | 8346747.7926 | 0 | 396475.5278 | 0 | 10198129.9865 | 26533442.3009 | 18109619.5781 | 80990243.1131 | 961560.8286 | 18253066.8284 | 18253066.8284 | 1478867.319 | 8182947.8012 | 0 | 100204870.7701 | 128119752.7187 | 10000000 | 25.8878 | 3870.7298 | 4949.0303 | 78.9101 | 100.8927
1 | 5100 | 707 | 0.03 | 15 | 15 | 7 | 1e-13 | 5spot_SharedNeighbor | Water | Porous | Wet | R245fa | MinimizeLCOE_Brownfield | IgnoreSilica | 2019 | 0 | 0 | 0 | 0 |  |  |  |  | 15 |  | 25.3586 | [19 empty] | 100 | 0
1 | 5100 | 707 | 0.03 | 15 | 15 | 7 | 1.3335e-13 | 5spot_SharedNeighbor | Water | Porous | Wet | R245fa | MinimizeLCOE_Brownfield | IgnoreSilica | 2019 | 0 | 0 | 0 | 0 |  |  |  |  | 15 |  | 24.6399 | [19 empty] | 133.3521 | 0
1 | 5100 | 707 | 0.03 | 15 | 15 | 7 | 1.7783e-13 | 5spot_SharedNeighbor | Water | Porous | Wet | R245fa | MinimizeLCOE_Brownfield | IgnoreSilica | 2019 | 1.1424 | 0.21626 | 0.0057224 | 4 | 911160.9326 | 2161240.7593 | 18575.248 | 44059.8162 | 110.1646 | 0 | 48.111 | 129460.1281 | 4839.0504 | 100763.55 | 64731.032 | 0 | 68995.0956 | 0 | 143827.6539 | 374210.0522 | 255406.0499 | 1142232.6121 | 961560.8286 | 18752195.8818 | 18752195.8818 | 1478867.319 | 8382599.4226 | 0 | 20855989.3225 | 49469651.9459 | 177.8279 | 0.022889 | 911160.9326 | 2161240.7593 | 18575.248 | 44059.8162
1 | 5100 | 707 | 0.03 | 15 | 15 | 7 | 2.3714e-13 | 5spot_SharedNeighbor | Water | Porous | Wet | R245fa | MinimizeLCOE_Brownfield | IgnoreSilica | 2019 | 1.4862 | 0.32625 | 0.014066 | 4 | 377190.845 | 885745.8285 | 7689.5456 | 18057.1268 | 119.7116 | 0 | 49.9456 | 181731.6584 | 7274.5768 | 139060.1883 | 80888.6499 | 0 | 78170.0592 | 0 | 189978.8017 | 494285.872 | 337360.2642 | 1508750.0706 | 961560.8286 | 18752195.8818 | 18752195.8818 | 1478867.319 | 8382599.4226 | 0 | 21222506.781 | 49836169.4044 | 237.1374 | 0.056265 | 377190.845 | 885745.8285 | 7689.5456 | 18057.1268
1 | 5100 | 707 | 0.03 | 15 | 15 | 7 | 3.1623e-13 | 5spot_SharedNeighbor | Water | Porous | Wet | R245fa | MinimizeLCOE_Brownfield | IgnoreSilica | 2019 | 1.9237 | 0.47515 | 0.026682 | 4 | 203093.8229 | 471194.5622 | 4140.3423 | 9605.9385 | 127.844 | 0 | 333.6369 | 246009.3986 | 10440.9335 | 186803.3363 | 102174.9354 | 0 | 88001.7864 | 0 | 247037.8522 | 642741.817 | 438684.4971 | 1961894.5567 | 961560.8286 | 18752195.8818 | 18752195.8818 | 1478867.319 | 8382599.4226 | 0 | 21675651.2671 | 50289313.8905 | 316.2278 | 0.10673 | 203093.8229 | 471194.5622 | 4140.3423 | 9605.9385
1 | 5100 | 707 | 0.03 | 15 | 15 | 7 | 4.217e-13 | 5spot_SharedNeighbor | Water | Porous | Wet | R245fa | MinimizeLCOE_Brownfield | IgnoreSilica | 2019 | 2.5266 | 0.68949 | 0.045693 | 4 | 121897.828 | 278450.082 | 2485.0521 | 5676.5816 | 135.0855 | 0 | 434.6964 | 329940.9635 | 14760.388 | 250381.3713 | 132312.676 | 0 | 101074.7258 | 0 | 323103.3486 | 840648.6355 | 573759.9673 | 2565982.076 | 961560.8286 | 18752195.8818 | 18752195.8818 | 1478867.319 | 8382599.4226 | 0 | 22279738.7865 | 50893401.4099 | 421.6965 | 0.18277 | 121897.828 | 278450.082 | 2485.0521 | 5676.5816
1 | 5100 | 707 | 0.03 | 15 | 15 | 7 | 5.6234e-13 | 5spot_SharedNeighbor | Water | Porous | Wet | R245fa | MinimizeLCOE_Brownfield | IgnoreSilica | 2019 | 3.3045 | 0.9744 | 0.07231 | 4 | 79591.9144 | 178518.8622 | 1622.5888 | 3639.3485 | 140.9433 | 0 | 589.529 | 431148.1784 | 20140.7898 | 328902.7741 | 171985.9748 | 0 | 115682.7145 | 0 | 416465.5683 | 1083557.98 | 739550.5862 | 3307434.5662 | 961560.8286 | 18752195.8818 | 18752195.8818 | 1478867.319 | 8382599.4226 | 0 | 23021191.2766 | 51634853.9 | 562.3413 | 0.28924 | 79591.9144 | 178518.8622 | 1622.5888 | 3639.3485
1 | 5100 | 707 | 0.03 | 15 | 15 | 7 | 7.4989e-13 | 5spot_SharedNeighbor | Water | Porous | Wet | R245fa | MinimizeLCOE_Brownfield | IgnoreSilica | 2019 | 4.3406 | 1.361 | 0.10933 | 4 | 54780.289 | 120209.4333 | 1116.7703 | 2450.6319 | 145.7483 | 0 | 82.938 | 555868.9 | 26911.8361 | 428353.6133 | 225229.9965 | 0 | 133532.4379 | 0 | 534259.7457 | 1390034.2666 | 948726.9493 | 4242917.7456 | 961560.8286 | 18752195.8818 | 18752195.8818 | 1478867.319 | 8382599.4226 | 0 | 23956674.456 | 52570337.0795 | 749.8942 | 0.43732 | 54780.289 | 120209.4333 | 1116.7703 | 2450.6319
1 | 5100 | 707 | 0.03 | 15 | 15 | 7 | 1e-12 | 5spot_SharedNeighbor | Water | Porous | Wet | R245fa | MinimizeLCOE_Brownfield | IgnoreSilica | 2019 | 5.7368 | 1.8887 | 0.16055 | 4 | 39162.4114 | 83717.6062 | 798.3787 | 1706.6966 | 149.6335 | 0 | 89.9017 | 710643.0177 | 35435.8626 | 555276.6054 | 297954.5786 | 0 | 155994.0916 | 0 | 684568.6208 | 1781107.127 | 1215642.2123 | 5436622.116 | 961560.8286 | 18752195.8818 | 18752195.8818 | 1478867.319 | 8382599.4226 | 0 | 25150378.8264 | 53764041.4498 | 1000 | 0.64221 | 39162.4114 | 83717.6062 | 798.3787 | 1706.6966
1 | 5100 | 707 | 0.03 | 15 | 15 | 7 | 1.3335e-12 | 5spot_SharedNeighbor | Water | Porous | Wet | R245fa | MinimizeLCOE_Brownfield | IgnoreSilica | 2019 | 7.5764 | 2.5866 | 0.22902 | 4 | 29068.1314 | 60303.1857 | 592.5932 | 1229.362 | 152.5698 | 0 | 76.1906 | 896842.8414 | 45744.9044 | 712726.513 | 394452.0677 | 0 | 182805.5522 | 0 | 870703.0327 | 2265390.6853 | 1546175.6919 | 6914841.2886 | 961560.8286 | 18752195.8818 | 18752195.8818 | 1478867.319 | 8382599.4226 | 0 | 26628597.999 | 55242260.6224 | 1333.5214 | 0.91608 | 29068.1314 | 60303.1857 | 592.5932 | 1229.362
1 | 5100 | 707 | 0.03 | 15 | 15 | 7 | 1.7783e-12 | 5spot_SharedNeighbor | Water | Porous | Wet | R245fa | MinimizeLCOE_Brownfield | IgnoreSilica | 2019 | 10.0164 | 3.5264 | 0.32286 | 4 | 22068.4453 | 44224.7597 | 449.8951 | 901.5815 | 155.0602 | 0 | 91.9241 | 1126640.6977 | 58605.2407 | 911742.2562 | 524871.6639 | 0 | 214984.9444 | 0 | 1106369.4731 | 2878546.4214 | 1964667.0808 | 8786427.778 | 961560.8286 | 18752195.8818 | 18752195.8818 | 1478867.319 | 8382599.4226 | 0 | 28500184.4884 | 57113847.1119 | 1778.2794 | 1.2914 | 22068.4453 | 44224.7597 | 449.8951 | 901.5815
1 | 5100 | 707 | 0.03 | 15 | 15 | 7 | 2.3714e-12 | 5spot_SharedNeighbor | Water | Porous | Wet | R245fa | MinimizeLCOE_Brownfield | IgnoreSilica | 2019 | 13.2736 | 4.7761 | 0.44716 | 4 | 17237.8546 | 33235.2879 | 351.417 | 677.5463 | 156.9028 | 0 | 110.7103 | 1404705.7927 | 74056.4202 | 1160774.3224 | 695553.5363 | 0 | 254727.0474 | 0 | 1400028.6764 | 3642587.4306 | 2486140.7691 | 11118573.9952 | 961560.8286 | 18752195.8818 | 18752195.8818 | 1478867.319 | 8382599.4226 | 0 | 30832330.7056 | 59445993.329 | 2371.3737 | 1.7886 | 17237.8546 | 33235.2879 | 351.417 | 677.5463
1 | 5100 | 707 | 0.03 | 15 | 15 | 7 | 3.1623e-12 | 5spot_SharedNeighbor | Water | Porous | Wet | R245fa | MinimizeLCOE_Brownfield | IgnoreSilica | 2019 | 17.581 | 6.4346 | 0.61307 | 4 | 13766.6593 | 25434.7668 | 280.652 | 518.5221 | 158.3122 | 0 | 85.9984 | 1743012.1375 | 92862.1104 | 1471947.6315 | 924512.9123 | 0 | 302707.9493 | 0 | 1768666.669 | 4601707.8692 | 3140760.1764 | 14046177.4556 | 961560.8286 | 18752195.8818 | 18752195.8818 | 1478867.319 | 8382599.4226 | 0 | 33759934.166 | 62373596.7894 | 3162.2777 | 2.4523 | 13766.6593 | 25434.7668 | 280.652 | 518.5221
1 | 5100 | 707 | 0.03 | 15 | 15 | 7 | 4.217e-12 | 5spot_SharedNeighbor | Water | Porous | Wet | R245fa | MinimizeLCOE_Brownfield | IgnoreSilica | 2019 | 23.3079 | 8.6393 | 0.83338 | 4 | 11228.8974 | 19812.5484 | 228.9163 | 403.9056 | 159.3927 | 0 | 99.6133 | 2154852.7283 | 115627.3034 | 1861883.7217 | 1226599.6245 | 0 | 361541.1936 | 0 | 2230996.7829 | 5804595.9887 | 3961756.0348 | 17717853.3779 | 961560.8286 | 18752195.8818 | 18752195.8818 | 1478867.319 | 8382599.4226 | 0 | 37431610.0883 | 66045272.7117 | 4216.965 | 3.3335 | 11228.8974 | 19812.5484 | 228.9163 | 403.9056
1 | 5100 | 707 | 0.03 | 15 | 15 | 7 | 5.6234e-12 | 5spot_SharedNeighbor | Water | Porous | Wet | R245fa | MinimizeLCOE_Brownfield | IgnoreSilica | 2019 | 30.8595 | 11.5468 | 1.1238 | 4 | 9345.875 | 15711.057 | 190.5283 | 320.2911 | 160.2135 | 0 | 105.7169 | 2653291.2534 | 143034.5934 | 2346997.4985 | 1623515.5762 | 0 | 432809.5896 | 0 | 2807862.9193 | 7305483.3443 | 4986142.4951 | 22299137.2699 | 961560.8286 | 18752195.8818 | 18752195.8818 | 1478867.319 | 8382599.4226 | 0 | 42012893.9803 | 70626556.6038 | 5623.4133 | 4.4953 | 9345.875 | 15711.057 | 190.5283 | 320.2911
1 | 5100 | 707 | 0.03 | 15 | 15 | 7 | 7.4989e-12 | 5spot_SharedNeighbor | Water | Porous | Wet | R245fa | MinimizeLCOE_Brownfield | IgnoreSilica | 2019 | 40.7131 | 15.3478 | 1.5044 | 4 | 7929.0805 | 12684.0883 | 161.645 | 258.5823 | 160.8323 | 0 | 125.947 | 3253466.6234 | 175969.2283 | 2945737.0886 | 2146854.483 | 0 | 518290.5565 | 0 | 3525724.0121 | 9173210.6541 | 6260904.7621 | 28000157.4082 | 961560.8286 | 18752195.8818 | 18752195.8818 | 1478867.319 | 8382599.4226 | 0 | 47713914.1186 | 76327576.742 | 7498.9421 | 6.0176 | 7929.0805 | 12684.0883 | 161.645 | 258.5823
1 | 5100 | 707 | 0.03 | 15 | 15 | 7 | 1e-11 | 5spot_SharedNeighbor | Water | Porous | Wet | R245fa | MinimizeLCOE_Brownfield | IgnoreSilica | 2019 | 53.4199 | 20.2443 | 1.9936 | 4 | 6859.4106 | 10447.5582 | 139.8384 | 212.9876 | 161.2776 | 0 | 121.4535 | 3965842.917 | 214822.5886 | 3675097.4716 | 2819957.2359 | 0 | 620278.8887 | 0 | 4405439.6497 | 11462050.2886 | 7823084.8435 | 34986573.8836 | 961560.8286 | 18752195.8818 | 18752195.8818 | 1478867.319 | 8382599.4226 | 0 | 54700330.594 | 83313993.2174 | 10000 | 7.9745 | 6859.4106 | 10447.5582 | 139.8384 | 212.9876
1 | 5100 | 707 | 0.03 | 15 | 15 | 7 | 1.3335e-11 | 5spot_SharedNeighbor | Water | Porous | Wet | R245fa | MinimizeLCOE_Brownfield | IgnoreSilica | 2019 | 69.4032 | 26.373 | 2.6021 | 4 | 6057.2977 | 8806.3423 | 123.4862 | 179.5292 | 161.5097 | 0 | 108.2571 | 4788699.9695 | 259267.7772 | 4540320.2691 | 3663094.5266 | 0 | 739766.5817 | 0 | 5456548.1584 | 14196819.0163 | 9689620.6941 | 43334136.993 | 961560.8286 | 18752195.8818 | 18752195.8818 | 1478867.319 | 8382599.4226 | 0 | 63047893.7034 | 91661556.3268 | 13335.2143 | 10.4086 | 6057.2977 | 8806.3423 | 123.4862 | 179.5292
1 | 5100 | 707 | 0.03 | 15 | 15 | 7 | 1.7783e-11 | 5spot_SharedNeighbor | Water | Porous | Wet | R245fa | MinimizeLCOE_Brownfield | IgnoreSilica | 2019 | 88.799 | 33.7108 | 3.3192 | 4 | 5470.6745 | 7625.8123 | 111.5271 | 155.4625 | 161.4273 | 0 | 104.4547 | 5698849.0052 | 307556.063 | 5525833.4364 | 4677062.8284 | 0 | 876845.8702 | 0 | 6663597.4092 | 17337313.567 | 11833072.7557 | 52920130.935 | 961560.8286 | 18752195.8818 | 18752195.8818 | 1478867.319 | 8382599.4226 | 0 | 72633887.6454 | 101247550.2689 | 17782.7941 | 13.277 | 5470.6745 | 7625.8123 | 111.5271 | 155.4625
1 | 5100 | 707 | 0.03 | 15 | 15 | 7 | 2.3714e-11 | 5spot_SharedNeighbor | Water | Porous | Wet | R245fa | MinimizeLCOE_Brownfield | IgnoreSilica | 2019 | 107.0466 | 40.4619 | 4.006 | 4 | 5057.6305 | 6843.2985 | 103.1066 | 139.5099 | 161.0557 | 0 | 139.3008 | 6478748.1272 | 347845.1957 | 6396297.4362 | 5617009.2663 | 0 | 961530.4054 | 0 | 7722557.868 | 20092511.4581 | 13713551.93 | 61330051.687 | 961560.8286 | 18752195.8818 | 18752195.8818 | 1478867.319 | 8382599.4226 | 0 | 81043808.3974 | 109657471.0208 | 23713.7371 | 16.0241 | 5057.6305 | 6843.2985 | 103.1066 | 139.5099
1 | 5100 | 707 | 0.03 | 15 | 15 | 7 | 3.1623e-11 | 5spot_SharedNeighbor | Water | Porous | Wet | R245fa | MinimizeLCOE_Brownfield | IgnoreSilica | 2019 | 117.7233 | 44.3213 | 4.4974 | 4 | 4749.8036 | 6340.3837 | 96.8312 | 129.2573 | 160.7255 | 0 | 200.1483 | 6902993.1846 | 369175.3124 | 6881447.1854 | 6155787.5525 | 0 | 913462.9677 | 0 | 8276917.819 | 21534842.3358 | 14697972.3909 | 65732598.7483 | 961560.8286 | 18752195.8818 | 18752195.8818 | 1478867.319 | 8382599.4226 | 0 | 85446355.4588 | 114060018.0822 | 31622.7766 | 17.9895 | 4749.8036 | 6340.3837 | 96.8312 | 129.2573
1 | 5100 | 707 | 0.03 | 15 | 15 | 7 | 4.217e-11 | 5spot_SharedNeighbor | Water | Porous | Wet | R245fa | MinimizeLCOE_Brownfield | IgnoreSilica | 2019 | 127.0601 | 47.6365 | 4.9348 | 4 | 4514.6003 | 5964.1886 | 92.0362 | 121.5881 | 160.378 | 0 | 213.3319 | 7255954.4601 | 386548.9582 | 7291999.0739 | 6619953.4356 | 0 | 852712.6253 | 0 | 8738795.7358 | 22736553.931 | 15518165.2474 | 69400683.4675 | 961560.8286 | 18752195.8818 | 18752195.8818 | 1478867.319 | 8382599.4226 | 0 | 89114440.1779 | 117728102.8013 | 42169.6503 | 19.7392 | 4514.6003 | 5964.1886 | 92.0362 | 121.5881
1 | 5100 | 707 | 0.03 | 15 | 15 | 7 | 5.6234e-11 | 5spot_SharedNeighbor | Water | Porous | Wet | R245fa | MinimizeLCOE_Brownfield | IgnoreSilica | 2019 | 137.0935 | 51.1445 | 5.3653 | 4 | 4334.9095 | 5668.1729 | 88.373 | 115.5534 | 159.964 | 0 | 223.9795 | 7619154.2414 | 404105.4325 | 7720707.4835 | 7114063.0159 | 0 | 814344.0097 | 0 | 9232225.9314 | 24020358.0836 | 16394387.961 | 73319346.1591 | 961560.8286 | 18752195.8818 | 18752195.8818 | 1478867.319 | 8382599.4226 | 0 | 93033102.8695 | 121646765.4929 | 56234.1325 | 21.4614 | 4334.9095 | 5668.1729 | 88.373 | 115.5534
1 | 5100 | 707 | 0.03 | 15 | 15 | 7 | 7.4989e-11 | 5spot_SharedNeighbor | Water | Porous | Wet | R245fa | MinimizeLCOE_Brownfield | IgnoreSilica | 2019 | 144.0534 | 53.5731 | 5.699 | 4 | 4195.497 | 5450.6945 | 85.5309 | 111.1198 | 159.6876 | 0 | 229.7716 | 7866974.1956 | 416140.4691 | 8013987.5369 | 7465314.096 | 0 | 752009.9059 | 0 | 9560626.2194 | 24874788.2688 | 16977554.1192 | 75927394.8109 | 961560.8286 | 18752195.8818 | 18752195.8818 | 1478867.319 | 8382599.4226 | 0 | 95641151.5213 | 124254814.1448 | 74989.4209 | 22.7961 | 4195.497 | 5450.6945 | 85.5309 | 111.1198
1 | 5100 | 707 | 0.03 | 15 | 15 | 7 | 1e-10 | 5spot_SharedNeighbor | Water | Porous | Wet | R245fa | MinimizeLCOE_Brownfield | IgnoreSilica | 2019 | 149.6144 | 55.4953 | 5.9704 | 4 | 4089.4687 | 5287.6254 | 83.3694 | 107.7954 | 159.4551 | 0 | 261.8896 | 8059986.493 | 425413.9679 | 8244372.1829 | 7745117.1726 | 0 | 692081.0416 | 0 | 9815118.6346 | 25536925.3295 | 17429476.2687 | 77948491.0907 | 961560.8286 | 18752195.8818 | 18752195.8818 | 1478867.319 | 8382599.4226 | 0 | 97662247.8011 | 126275910.4245 | 100000 | 23.8814 | 4089.4687 | 5287.6254 | 83.3694 | 107.7954
1 | 5100 | 707 | 0.03 | 15 | 15 | 7 | 1.3335e-10 | 5spot_SharedNeighbor | Water | Porous | Wet | R245fa | MinimizeLCOE_Brownfield | IgnoreSilica | 2019 | 153.9996 | 56.9996 | 6.1871 | 4 | 4008.9862 | 5165.176 | 81.7286 | 105.2991 | 159.2651 | 0 | 242.6464 | 8209174.0963 | 432520.3009 | 8423652.5554 | 7965240.0318 | 0 | 637831.8938 | 0 | 10010683.3625 | 26045744.6357 | 17776755.9004 | 79501602.7769 | 961560.8286 | 18752195.8818 | 18752195.8818 | 1478867.319 | 8382599.4226 | 0 | 99215359.4873 | 127829022.1107 | 133352.1432 | 24.7482 | 4008.9862 | 5165.176 | 81.7286 | 105.2991
1 | 5100 | 707 | 0.03 | 15 | 15 | 7 | 1.7783e-10 | 5spot_SharedNeighbor | Water | Porous | Wet | R245fa | MinimizeLCOE_Brownfield | IgnoreSilica | 2019 | 157.3512 | 58.1424 | 6.3558 | 4 | 3948.0207 | 5073.5155 | 80.4857 | 103.4305 | 159.1159 | 0 | 252.9165 | 8321419.1558 | 437829.2828 | 8559263.1166 | 8133166.7195 | 0 | 589941.7761 | 0 | 10156231.8198 | 26424431.8655 | 18035217.716 | 80657501.4522 | 961560.8286 | 18752195.8818 | 18752195.8818 | 1478867.319 | 8382599.4226 | 0 | 100371258.1626 | 128984920.786 | 177827.941 | 25.4232 | 3948.0207 | 5073.5155 | 80.4857 | 103.4305
1 | 5100 | 707 | 0.03 | 15 | 15 | 7 | 2.3714e-10 | 5spot_SharedNeighbor | Water | Porous | Wet | R245fa | MinimizeLCOE_Brownfield | IgnoreSilica | 2019 | 160.0897 | 59.0711 | 6.491 | 4 | 3901.9073 | 5003.9553 | 79.5457 | 102.0124 | 158.9915 | 0 | 249.401 | 8411948.2504 | 442084.2465 | 8669133.6331 | 8269866.0301 | 0 | 551491.1368 | 0 | 10274364.0858 | 26731787.7894 | 18244994.4496 | 81595669.6217 | 961560.8286 | 18752195.8818 | 18752195.8818 | 1478867.319 | 8382599.4226 | 0 | 101309426.3321 | 129923088.9555 | 237137.3706 | 25.9641 | 3901.9073 | 5003.9553 | 79.5457 | 102.0124
1 | 5100 | 707 | 0.03 | 15 | 15 | 7 | 3.1623e-10 | 5spot_SharedNeighbor | Water | Porous | Wet | R245fa | MinimizeLCOE_Brownfield | IgnoreSilica | 2019 | 162.0239 | 59.7208 | 6.59 | 4 | 3867.028 | 4952.5188 | 78.8346 | 100.9638 | 158.9022 | 0 | 258.2219 | 8474648.8069 | 444988.2504 | 8745847.6334 | 8363227.7626 | 0 | 517885.0826 | 0 | 10353173.039 | 26936832.5197 | 18384941.6912 | 82221544.7858 | 961560.8286 | 18752195.8818 | 18752195.8818 | 1478867.319 | 8382599.4226 | 0 | 101935301.4963 | 130548964.1197 | 316227.766 | 26.3601 | 3867.028 | 4952.5188 | 78.8346 | 100.9638
1 | 5100 | 707 | 0.03 | 15 | 15 | 7 | 4.217e-10 | 5spot_SharedNeighbor | Water | Porous | Wet | R245fa | MinimizeLCOE_Brownfield | IgnoreSilica | 2019 | 163.4855 | 60.2102 | 6.6655 | 4 | 3840.7068 | 4913.9136 | 78.298 | 100.1768 | 158.834 | 0 | 246.7387 | 8521684.1989 | 447158.6833 | 8803543.484 | 8433637.1684 | 0 | 490704.1598 | 0 | 10411723.8008 | 27089169.5915 | 18488914.873 | 82686535.9598 | 961560.8286 | 18752195.8818 | 18752195.8818 | 1478867.319 | 8382599.4226 | 0 | 102400292.6702 | 131013955.2936 | 421696.5034 | 26.6618 | 3840.7068 | 4913.9136 | 78.298 | 100.1768
1 | 5100 | 707 | 0.03 | 15 | 15 | 7 | 5.6234e-10 | 5spot_SharedNeighbor | Water | Porous | Wet | R245fa | MinimizeLCOE_Brownfield | IgnoreSilica | 2019 | 164.5667 | 60.5715 | 6.7221 | 4 | 3820.8659 | 4885.0244 | 77.8935 | 99.5878 | 158.7831 | 0 | 257.2491 | 8556288.3019 | 448750.9457 | 8846073.5445 | 8485645.7213 | 0 | 468835.3225 | 0 | 10454181.596 | 27199636.0654 | 18564310.5112 | 83023722.0086 | 961560.8286 | 18752195.8818 | 18752195.8818 | 1478867.319 | 8382599.4226 | 0 | 102737478.719 | 131351141.3424 | 562341.3252 | 26.8885 | 3820.8659 | 4885.0244 | 77.8935 | 99.5878
1 | 5100 | 707 | 0.03 | 15 | 15 | 7 | 7.4989e-10 | 5spot_SharedNeighbor | Water | Porous | Wet | R245fa | MinimizeLCOE_Brownfield | IgnoreSilica | 2019 | 165.3755 | 60.8412 | 6.7649 | 4 | 3805.9241 | 4863.3601 | 77.5889 | 99.1462 | 158.7448 | 0 | 276.7897 | 8582069.9307 | 449934.7446 | 8877806.3688 | 8524509.7837 | 0 | 451611.9104 | 0 | 10485513.7679 | 27281155.9494 | 18619949.5071 | 83272551.9625 | 961560.8286 | 18752195.8818 | 18752195.8818 | 1478867.319 | 8382599.4226 | 0 | 102986308.673 | 131599971.2964 | 749894.2093 | 27.0595 | 3805.9241 | 4863.3601 | 77.5889 | 99.1462
1 | 5100 | 707 | 0.03 | 15 | 15 | 7 | 1e-09 | 5spot_SharedNeighbor | Water | Porous | Wet | R245fa | MinimizeLCOE_Brownfield | IgnoreSilica | 2019 | 165.9675 | 61.0384 | 6.7967 | 4 | 3794.6812 | 4847.1671 | 77.3597 | 98.8161 | 158.7167 | 0 | 288.7768 | 8600880.3242 | 450797.0401 | 8900984.3246 | 8552928.7029 | 0 | 438039.9289 | 0 | 10508015.8251 | 27339701.6865 | 18659908.1758 | 83451256.0082 | 961560.8286 | 18752195.8818 | 18752195.8818 | 1478867.319 | 8382599.4226 | 0 | 103165012.7187 | 131778675.3421 | 1000000 | 27.1867 | 3794.6812 | 4847.1671 | 77.3597 | 98.8161
1 | 5100 | 707 | 0.03 | 15 | 15 | 7 | 1.3335e-09 | 5spot_SharedNeighbor | Water | Porous | Wet | R245fa | MinimizeLCOE_Brownfield | IgnoreSilica | 2019 | 166.4085 | 61.1852 | 6.8206 | 4 | 3786.2273 | 4835.0296 | 77.1874 | 98.5686 | 158.6956 | 0 | 289.8971 | 8614862.4263 | 451437.2404 | 8918226.7582 | 8574087.5549 | 0 | 427540.3553 | 0 | 10524600.1907 | 27382850.8039 | 18689358.335 | 83582963.6649 | 961560.8286 | 18752195.8818 | 18752195.8818 | 1478867.319 | 8382599.4226 | 0 | 103296720.3753 | 131910382.9988 | 1333521.4322 | 27.2822 | 3786.2273 | 4835.0296 | 77.1874 | 98.5686
1 | 5100 | 707 | 0.03 | 15 | 15 | 7 | 1.7783e-09 | 5spot_SharedNeighbor | Water | Porous | Wet | R245fa | MinimizeLCOE_Brownfield | IgnoreSilica | 2019 | 166.7445 | 61.2969 | 6.8387 | 4 | 3779.8744 | 4825.9012 | 77.0579 | 98.3825 | 158.6795 | 0 | 269.1888 | 8625498.055 | 451923.8038 | 8931350.029 | 8590201.5465 | 0 | 419561.1014 | 0 | 10537228.4689 | 27415706.9934 | 18711783.3594 | 83683253.3574 | 961560.8286 | 18752195.8818 | 18752195.8818 | 1478867.319 | 8382599.4226 | 0 | 103397010.0679 | 132010672.6913 | 1778279.41 | 27.3546 | 3779.8744 | 4825.9012 | 77.0579 | 98.3825
1 | 5100 | 707 | 0.03 | 15 | 15 | 7 | 2.3714e-09 | 5spot_SharedNeighbor | Water | Porous | Wet | R245fa | MinimizeLCOE_Brownfield | IgnoreSilica | 2019 | 166.9808 | 61.3755 | 6.8518 | 4 | 3775.1024 | 4819.1178 | 76.9606 | 98.2442 | 158.6682 | 0 | 276.6706 | 8632968.2419 | 452265.2759 | 8940572.2237 | 8601530.9431 | 0 | 413291.7946 | 0 | 10545845.1069 | 27438125.718 | 18727084.5996 | 83751683.9039 | 961560.8286 | 18752195.8818 | 18752195.8818 | 1478867.319 | 8382599.4226 | 0 | 103465440.6143 | 132079103.2378 | 2371373.7057 | 27.4073 | 3775.1024 | 4819.1178 | 76.9606 | 98.2442
1 | 5100 | 707 | 0.03 | 15 | 15 | 7 | 3.1623e-09 | 5spot_SharedNeighbor | Water | Porous | Wet | R245fa | MinimizeLCOE_Brownfield | IgnoreSilica | 2019 | 167.166 | 61.437 | 6.8619 | 4 | 3771.5194 | 4813.996 | 76.8875 | 98.1398 | 158.6593 | 0 | 271.2998 | 8638818.2339 | 452532.5875 | 8947796.2224 | 8610408.3915 | 0 | 408629.2244 | 0 | 10552692.0173 | 27455939.9742 | 18739243.1955 | 83806059.8466 | 961560.8286 | 18752195.8818 | 18752195.8818 | 1478867.319 | 8382599.4226 | 0 | 103519816.557 | 132133479.1805 | 3162277.6602 | 27.4478 | 3771.5194 | 4813.996 | 76.8875 | 98.1398
1 | 5100 | 707 | 0.03 | 15 | 15 | 7 | 4.217e-09 | 5spot_SharedNeighbor | Water | Porous | Wet | R245fa | MinimizeLCOE_Brownfield | IgnoreSilica | 2019 | 167.2929 | 61.4791 | 6.8692 | 4 | 3768.8299 | 4810.2036 | 76.8327 | 98.0625 | 158.6532 | 0 | 249.5488 | 8642821.7187 | 452715.4158 | 8952741.7474 | 8616487.636 | 0 | 404955.6465 | 0 | 10557191.6441 | 27467647.0803 | 18747233.536 | 83841794.4248 | 961560.8286 | 18752195.8818 | 18752195.8818 | 1478867.319 | 8382599.4226 | 0 | 103555551.1353 | 132169213.7587 | 4216965.0343 | 27.4768 | 3768.8299 | 4810.2036 | 76.8327 | 98.0625
1 | 5100 | 707 | 0.03 | 15 | 15 | 7 | 5.6234e-09 | 5spot_SharedNeighbor | Water | Porous | Wet | R245fa | MinimizeLCOE_Brownfield | IgnoreSilica | 2019 | 167.4024 | 61.5155 | 6.8751 | 4 | 3766.8116 | 4807.3002 | 76.7915 | 98.0033 | 158.6479 | 0 | 277.2717 | 8646275.1529 | 452873.138 | 8957007.8775 | 8621732.3997 | 0 | 402354.072 | 0 | 10561294.6297 | 27478322.207 | 18754519.5293 | 83874379.0061 | 961560.8286 | 18752195.8818 | 18752195.8818 | 1478867.319 | 8382599.4226 | 0 | 103588135.7165 | 132201798.3399 | 5623413.2519 | 27.5002 | 3766.8116 | 4807.3002 | 76.7915 | 98.0033
1 | 5100 | 707 | 0.03 | 15 | 15 | 7 | 7.4989e-09 | 5spot_SharedNeighbor | Water | Porous | Wet | R245fa | MinimizeLCOE_Brownfield | IgnoreSilica | 2019 | 167.4755 | 61.5398 | 6.8792 | 4 | 3765.2972 | 4805.1592 | 76.7607 | 97.9597 | 158.6444 | 0 | 270.4859 | 8648581.813 | 452978.4333 | 8959858.1446 | 8625237.1994 | 0 | 400285.2655 | 0 | 10563906.9337 | 27485118.8863 | 18759158.4026 | 83895125.0783 | 961560.8286 | 18752195.8818 | 18752195.8818 | 1478867.319 | 8382599.4226 | 0 | 103608881.7887 | 132222544.4121 | 7498942.0933 | 27.5168 | 3765.2972 | 4805.1592 | 76.7607 | 97.9597
1 | 5100 | 707 | 0.03 | 15 | 15 | 7 | 1e-08 | 5spot_SharedNeighbor | Water | Porous | Wet | R245fa | MinimizeLCOE_Brownfield | IgnoreSilica | 2019 | 167.5339 | 61.5591 | 6.8824 | 4 | 3764.161 | 4803.5392 | 76.7375 | 97.9266 | 158.6416 | 0 | 279.1918 | 8650421.1053 | 453062.3946 | 8962130.9662 | 8628032.1645 | 0 | 398769.6897 | 0 | 10566042.3649 | 27490674.8403 | 18762950.4554 | 83912083.9809 | 961560.8286 | 18752195.8818 | 18752195.8818 | 1478867.319 | 8382599.4226 | 0 | 103625840.6914 | 132239503.3148 | 10000000 | 27.5296 | 3764.161 | 4803.5392 | 76.7375 | 97.9266
1 | 5200 | 707 | 0.03 | 15 | 15 | 7 | 1e-13 | 5spot_SharedNeighbor | Water | Porous | Wet | R245fa | MinimizeLCOE_Brownfield | IgnoreSilica | 2019 | 0 | 0 | 0 | 0 |  |  |  |  | 15 |  | 25.4458 | [19 empty] | 100 | 0
1 | 5200 | 707 | 0.03 | 15 | 15 | 7 | 1.3335e-13 | 5spot_SharedNeighbor | Water | Porous | Wet | R245fa | MinimizeLCOE_Brownfield | IgnoreSilica | 2019 | 0 | 0 | 0 | 0 |  |  |  |  | 15 |  | 25.276 | [19 empty] | 133.3521 | 0
1 | 5200 | 707 | 0.03 | 15 | 15 | 7 | 1.7783e-13 | 5spot_SharedNeighbor | Water | Porous | Wet | R245fa | MinimizeLCOE_Brownfield | IgnoreSilica | 2019 | 1.1619 | 0.22621 | 0.0068213 | 4 | 784079.8838 | 1858673.0325 | 15984.529 | 37891.5638 | 111.9109 | 0 | 52.4759 | 134964.0577 | 5107.4699 | 104323.3348 | 66001.7523 | 0 | 69018.9433 | 0 | 147972.0676 | 384992.9667 | 262765.6106 | 1175146.203 | 961560.8286 | 19257185.0261 | 19257185.0261 | 1478867.319 | 8584595.0803 | 0 | 21393892.0577 | 50714539.4831 | 177.8279 | 0.027285 | 784079.8838 | 1858673.0325 | 15984.529 | 37891.5638
1 | 5200 | 707 | 0.03 | 15 | 15 | 7 | 2.3714e-13 | 5spot_SharedNeighbor | Water | Porous | Wet | R245fa | MinimizeLCOE_Brownfield | IgnoreSilica | 2019 | 1.5102 | 0.3411 | 0.015895 | 4 | 342449.1349 | 803618.1685 | 6981.2888 | 16382.8433 | 121.6213 | 0 | 56.7606 | 189351.0897 | 7682.2841 | 143907.5104 | 82661.1643 | 0 | 78072.6974 | 0 | 195653.1509 | 509049.3646 | 347436.6513 | 1553813.9127 | 961560.8286 | 19257185.0261 | 19257185.0261 | 1478867.319 | 8584595.0803 | 0 | 21772559.7674 | 51093207.1928 | 237.1374 | 0.063579 | 342449.1349 | 803618.1685 | 6981.2888 | 16382.8433
1 | 5200 | 707 | 0.03 | 15 | 15 | 7 | 3.1623e-13 | 5spot_SharedNeighbor | Water | Porous | Wet | R245fa | MinimizeLCOE_Brownfield | IgnoreSilica | 2019 | 1.982 | 0.50686 | 0.030111 | 4 | 184932.6421 | 428370.6461 | 3770.102 | 8732.915 | 130.3288 | 0 | 341.4709 | 260456.2137 | 11251.991 | 196376.5278 | 106049.8777 | 0 | 89447.3645 | 0 | 258796.9701 | 673336.6297 | 459566.0855 | 2055281.66 | 961560.8286 | 19257185.0261 | 19257185.0261 | 1478867.319 | 8584595.0803 | 0 | 22274027.5147 | 51594674.9401 | 316.2278 | 0.12044 | 184932.6421 | 428370.6461 | 3770.102 | 8732.915
1 | 5200 | 707 | 0.03 | 15 | 15 | 7 | 4.217e-13 | 5spot_SharedNeighbor | Water | Porous | Wet | R245fa | MinimizeLCOE_Brownfield | IgnoreSilica | 2019 | 2.5849 | 0.72812 | 0.050544 | 4 | 113207.4989 | 258233.7452 | 2307.888 | 5264.4442 | 137.4782 | 0 | 445.1223 | 346438.2965 | 15765.4901 | 261129.1099 | 136620.6817 | 0 | 101762.6709 | 0 | 336069.3371 | 874383.4779 | 596784.6904 | 2668953.7544 | 961560.8286 | 19257185.0261 | 19257185.0261 | 1478867.319 | 8584595.0803 | 0 | 22887699.6091 | 52208347.0345 | 421.6965 | 0.20217 | 113207.4989 | 258233.7452 | 2307.888 | 5264.4442
1 | 5200 | 707 | 0.03 | 15 | 15 | 7 | 5.6234e-13 | 5spot_SharedNeighbor | Water | Porous | Wet | R245fa | MinimizeLCOE_Brownfield | IgnoreSilica | 2019 | 3.3823 | 1.0301 | 0.079621 | 4 | 74306.7649 | 166369.6233 | 1514.8439 | 3391.6698 | 143.4355 | 0 | 587.4412 | 453110.2559 | 21560.6262 | 343277.0839 | 178401.7391 | 0 | 116523.5091 | 0 | 434020.5535 | 1129232.4504 | 770724.3508 | 3446850.569 | 961560.8286 | 19257185.0261 | 19257185.0261 | 1478867.319 | 8584595.0803 | 0 | 23665596.4237 | 52986243.8491 | 562.3413 | 0.31849 | 74306.7649 | 166369.6233 | 1514.8439 | 3391.6698
1 | 5200 | 707 | 0.03 | 15 | 15 | 7 | 7.4989e-13 | 5spot_SharedNeighbor | Water | Porous | Wet | R245fa | MinimizeLCOE_Brownfield | IgnoreSilica | 2019 | 4.4332 | 1.4351 | 0.11966 | 4 | 51466.3812 | 112724.028 | 1049.2118 | 2298.0318 | 148.2767 | 0 | 78.8274 | 583048.323 | 28771.7198 | 446143.9177 | 233533.0815 | 0 | 134076.9826 | 0 | 555973.8696 | 1446529.9628 | 987286.4228 | 4415364.2799 | 961560.8286 | 19257185.0261 | 19257185.0261 | 1478867.319 | 8584595.0803 | 0 | 24634110.1346 | 53954757.5601 | 749.8942 | 0.47864 | 51466.3812 | 112724.028 | 1049.2118 | 2298.0318
1 | 5200 | 707 | 0.03 | 15 | 15 | 7 | 1e-12 | 5spot_SharedNeighbor | Water | Porous | Wet | R245fa | MinimizeLCOE_Brownfield | IgnoreSilica | 2019 | 5.8559 | 1.9899 | 0.17514 | 4 | 36935.1074 | 78788.6864 | 752.9721 | 1606.2139 | 152.2157 | 0 | 71.1541 | 744965.1235 | 37887.5723 | 577989.8371 | 308888.4175 | 0 | 156484.3431 | 0 | 712223.9645 | 1853060.6583 | 1264751.9759 | 5656251.8922 | 961560.8286 | 19257185.0261 | 19257185.0261 | 1478867.319 | 8584595.0803 | 0 | 25874997.7469 | 55195645.1723 | 1000 | 0.70055 | 36935.1074 | 78788.6864 | 752.9721 | 1606.2139
1 | 5200 | 707 | 0.03 | 15 | 15 | 7 | 1.3335e-12 | 5spot_SharedNeighbor | Water | Porous | Wet | R245fa | MinimizeLCOE_Brownfield | IgnoreSilica | 2019 | 7.7294 | 2.725 | 0.24959 | 4 | 27466.0779 | 56835.253 | 559.9331 | 1158.6635 | 155.1793 | 0 | 107.0031 | 940486.9541 | 48994.3489 | 741767.0467 | 410745.3504 | 0 | 183275.6871 | 0 | 906855.061 | 2359450.8472 | 1610373.6851 | 7201948.9805 | 961560.8286 | 19257185.0261 | 19257185.0261 | 1478867.319 | 8584595.0803 | 0 | 27420694.8352 | 56741342.2606 | 1333.5214 | 0.99835 | 27466.0779 | 56835.253 | 559.9331 | 1158.6635
1 | 5200 | 707 | 0.03 | 15 | 15 | 7 | 1.7783e-12 | 5spot_SharedNeighbor | Water | Porous | Wet | R245fa | MinimizeLCOE_Brownfield | IgnoreSilica | 2019 | 10.2138 | 3.712 | 0.35093 | 4 | 20915.5591 | 41803.2488 | 426.392 | 852.2158 | 157.727 | 0 | 85.8125 | 1180502.6978 | 62721.9846 | 948268.7145 | 544556.8031 | 0 | 215281.4814 | 0 | 1151019.3558 | 2994716.2572 | 2043955.3808 | 9141022.6752 | 961560.8286 | 19257185.0261 | 19257185.0261 | 1478867.319 | 8584595.0803 | 0 | 29359768.5299 | 58680415.9553 | 1778.2794 | 1.4037 | 20915.5591 | 41803.2488 | 426.392 | 852.2158
1 | 5200 | 707 | 0.03 | 15 | 15 | 7 | 2.3714e-12 | 5spot_SharedNeighbor | Water | Porous | Wet | R245fa | MinimizeLCOE_Brownfield | IgnoreSilica | 2019 | 13.5396 | 5.0305 | 0.48603 | 4 | 16355.8106 | 31437.4268 | 333.4353 | 640.8945 | 159.6033 | 0 | 95.5118 | 1472858.5611 | 79376.5492 | 1207827.2459 | 723232.1355 | 0 | 255212.0991 | 0 | 1458017.5704 | 3793462.6377 | 2589116.1981 | 11579102.997 | 961560.8286 | 19257185.0261 | 19257185.0261 | 1478867.319 | 8584595.0803 | 0 | 31797848.8517 | 61118496.2772 | 2371.3737 | 1.9441 | 16355.8106 | 31437.4268 | 333.4353 | 640.8945
1 | 5200 | 707 | 0.03 | 15 | 15 | 7 | 3.1623e-12 | 5spot_SharedNeighbor | Water | Porous | Wet | R245fa | MinimizeLCOE_Brownfield | IgnoreSilica | 2019 | 17.9365 | 6.7783 | 0.66589 | 4 | 13083.5767 | 24091.678 | 266.7264 | 491.1414 | 161.0375 | 0 | 72.7698 | 1827777.0853 | 99571.8517 | 1531762.6117 | 961083.3826 | 0 | 303356.9164 | 0 | 1842185.2207 | 4792988.06 | 3271312.837 | 14630037.9655 | 961560.8286 | 19257185.0261 | 19257185.0261 | 1478867.319 | 8584595.0803 | 0 | 34848783.8202 | 64169431.2456 | 3162.2777 | 2.6636 | 13083.5767 | 24091.678 | 266.7264 | 491.1414
1 | 5200 | 707 | 0.03 | 15 | 15 | 7 | 4.217e-12 | 5spot_SharedNeighbor | Water | Porous | Wet | R245fa | MinimizeLCOE_Brownfield | IgnoreSilica | 2019 | 23.7559 | 9.0933 | 0.90445 | 4 | 10688.3044 | 18792.8629 | 217.8955 | 383.1179 | 162.1327 | 0 | 84.5556 | 2258820.1574 | 124008.5604 | 1936226.0684 | 1275808.6902 | 0 | 361823.3389 | 0 | 2323107.858 | 6044250.1115 | 4125324.898 | 18449369.6827 | 961560.8286 | 19257185.0261 | 19257185.0261 | 1478867.319 | 8584595.0803 | 0 | 38668115.5374 | 67988762.9628 | 4216.965 | 3.6178 | 10688.3044 | 18792.8629 | 217.8955 | 383.1179
1 | 5200 | 707 | 0.03 | 15 | 15 | 7 | 5.6234e-12 | 5spot_SharedNeighbor | Water | Porous | Wet | R245fa | MinimizeLCOE_Brownfield | IgnoreSilica | 2019 | 31.4396 | 12.1522 | 1.2197 | 4 | 8905.8508 | 14915.7406 | 181.5578 | 304.0775 | 162.967 | 0 | 107.5512 | 2781849.5374 | 153533.063 | 2440385.795 | 1691595.0286 | 0 | 432997.9693 | 0 | 2925140.9434 | 7610616.7059 | 5194402.2843 | 23230521.3271 | 961560.8286 | 19257185.0261 | 19257185.0261 | 1478867.319 | 8584595.0803 | 0 | 43449267.1818 | 72769914.6072 | 5623.4133 | 4.8787 | 8905.8508 | 14915.7406 | 181.5578 | 304.0775
1 | 5200 | 707 | 0.03 | 15 | 15 | 7 | 7.4989e-12 | 5spot_SharedNeighbor | Water | Porous | Wet | R245fa | MinimizeLCOE_Brownfield | IgnoreSilica | 2019 | 41.4636 | 16.133 | 1.6289 | 4 | 7570.8171 | 12070.8409 | 154.3413 | 246.0804 | 163.5958 | 0 | 118.7497 | 3406973.0437 | 188513.772 | 3060201.3137 | 2224818.5171 | 0 | 518194.7432 | 0 | 3665493.542 | 9536862.3002 | 6509104.4828 | 29110161.7149 | 961560.8286 | 19257185.0261 | 19257185.0261 | 1478867.319 | 8584595.0803 | 0 | 49328907.5696 | 78649554.995 | 7498.9421 | 6.5157 | 7570.8171 | 12070.8409 | 154.3413 | 246.0804
1 | 5200 | 707 | 0.03 | 15 | 15 | 7 | 1e-11 | 5spot_SharedNeighbor | Water | Porous | Wet | R245fa | MinimizeLCOE_Brownfield | IgnoreSilica | 2019 | 54.3601 | 21.2513 | 2.1543 | 4 | 6559.836 | 9962.4673 | 133.7311 | 203.0984 | 164.0445 | 0 | 114.3749 | 4148091.799 | 229754.3998 | 3813926.8133 | 2911173.0512 | 0 | 619599.5176 | 0 | 4571792.7766 | 11894867.001 | 8118491.1432 | 36307696.5017 | 961560.8286 | 19257185.0261 | 19257185.0261 | 1478867.319 | 8584595.0803 | 0 | 56526442.3564 | 85847089.7818 | 10000 | 8.6171 | 6559.836 | 9962.4673 | 133.7311 | 203.0984
1 | 5200 | 707 | 0.03 | 15 | 15 | 7 | 1.3335e-11 | 5spot_SharedNeighbor | Water | Porous | Wet | R245fa | MinimizeLCOE_Brownfield | IgnoreSilica | 2019 | 70.5622 | 27.6538 | 2.808 | 4 | 5799.9393 | 8410.4141 | 118.2396 | 171.4577 | 164.268 | 0 | 126.0918 | 5004810.9242 | 277049.1962 | 4707652.0043 | 3776802.7146 | 0 | 738701.5958 | 0 | 5656956.4097 | 14718240.1766 | 10045501.3501 | 44925714.3714 | 961560.8286 | 19257185.0261 | 19257185.0261 | 1478867.319 | 8584595.0803 | 0 | 65144460.2261 | 94465107.6515 | 13335.2143 | 11.2319 | 5799.9393 | 8410.4141 | 118.2396 | 171.4577
1 | 5200 | 707 | 0.03 | 15 | 15 | 7 | 1.7783e-11 | 5spot_SharedNeighbor | Water | Porous | Wet | R245fa | MinimizeLCOE_Brownfield | IgnoreSilica | 2019 | 90.1406 | 35.2844 | 3.5747 | 4 | 5245.2357 | 7295.7884 | 106.9312 | 148.7345 | 164.1601 | 0 | 134.1128 | 5948143.2737 | 328125.8427 | 5721334.1055 | 4814874.7669 | 0 | 874918.7612 | 0 | 6898084.7325 | 17947401.4823 | 12249470.2939 | 54782353.2589 | 961560.8286 | 19257185.0261 | 19257185.0261 | 1478867.319 | 8584595.0803 | 0 | 75001099.1136 | 104321746.5391 | 17782.7941 | 14.2989 | 5245.2357 | 7295.7884 | 106.9312 | 148.7345
1 | 5200 | 707 | 0.03 | 15 | 15 | 7 | 2.3714e-11 | 5spot_SharedNeighbor | Water | Porous | Wet | R245fa | MinimizeLCOE_Brownfield | IgnoreSilica | 2019 | 110.2527 | 42.9469 | 4.3508 | 4 | 4857.2958 | 6542.099 | 99.0225 | 133.3695 | 163.7045 | 0 | 145.069 | 6829042.9614 | 374548.0158 | 6697244.5046 | 5876449.3365 | 0 | 987183.2969 | 0 | 8098142.5649 | 21069705.7963 | 14380507.1452 | 64312823.6214 | 961560.8286 | 19257185.0261 | 19257185.0261 | 1478867.319 | 8584595.0803 | 0 | 84531569.4761 | 113852216.9016 | 23713.7371 | 17.403 | 4857.2958 | 6542.099 | 99.0225 | 133.3695
1 | 5200 | 707 | 0.03 | 15 | 15 | 7 | 3.1623e-11 | 5spot_SharedNeighbor | Water | Porous | Wet | R245fa | MinimizeLCOE_Brownfield | IgnoreSilica | 2019 | 120.766 | 46.8664 | 4.8647 | 4 | 4573.1806 | 6079.9851 | 93.2305 | 123.9487 | 163.3469 | 0 | 172.6895 | 7258001.0206 | 396615.0696 | 7183378.2251 | 6432617.1175 | 0 | 932924.0534 | 0 | 8659378.8396 | 22529927.4578 | 15377138.4336 | 68769980.2171 | 961560.8286 | 19257185.0261 | 19257185.0261 | 1478867.319 | 8584595.0803 | 0 | 88988726.0718 | 118309373.4972 | 31622.7766 | 19.4588 | 4573.1806 | 6079.9851 | 93.2305 | 123.9487
1 | 5200 | 707 | 0.03 | 15 | 15 | 7 | 4.217e-11 | 5spot_SharedNeighbor | Water | Porous | Wet | R245fa | MinimizeLCOE_Brownfield | IgnoreSilica | 2019 | 129.8781 | 50.2091 | 5.3196 | 4 | 4356.2435 | 5734.2084 | 88.8079 | 116.8996 | 162.9807 | 0 | 215.3403 | 7613118.6551 | 414540.426 | 7592023.0033 | 6913411.542 | 0 | 866472.5725 | 0 | 9125830.8176 | 23743539.822 | 16205453.8095 | 72474390.648 | 961560.8286 | 19257185.0261 | 19257185.0261 | 1478867.319 | 8584595.0803 | 0 | 92693136.5027 | 122013783.9281 | 42169.6503 | 21.2782 | 4356.2435 | 5734.2084 | 88.8079 | 116.8996
1 | 5200 | 707 | 0.03 | 15 | 15 | 7 | 5.6234e-11 | 5spot_SharedNeighbor | Water | Porous | Wet | R245fa | MinimizeLCOE_Brownfield | IgnoreSilica | 2019 | 139.9512 | 53.8359 | 5.7716 | 4 | 4189.5493 | 5459.595 | 85.4096 | 111.3012 | 162.557 | 0 | 222.3263 | 7987093.9084 | 432949.3184 | 8029935.4491 | 7422799.6862 | 0 | 827302.251 | 0 | 9633031.4391 | 25063171.7981 | 17106129.7489 | 76502413.5992 | 961560.8286 | 19257185.0261 | 19257185.0261 | 1478867.319 | 8584595.0803 | 0 | 96721159.454 | 126041806.8794 | 56234.1325 | 23.0863 | 4189.5493 | 5459.595 | 85.4096 | 111.3012
1 | 5200 | 707 | 0.03 | 15 | 15 | 7 | 7.4989e-11 | 5spot_SharedNeighbor | Water | Porous | Wet | R245fa | MinimizeLCOE_Brownfield | IgnoreSilica | 2019 | 146.7723 | 56.2724 | 6.1121 | 4 | 4060.9907 | 5260.2789 | 82.7888 | 107.2379 | 162.2715 | 0 | 252.8738 | 8233371.8038 | 444957.9948 | 8320968.8651 | 7766063.6771 | 0 | 762374.9994 | 0 | 9955817.5627 | 25902995.0791 | 17679326.3948 | 79065876.3768 | 961560.8286 | 19257185.0261 | 19257185.0261 | 1478867.319 | 8584595.0803 | 0 | 99284622.2315 | 128605269.6569 | 74989.4209 | 24.4484 | 4060.9907 | 5260.2789 | 82.7888 | 107.2379
1 | 5200 | 707 | 0.03 | 15 | 15 | 7 | 1e-10 | 5spot_SharedNeighbor | Water | Porous | Wet | R245fa | MinimizeLCOE_Brownfield | IgnoreSilica | 2019 | 152.2091 | 58.1952 | 6.3877 | 4 | 3963.1711 | 5110.7073 | 80.7946 | 104.1887 | 162.0328 | 0 | 250.7896 | 8424623.7422 | 454166.5776 | 8549040.9124 | 8037980.5524 | 0 | 700618.631 | 0 | 10204907.8621 | 26551076.9428 | 18121655.5835 | 81044070.8041 | 961560.8286 | 19257185.0261 | 19257185.0261 | 1478867.319 | 8584595.0803 | 0 | 101262816.6588 | 130583464.0842 | 100000 | 25.551 | 3963.1711 | 5110.7073 | 80.7946 | 104.1887
1 | 5200 | 707 | 0.03 | 15 | 15 | 7 | 1.3335e-10 | 5spot_SharedNeighbor | Water | Porous | Wet | R245fa | MinimizeLCOE_Brownfield | IgnoreSilica | 2019 | 156.4887 | 59.6949 | 6.607 | 4 | 3888.8829 | 4998.3345 | 79.2801 | 101.8978 | 161.8382 | 0 | 249.4324 | 8571989.4699 | 461196.7529 | 8725968.9992 | 8250587.3289 | 0 | 645119.6496 | 0 | 10395396.2582 | 27046688.6749 | 18459920.7745 | 82556867.9083 | 961560.8286 | 19257185.0261 | 19257185.0261 | 1478867.319 | 8584595.0803 | 0 | 102775613.763 | 132096261.1884 | 133352.1432 | 26.4281 | 3888.8829 | 4998.3345 | 79.2801 | 101.8978
1 | 5200 | 707 | 0.03 | 15 | 15 | 7 | 1.7783e-10 | 5spot_SharedNeighbor | Water | Porous | Wet | R245fa | MinimizeLCOE_Brownfield | IgnoreSilica | 2019 | 159.7607 | 60.8338 | 6.7774 | 4 | 3832.5779 | 4914.1315 | 78.1323 | 100.1812 | 161.6854 | 0 | 245.6801 | 8682837.6913 | 466442.2154 | 8859800.7973 | 8412425.158 | 0 | 596457.8956 | 0 | 10537005.8654 | 27415127.8248 | 18711388.065 | 83681485.5127 | 961560.8286 | 19257185.0261 | 19257185.0261 | 1478867.319 | 8584595.0803 | 0 | 103900231.3674 | 133220878.7929 | 177827.941 | 27.1098 | 3832.5779 | 4914.1315 | 78.1323 | 100.1812
1 | 5200 | 707 | 0.03 | 15 | 15 | 7 | 2.3714e-10 | 5spot_SharedNeighbor | Water | Porous | Wet | R245fa | MinimizeLCOE_Brownfield | IgnoreSilica | 2019 | 162.2286 | 61.6884 | 6.9081 | 4 | 3789.9725 | 4851.062 | 77.2637 | 98.8955 | 161.5679 | 0 | 253.8277 | 8765415.132 | 470324.4453 | 8959938.3888 | 8534105.7683 | 0 | 555033.3028 | 0 | 10641078.6444 | 27685903.8475 | 18896198.2643 | 84507997.7933 | 961560.8286 | 19257185.0261 | 19257185.0261 | 1478867.319 | 8584595.0803 | 0 | 104726743.648 | 134047391.0735 | 237137.3706 | 27.6326 | 3789.9725 | 4851.062 | 77.2637 | 98.8955
1 | 5200 | 707 | 0.03 | 15 | 15 | 7 | 3.1623e-10 | 5spot_SharedNeighbor | Water | Porous | Wet | R245fa | MinimizeLCOE_Brownfield | IgnoreSilica | 2019 | 164.0922 | 62.3314 | 7.008 | 4 | 3757.7783 | 4803.7489 | 76.6074 | 97.9309 | 161.4781 | 0 | 239.6146 | 8827208.3502 | 473215.4822 | 9035116.4459 | 8625786.8846 | 0 | 520856.3853 | 0 | 10718051.5838 | 27886171.6464 | 19032885.1522 | 85119291.9308 | 961560.8286 | 19257185.0261 | 19257185.0261 | 1478867.319 | 8584595.0803 | 0 | 105338037.7855 | 134658685.2109 | 316227.766 | 28.032 | 3757.7783 | 4803.7489 | 76.6074 | 97.9309
1 | 5200 | 707 | 0.03 | 15 | 15 | 7 | 4.217e-10 | 5spot_SharedNeighbor | Water | Porous | Wet | R245fa | MinimizeLCOE_Brownfield | IgnoreSilica | 2019 | 165.483 | 62.8098 | 7.0835 | 4 | 3733.4825 | 4768.3001 | 76.1121 | 97.2082 | 161.4104 | 0 | 274.9072 | 8873000.5161 | 475349.8658 | 9090966.1763 | 8694081.3412 | 0 | 493079.7106 | 0 | 10774326.2679 | 28032586.8307 | 19132816.524 | 85566207.2325 | 961560.8286 | 19257185.0261 | 19257185.0261 | 1478867.319 | 8584595.0803 | 0 | 105784953.0872 | 135105600.5126 | 421696.5034 | 28.3341 | 3733.4825 | 4768.3001 | 76.1121 | 97.2082
1 | 5200 | 707 | 0.03 | 15 | 15 | 7 | 5.6234e-10 | 5spot_SharedNeighbor | Water | Porous | Wet | R245fa | MinimizeLCOE_Brownfield | IgnoreSilica | 2019 | 166.5157 | 63.1643 | 7.1404 | 4 | 3715.1677 | 4741.7484 | 75.7387 | 96.667 | 161.3597 | 0 | 266.25 | 8906828.7015 | 476922.0194 | 9132302.518 | 8744730.9755 | 0 | 470843.7664 | 0 | 10815334.9125 | 28139282.9122 | 19205638.792 | 85891884.5975 | 961560.8286 | 19257185.0261 | 19257185.0261 | 1478867.319 | 8584595.0803 | 0 | 106110630.4522 | 135431277.8776 | 562341.3252 | 28.5615 | 3715.1677 | 4741.7484 | 75.7387 | 96.667
1 | 5200 | 707 | 0.03 | 15 | 15 | 7 | 7.4989e-10 | 5spot_SharedNeighbor | Water | Porous | Wet | R245fa | MinimizeLCOE_Brownfield | IgnoreSilica | 2019 | 167.2781 | 63.4256 | 7.1829 | 4 | 3701.3747 | 4721.8742 | 75.4575 | 96.2618 | 161.3221 | 0 | 270.3916 | 8931701.3537 | 478075.4254 | 9162738.8521 | 8782080.8619 | 0 | 453236.4195 | 0 | 10845054.8359 | 28216608.0565 | 19258414.7918 | 86127910.5969 | 961560.8286 | 19257185.0261 | 19257185.0261 | 1478867.319 | 8584595.0803 | 0 | 106346656.4516 | 135667303.877 | 749894.2093 | 28.7317 | 3701.3747 | 4721.8742 | 75.4575 | 96.2618
1 | 5200 | 707 | 0.03 | 15 | 15 | 7 | 1e-09 | 5spot_SharedNeighbor | Water | Porous | Wet | R245fa | MinimizeLCOE_Brownfield | IgnoreSilica | 2019 | 167.8387 | 63.6175 | 7.2147 | 4 | 3690.9958 | 4707.0045 | 75.2459 | 95.9587 | 161.2943 | 0 | 282.8904 | 8949939.4834 | 478919.7719 | 9185080.2847 | 8809527.5754 | 0 | 439424.248 | 0 | 10866527.6317 | 28272475.8664 | 19296545.7201 | 86298440.5815 | 961560.8286 | 19257185.0261 | 19257185.0261 | 1478867.319 | 8584595.0803 | 0 | 106517186.4362 | 135837833.8616 | 1000000 | 28.8587 | 3690.9958 | 4707.0045 | 75.2459 | 95.9587
1 | 5200 | 707 | 0.03 | 15 | 15 | 7 | 1.3335e-09 | 5spot_SharedNeighbor | Water | Porous | Wet | R245fa | MinimizeLCOE_Brownfield | IgnoreSilica | 2019 | 168.2481 | 63.7575 | 7.2382 | 4 | 3683.1914 | 4695.8903 | 75.0868 | 95.7321 | 161.2739 | 0 | 247.8758 | 8963226.4102 | 479534.1254 | 9201369.5218 | 8829555.5263 | 0 | 428648.6316 | 0 | 10881910.3439 | 28312498.5281 | 19323862.0091 | 86420605.0963 | 961560.8286 | 19257185.0261 | 19257185.0261 | 1478867.319 | 8584595.0803 | 0 | 106639350.951 | 135959998.3764 | 1333521.4322 | 28.953 | 3683.1914 | 4695.8903 | 75.0868 | 95.7321
1 | 5200 | 707 | 0.03 | 15 | 15 | 7 | 1.7783e-09 | 5spot_SharedNeighbor | Water | Porous | Wet | R245fa | MinimizeLCOE_Brownfield | IgnoreSilica | 2019 | 168.5692 | 63.8672 | 7.2564 | 4 | 3677.3263 | 4687.4943 | 74.9673 | 95.5609 | 161.2579 | 0 | 246.7959 | 8973636.7713 | 480015.1047 | 9214138.8327 | 8845264.8143 | 0 | 420575.364 | 0 | 10894116.0459 | 28344255.261 | 19345536.6319 | 86517538.8258 | 961560.8286 | 19257185.0261 | 19257185.0261 | 1478867.319 | 8584595.0803 | 0 | 106736284.6805 | 136056932.106 | 1778279.41 | 29.0255 | 3677.3263 | 4687.4943 | 74.9673 | 95.5609
1 | 5200 | 707 | 0.03 | 15 | 15 | 7 | 2.3714e-09 | 5spot_SharedNeighbor | Water | Porous | Wet | R245fa | MinimizeLCOE_Brownfield | IgnoreSilica | 2019 | 168.801 | 63.9464 | 7.2697 | 4 | 3672.9207 | 4681.2314 | 74.8775 | 95.4332 | 161.2464 | 0 | 254.7347 | 8981136.9328 | 480361.3541 | 9223342.9546 | 8856593.5061 | 0 | 414312.3963 | 0 | 10902741.3861 | 28366696.6268 | 19360853.3251 | 86586038.4819 | 961560.8286 | 19257185.0261 | 19257185.0261 | 1478867.319 | 8584595.0803 | 0 | 106804784.3366 | 136125431.762 | 2371373.7057 | 29.079 | 3672.9207 | 4681.2314 | 74.8775 | 95.4332
1 | 5200 | 707 | 0.03 | 15 | 15 | 7 | 3.1623e-09 | 5spot_SharedNeighbor | Water | Porous | Wet | R245fa | MinimizeLCOE_Brownfield | IgnoreSilica | 2019 | 168.9714 | 64.0045 | 7.2797 | 4 | 3669.6127 | 4676.5462 | 74.81 | 95.3377 | 161.2378 | 0 | 243.8008 | 8986647.6944 | 480615.6212 | 9230108.0213 | 8864923.011 | 0 | 409518.5542 | 0 | 10909007.0318 | 28382998.5517 | 19371979.7239 | 86635798.2095 | 961560.8286 | 19257185.0261 | 19257185.0261 | 1478867.319 | 8584595.0803 | 0 | 106854544.0642 | 136175191.4896 | 3162277.6602 | 29.1188 | 3669.6127 | 4676.5462 | 74.81 | 95.3377
1 | 5200 | 707 | 0.03 | 15 | 15 | 7 | 4.217e-09 | 5spot_SharedNeighbor | Water | Porous | Wet | R245fa | MinimizeLCOE_Brownfield | IgnoreSilica | 2019 | 169.1003 | 64.0485 | 7.2872 | 4 | 3667.1295 | 4673.0271 | 74.7594 | 95.266 | 161.2314 | 0 | 275.7781 | 8990813.8197 | 480807.7805 | 9235223.5509 | 8871223.0547 | 0 | 405905.0994 | 0 | 10913749.5891 | 28395337.7129 | 19380401.4549 | 86673462.0622 | 961560.8286 | 19257185.0261 | 19257185.0261 | 1478867.319 | 8584595.0803 | 0 | 106892207.9169 | 136212855.3423 | 4216965.0343 | 29.1487 | 3667.1295 | 4673.0271 | 74.7594 | 95.266
1 | 5200 | 707 | 0.03 | 15 | 15 | 7 | 5.6234e-09 | 5spot_SharedNeighbor | Water | Porous | Wet | R245fa | MinimizeLCOE_Brownfield | IgnoreSilica | 2019 | 169.1929 | 64.0801 | 7.2927 | 4 | 3665.266 | 4670.4034 | 74.7214 | 95.2125 | 161.2267 | 0 | 271.9187 | 8993805.0783 | 480945.6945 | 9238897.3291 | 8875748.4479 | 0 | 403127.033 | 0 | 10917084.1973 | 28404013.6795 | 19386322.9804 | 86699944.44 | 961560.8286 | 19257185.0261 | 19257185.0261 | 1478867.319 | 8584595.0803 | 0 | 106918690.2947 | 136239337.7201 | 5623413.2519 | 29.1708 | 3665.266 | 4670.4034 | 74.7214 | 95.2125
1 | 5200 | 707 | 0.03 | 15 | 15 | 7 | 7.4989e-09 | 5spot_SharedNeighbor | Water | Porous | Wet | R245fa | MinimizeLCOE_Brownfield | IgnoreSilica | 2019 | 169.264 | 64.1044 | 7.2969 | 4 | 3663.8678 | 4668.4289 | 74.6929 | 95.1722 | 161.2232 | 0 | 263.0995 | 8996102.0083 | 481051.5822 | 9241718.6279 | 8879224.1742 | 0 | 401053.9438 | 0 | 10919668.6312 | 28410737.8464 | 19390912.3624 | 86720469.1764 | 961560.8286 | 19257185.0261 | 19257185.0261 | 1478867.319 | 8584595.0803 | 0 | 106939215.0311 | 136259862.4565 | 7498942.0933 | 29.1875 | 3663.8678 | 4668.4289 | 74.6929 | 95.1722
1 | 5200 | 707 | 0.03 | 15 | 15 | 7 | 1e-08 | 5spot_SharedNeighbor | Water | Porous | Wet | R245fa | MinimizeLCOE_Brownfield | IgnoreSilica | 2019 | 169.3197 | 64.1234 | 7.3001 | 4 | 3662.8188 | 4666.9386 | 74.6715 | 95.1419 | 161.2204 | 0 | 250.5244 | 8997901.7087 | 481134.5456 | 9243929.28 | 8881947.829 | 0 | 399522.9154 | 0 | 10921730.1487 | 28416101.4921 | 19394573.1608 | 86736841.0804 | 961560.8286 | 19257185.0261 | 19257185.0261 | 1478867.319 | 8584595.0803 | 0 | 106955586.9351 | 136276234.3605 | 10000000 | 29.2003 | 3662.8188 | 4666.9386 | 74.6715 | 95.1419
1 | 5300 | 707 | 0.03 | 15 | 15 | 7 | 1e-13 | 5spot_SharedNeighbor | Water | Porous | Wet | R245fa | MinimizeLCOE_Brownfield | IgnoreSilica | 2019 | 0 | 0 | 0 | 0 |  |  |  |  | 15 |  | 26.1332 | [19 empty] | 100 | 0
1 | 5300 | 707 | 0.03 | 15 | 15 | 7 | 1.3335e-13 | 5spot_SharedNeighbor | Water | Porous | Wet | R245fa | MinimizeLCOE_Brownfield | IgnoreSilica | 2019 | 0 | 0 | 0 | 0 |  |  |  |  | 15 |  | 25.2872 | [19 empty] | 133.3521 | 0
1 | 5300 | 707 | 0.03 | 15 | 15 | 7 | 1.7783e-13 | 5spot_SharedNeighbor | Water | Porous | Wet | R245fa | MinimizeLCOE_Brownfield | IgnoreSilica | 2019 | 1.2008 | 0.24276 | 0.0082019 | 4 | 669432.9332 | 1584946.8913 | 13647.2958 | 32311.2862 | 114.3082 | 0 | 59.8231 | 143709.9909 | 5531.1291 | 110195.6952 | 68175.3598 | 0 | 70452.707 | 0 | 155245.304 | 403916.4358 | 275681.2671 | 1232907.8888 | 961560.8286 | 19768034.2612 | 19768034.2612 | 1478867.319 | 8788934.7744 | 0 | 21962502.9787 | 51998339.3333 | 177.8279 | 0.032808 | 669432.9332 | 1584946.8913 | 13647.2958 | 32311.2862
1 | 5300 | 707 | 0.03 | 15 | 15 | 7 | 2.3714e-13 | 5spot_SharedNeighbor | Water | Porous | Wet | R245fa | MinimizeLCOE_Brownfield | IgnoreSilica | 2019 | 1.5491 | 0.3615 | 0.018064 | 4 | 309280.0613 | 724970.1285 | 6305.0924 | 14779.4967 | 123.8684 | 0 | 65.5298 | 199455.7382 | 8221.5183 | 150519.9403 | 85144.698 | 0 | 78910.3835 | 0 | 203678.3885 | 529929.3868 | 361687.6955 | 1617547.7492 | 961560.8286 | 19768034.2612 | 19768034.2612 | 1478867.319 | 8788934.7744 | 0 | 22347142.839 | 52382979.1936 | 237.1374 | 0.072255 | 309280.0613 | 724970.1285 | 6305.0924 | 14779.4967
1 | 5300 | 707 | 0.03 | 15 | 15 | 7 | 3.1623e-13 | 5spot_SharedNeighbor | Water | Porous | Wet | R245fa | MinimizeLCOE_Brownfield | IgnoreSilica | 2019 | 2.0209 | 0.53261 | 0.033364 | 4 | 171274.5224 | 396336.8005 | 3491.6628 | 8079.8618 | 132.5213 | 0 | 347.8522 | 272413.1284 | 11953.6231 | 204015.8329 | 108992.0422 | 0 | 89672.9149 | 0 | 267948.5412 | 697147.1403 | 475817.2482 | 2127960.4712 | 961560.8286 | 19768034.2612 | 19768034.2612 | 1478867.319 | 8788934.7744 | 0 | 22857555.561 | 52893391.9156 | 316.2278 | 0.13346 | 171274.5224 | 396336.8005 | 3491.6628 | 8079.8618
1 | 5300 | 707 | 0.03 | 15 | 15 | 7 | 4.217e-13 | 5spot_SharedNeighbor | Water | Porous | Wet | R245fa | MinimizeLCOE_Brownfield | IgnoreSilica | 2019 | 2.6433 | 0.76837 | 0.05573 | 4 | 105442.8341 | 240181.302 | 2149.5948 | 4896.4207 | 139.8688 | 0 | 453.5144 | 363548.6819 | 16834.7194 | 272181.1853 | 141229.3065 | 0 | 102378.2112 | 0 | 349507.1207 | 909345.8343 | 620647.2171 | 2775672.2764 | 961560.8286 | 19768034.2612 | 19768034.2612 | 1478867.319 | 8788934.7744 | 0 | 23505267.3663 | 53541103.7209 | 421.6965 | 0.22292 | 105442.8341 | 240181.302 | 2149.5948 | 4896.4207
1 | 5300 | 707 | 0.03 | 15 | 15 | 7 | 5.6234e-13 | 5spot_SharedNeighbor | Water | Porous | Wet | R245fa | MinimizeLCOE_Brownfield | IgnoreSilica | 2019 | 3.4601 | 1.0873 | 0.08729 | 4 | 69643.7935 | 155666.6196 | 1419.7829 | 3173.4746 | 145.925 | 0 | 602.3242 | 475495.3392 | 23041.7628 | 357875.1507 | 184553.8441 | 0 | 117259.3707 | 0 | 451707.9323 | 1175251.3819 | 802133.2171 | 3587317.9988 | 961560.8286 | 19768034.2612 | 19768034.2612 | 1478867.319 | 8788934.7744 | 0 | 24316913.0887 | 54352749.4433 | 562.3413 | 0.34916 | 69643.7935 | 155666.6196 | 1419.7829 | 3173.4746
1 | 5300 | 707 | 0.03 | 15 | 15 | 7 | 7.4989e-13 | 5spot_SharedNeighbor | Water | Porous | Wet | R245fa | MinimizeLCOE_Brownfield | IgnoreSilica | 2019 | 4.5453 | 1.5189 | 0.13106 | 4 | 48334.7097 | 105630.2252 | 985.3684 | 2153.415 | 150.8718 | 0 | 81.402 | 613144.5393 | 30852.6868 | 466103.7413 | 242584.5901 | 0 | 135325.6423 | 0 | 580324.3679 | 1509884.9644 | 1030527.5133 | 4608748.0454 | 961560.8286 | 19768034.2612 | 19768034.2612 | 1478867.319 | 8788934.7744 | 0 | 25338343.1353 | 55374179.4899 | 749.8942 | 0.52423 | 48334.7097 | 105630.2252 | 985.3684 | 2153.415
1 | 5300 | 707 | 0.03 | 15 | 15 | 7 | 1e-12 | 5spot_SharedNeighbor | Water | Porous | Wet | R245fa | MinimizeLCOE_Brownfield | IgnoreSilica | 2019 | 5.9802 | 2.099 | 0.19119 | 4 | 34818.3297 | 74092.8061 | 709.8187 | 1510.4821 | 154.8052 | 0 | 71.2381 | 782003.8963 | 40634.0708 | 602116.3388 | 322521.4312 | 0 | 157097.1656 | 0 | 742705.4321 | 1932367.1844 | 1318880.3095 | 5898325.8287 | 961560.8286 | 19768034.2612 | 19768034.2612 | 1478867.319 | 8788934.7744 | 0 | 26627920.9186 | 56663757.2732 | 1000 | 0.76477 | 34818.3297 | 74092.8061 | 709.8187 | 1510.4821
1 | 5300 | 707 | 0.03 | 15 | 15 | 7 | 1.3335e-12 | 5spot_SharedNeighbor | Water | Porous | Wet | R245fa | MinimizeLCOE_Brownfield | IgnoreSilica | 2019 | 7.8757 | 2.8639 | 0.27074 | 4 | 26050.8526 | 53785.6665 | 531.0819 | 1096.4936 | 157.7755 | 0 | 95.9715 | 984060.4599 | 52340.0437 | 770554.0491 | 425586.9395 | 0 | 183331.0337 | 0 | 942190.2851 | 2451385.852 | 1673121.215 | 7482569.878 | 961560.8286 | 19768034.2612 | 19768034.2612 | 1478867.319 | 8788934.7744 | 0 | 28212164.9678 | 58248001.3225 | 1333.5214 | 1.083 | 26050.8526 | 53785.6665 | 531.0819 | 1096.4936
1 | 5300 | 707 | 0.03 | 15 | 15 | 7 | 1.7783e-12 | 5spot_SharedNeighbor | Water | Porous | Wet | R245fa | MinimizeLCOE_Brownfield | IgnoreSilica | 2019 | 10.4185 | 3.9069 | 0.38077 | 4 | 19854.7365 | 39575.3636 | 404.7657 | 806.7973 | 160.3956 | 0 | 86.4165 | 1236679.1277 | 67146.7143 | 986167.7833 | 565006.7099 | 0 | 215622.8908 | 0 | 1197543.0582 | 3115761.3875 | 2126571.1695 | 9510498.8412 | 961560.8286 | 19768034.2612 | 19768034.2612 | 1478867.319 | 8788934.7744 | 0 | 30240093.9311 | 60275930.2857 | 1778.2794 | 1.5231 | 19854.7365 | 39575.3636 | 404.7657 | 806.7973
1 | 5300 | 707 | 0.03 | 15 | 15 | 7 | 2.3714e-12 | 5spot_SharedNeighbor | Water | Porous | Wet | R245fa | MinimizeLCOE_Brownfield | IgnoreSilica | 2019 | 13.807 | 5.2954 | 0.52734 | 4 | 15543.637 | 29782.8619 | 316.8781 | 607.1639 | 162.3008 | 0 | 86.7668 | 1543675.6021 | 85114.424 | 1256170 | 752540.1405 | 0 | 255540.0024 | 0 | 1518285.666 | 3950267.8596 | 2696138.9841 | 12057732.6789 | 961560.8286 | 19768034.2612 | 19768034.2612 | 1478867.319 | 8788934.7744 | 0 | 32787327.7687 | 62823164.1233 | 2371.3737 | 2.1094 | 15543.637 | 29782.8619 | 316.8781 | 607.1639
1 | 5300 | 707 | 0.03 | 15 | 15 | 7 | 3.1623e-12 | 5spot_SharedNeighbor | Water | Porous | Wet | R245fa | MinimizeLCOE_Brownfield | IgnoreSilica | 2019 | 18.2849 | 7.1265 | 0.7206 | 4 | 12467.5389 | 22888.0112 | 254.1676 | 466.6031 | 163.7571 | 0 | 78.3735 | 1913354.9179 | 106589.6063 | 1591609.7607 | 994709.6487 | 0 | 303466.4461 | 0 | 1914794.8481 | 4981903.4163 | 3400251.4495 | 15206680.0935 | 961560.8286 | 19768034.2612 | 19768034.2612 | 1478867.319 | 8788934.7744 | 0 | 35936275.1834 | 65972111.538 | 3162.2777 | 2.8824 | 12467.5389 | 22888.0112 | 254.1676 | 466.6031
1 | 5300 | 707 | 0.03 | 15 | 15 | 7 | 4.217e-12 | 5spot_SharedNeighbor | Water | Porous | Wet | R245fa | MinimizeLCOE_Brownfield | IgnoreSilica | 2019 | 24.2164 | 9.5547 | 0.9774 | 4 | 10202.6232 | 17885.2053 | 207.9943 | 364.6141 | 164.8705 | 0 | 93.1881 | 2363369.4763 | 132677.3055 | 2010937.9881 | 1316839.6016 | 0 | 361848.6526 | 0 | 2412412.4794 | 6276602.4175 | 4283910.1212 | 19158598.0422 | 961560.8286 | 19768034.2612 | 19768034.2612 | 1478867.319 | 8788934.7744 | 0 | 39888193.1321 | 69924029.4867 | 4216.965 | 3.9096 | 10202.6232 | 17885.2053 | 207.9943 | 364.6141
1 | 5300 | 707 | 0.03 | 15 | 15 | 7 | 5.6234e-12 | 5spot_SharedNeighbor | Water | Porous | Wet | R245fa | MinimizeLCOE_Brownfield | IgnoreSilica | 2019 | 32.0238 | 12.762 | 1.3175 | 4 | 8510.7158 | 14210.1851 | 173.5025 | 289.6938 | 165.7167 | 0 | 101.5541 | 2910130.2942 | 164329.3797 | 2533419.5933 | 1747481.5894 | 0 | 432612.9709 | 0 | 3037309.7927 | 7902457.0428 | 5393589.311 | 24121329.974 | 961560.8286 | 19768034.2612 | 19768034.2612 | 1478867.319 | 8788934.7744 | 0 | 44850925.0639 | 74886761.4185 | 5623.4133 | 5.2699 | 8510.7158 | 14210.1851 | 173.5025 | 289.6938
1 | 5300 | 707 | 0.03 | 15 | 15 | 7 | 7.4989e-12 | 5spot_SharedNeighbor | Water | Porous | Wet | R245fa | MinimizeLCOE_Brownfield | IgnoreSilica | 2019 | 42.2212 | 16.9523 | 1.7618 | 4 | 7238.1488 | 11500.3172 | 147.5595 | 234.4495 | 166.3553 | 0 | 98.0928 | 3567487.9935 | 202216.5361 | 3178032.0802 | 2310212.566 | 0 | 517875.9726 | 0 | 3812571.8079 | 9919529.778 | 6770282.8995 | 30278209.6338 | 961560.8286 | 19768034.2612 | 19768034.2612 | 1478867.319 | 8788934.7744 | 0 | 51007804.7236 | 81043641.0782 | 7498.9421 | 7.0471 | 7238.1488 | 11500.3172 | 147.5595 | 234.4495
1 | 5300 | 707 | 0.03 | 15 | 15 | 7 | 1e-11 | 5spot_SharedNeighbor | Water | Porous | Wet | R245fa | MinimizeLCOE_Brownfield | IgnoreSilica | 2019 | 55.3347 | 22.3339 | 2.3313 | 4 | 6277.0542 | 9498.0458 | 127.9662 | 193.6305 | 166.8072 | 0 | 115.7011 | 4345710.9503 | 246790.5299 | 3961034.0476 | 3032696.3797 | 0 | 619455.4088 | 0 | 4760218.0534 | 12385110.9199 | 8453092.6914 | 37804108.9809 | 961560.8286 | 19768034.2612 | 19768034.2612 | 1478867.319 | 8788934.7744 | 0 | 58533704.0708 | 88569540.4254 | 10000 | 9.325 | 6277.0542 | 9498.0458 | 127.9662 | 193.6305
1 | 5300 | 707 | 0.03 | 15 | 15 | 7 | 1.3335e-11 | 5spot_SharedNeighbor | Water | Porous | Wet | R245fa | MinimizeLCOE_Brownfield | IgnoreSilica | 2019 | 71.7459 | 29.0293 | 3.035 | 4 | 5558.0169 | 8032.1688 | 113.3077 | 163.7466 | 167.02 | 0 | 119.9405 | 5239245.1608 | 297376.4945 | 4884727.9417 | 3932638.5894 | 0 | 738061.3808 | 0 | 5885899.3312 | 15313902.6957 | 10452053.2591 | 46743904.853 | 961560.8286 | 19768034.2612 | 19768034.2612 | 1478867.319 | 8788934.7744 | 0 | 67473499.9429 | 97509336.2975 | 13335.2143 | 12.1399 | 5558.0169 | 8032.1688 | 113.3077 | 163.7466
1 | 5300 | 707 | 0.03 | 15 | 15 | 7 | 1.7783e-11 | 5spot_SharedNeighbor | Water | Porous | Wet | R245fa | MinimizeLCOE_Brownfield | IgnoreSilica | 2019 | 91.522 | 36.9726 | 3.8557 | 4 | 5034.3297 | 6981.8435 | 102.6316 | 142.3343 | 166.8838 | 0 | 149.4746 | 6218237.8 | 351581.0515 | 5928115.8558 | 5003780.7943 | 0 | 873641.4132 | 0 | 7166389.1968 | 18645474.6614 | 12725919.5826 | 56913140.3556 | 961560.8286 | 19768034.2612 | 19768034.2612 | 1478867.319 | 8788934.7744 | 0 | 77642735.4455 | 107678571.8001 | 17782.7941 | 15.4227 | 5034.3297 | 6981.8435 | 102.6316 | 142.3343
1 | 5300 | 707 | 0.03 | 15 | 15 | 7 | 2.3714e-11 | 5spot_SharedNeighbor | Water | Porous | Wet | R245fa | MinimizeLCOE_Brownfield | IgnoreSilica | 2019 | 113.2151 | 45.4509 | 4.7152 | 4 | 4670.2274 | 6262.7321 | 95.2089 | 127.6743 | 166.3432 | 0 | 126.8821 | 7185624.1171 | 403240.4928 | 6995403.7097 | 6153622.349 | 0 | 1008602.4374 | 0 | 8481132.3114 | 22066166.5548 | 15060612.088 | 67354404.0602 | 961560.8286 | 19768034.2612 | 19768034.2612 | 1478867.319 | 8788934.7744 | 0 | 88083999.1501 | 118119835.5047 | 23713.7371 | 18.8608 | 4670.2274 | 6262.7321 | 95.2089 | 127.6743
1 | 5300 | 707 | 0.03 | 15 | 15 | 7 | 3.1623e-11 | 5spot_SharedNeighbor | Water | Porous | Wet | R245fa | MinimizeLCOE_Brownfield | IgnoreSilica | 2019 | 123.6749 | 49.4293 | 5.2453 | 4 | 4408.3681 | 5839.9194 | 89.8705 | 119.0547 | 165.9575 | 0 | 183.4831 | 7615499.0074 | 425375.2578 | 7483167.4818 | 6696312.509 | 0 | 949780.8949 | 0 | 9036352.7089 | 23510736.1377 | 16046560.5113 | 71763784.5088 | 961560.8286 | 19768034.2612 | 19768034.2612 | 1478867.319 | 8788934.7744 | 0 | 92493379.5987 | 122529215.9533 | 31622.7766 | 20.9813 | 4408.3681 | 5839.9194 | 89.8705 | 119.0547
1 | 5300 | 707 | 0.03 | 15 | 15 | 7 | 4.217e-11 | 5spot_SharedNeighbor | Water | Porous | Wet | R245fa | MinimizeLCOE_Brownfield | IgnoreSilica | 2019 | 132.636 | 52.7664 | 5.7074 | 4 | 4208.237 | 5523.8994 | 85.7906 | 112.6122 | 165.5721 | 0 | 222.4281 | 7965341.9308 | 442968.2308 | 7886803.1681 | 7151541.6196 | 0 | 878799.3379 | 0 | 9486927.172 | 24683038.4652 | 16846680.9382 | 75342100.8627 | 961560.8286 | 19768034.2612 | 19768034.2612 | 1478867.319 | 8788934.7744 | 0 | 96071695.9526 | 126107532.3072 | 42169.6503 | 22.8294 | 4208.237 | 5523.8994 | 85.7906 | 112.6122
1 | 5300 | 707 | 0.03 | 15 | 15 | 7 | 5.6234e-11 | 5spot_SharedNeighbor | Water | Porous | Wet | R245fa | MinimizeLCOE_Brownfield | IgnoreSilica | 2019 | 142.7692 | 56.5058 | 6.1781 | 4 | 4053.0452 | 5268.458 | 82.6268 | 107.4046 | 165.1399 | 0 | 220.6986 | 8348273.9464 | 462005.421 | 8333384.8018 | 7662626.9886 | 0 | 839368.531 | 0 | 10001807.2786 | 26022650.8862 | 17760993.9418 | 79431111.7953 | 961560.8286 | 19768034.2612 | 19768034.2612 | 1478867.319 | 8788934.7744 | 0 | 100160706.8852 | 130196543.2398 | 56234.1325 | 24.7125 | 4053.0452 | 5268.458 | 82.6268 | 107.4046
1 | 5300 | 707 | 0.03 | 15 | 15 | 7 | 7.4989e-11 | 5spot_SharedNeighbor | Water | Porous | Wet | R245fa | MinimizeLCOE_Brownfield | IgnoreSilica | 2019 | 149.3929 | 58.9286 | 6.5241 | 4 | 3934.1246 | 5085.0845 | 80.2025 | 103.6663 | 164.8479 | 0 | 240.7578 | 8591517.0397 | 473969.6289 | 8619739.4947 | 7998103.3875 | 0 | 771282.7962 | 0 | 10317298.8153 | 26843495.1485 | 18321237.0175 | 81936643.3283 | 961560.8286 | 19768034.2612 | 19768034.2612 | 1478867.319 | 8788934.7744 | 0 | 102666238.4182 | 132702074.7728 | 74989.4209 | 26.0963 | 3934.1246 | 5085.0845 | 80.2025 | 103.6663
1 | 5300 | 707 | 0.03 | 15 | 15 | 7 | 1e-10 | 5spot_SharedNeighbor | Water | Porous | Wet | R245fa | MinimizeLCOE_Brownfield | IgnoreSilica | 2019 | 154.6575 | 60.8397 | 6.804 | 4 | 3843.6568 | 4947.2716 | 78.3581 | 100.8568 | 164.6051 | 0 | 258.364 | 8780700.4198 | 483188.6822 | 8844077.0024 | 8266489.443 | 0 | 707235.6258 | 0 | 10561859.5575 | 27479792.0333 | 18755522.716 | 83878865.48 | 961560.8286 | 19768034.2612 | 19768034.2612 | 1478867.319 | 8788934.7744 | 0 | 104608460.5698 | 134644296.9244 | 100000 | 27.2159 | 3843.6568 | 4947.2716 | 78.3581 | 100.8568
1 | 5300 | 707 | 0.03 | 15 | 15 | 7 | 1.3335e-10 | 5spot_SharedNeighbor | Water | Porous | Wet | R245fa | MinimizeLCOE_Brownfield | IgnoreSilica | 2019 | 158.713 | 62.3003 | 7.0238 | 4 | 3774.9813 | 4844.0591 | 76.9581 | 98.7527 | 164.4115 | 0 | 252.3957 | 8923551.2014 | 490074.8561 | 9014686.9233 | 8472429.7136 | 0 | 649096.014 | 0 | 10744437.0963 | 27954821.3374 | 19079739.9769 | 85328837.119 | 961560.8286 | 19768034.2612 | 19768034.2612 | 1478867.319 | 8788934.7744 | 0 | 106058432.2089 | 136094268.5635 | 133352.1432 | 28.0951 | 3774.9813 | 4844.0591 | 76.9581 | 98.7527
1 | 5300 | 707 | 0.03 | 15 | 15 | 7 | 1.7783e-10 | 5spot_SharedNeighbor | Water | Porous | Wet | R245fa | MinimizeLCOE_Brownfield | IgnoreSilica | 2019 | 161.8607 | 63.4269 | 7.1958 | 4 | 3722.9358 | 4766.4579 | 75.8971 | 97.1707 | 164.2574 | 0 | 242.151 | 9032719.5621 | 495291.5495 | 9145804.1085 | 8631792.3868 | 0 | 599165.6827 | 0 | 10882861.5829 | 28314973.457 | 19325551.1989 | 86428159.5284 | 961560.8286 | 19768034.2612 | 19768034.2612 | 1478867.319 | 8788934.7744 | 0 | 107157754.6183 | 137193590.9729 | 177827.941 | 28.7831 | 3722.9358 | 4766.4579 | 75.8971 | 97.1707
1 | 5300 | 707 | 0.03 | 15 | 15 | 7 | 2.3714e-10 | 5spot_SharedNeighbor | Water | Porous | Wet | R245fa | MinimizeLCOE_Brownfield | IgnoreSilica | 2019 | 164.2307 | 64.271 | 7.3275 | 4 | 3683.5489 | 4708.3177 | 75.0941 | 95.9854 | 164.1392 | 0 | 278.0813 | 9113942.4076 | 499146.5028 | 9243779.6736 | 8751499.6796 | 0 | 556821.0307 | 0 | 10984423.8248 | 28579217.5769 | 19505903.2404 | 87234733.9364 | 961560.8286 | 19768034.2612 | 19768034.2612 | 1478867.319 | 8788934.7744 | 0 | 107964329.0263 | 138000165.3809 | 237137.3706 | 29.3099 | 3683.5489 | 4708.3177 | 75.0941 | 95.9854
1 | 5300 | 707 | 0.03 | 15 | 15 | 7 | 3.1623e-10 | 5spot_SharedNeighbor | Water | Porous | Wet | R245fa | MinimizeLCOE_Brownfield | IgnoreSilica | 2019 | 166.0017 | 64.8996 | 7.4274 | 4 | 3653.783 | 4664.759 | 74.4873 | 95.0974 | 164.0496 | 0 | 273.9625 | 9174099.6358 | 501986.7301 | 9316583.0821 | 8840801.7932 | 0 | 521764.2102 | 0 | 11058541.826 | 28772057.4125 | 19637520.3907 | 87823355.0805 | 961560.8286 | 19768034.2612 | 19768034.2612 | 1478867.319 | 8788934.7744 | 0 | 108552950.1704 | 138588786.525 | 316227.766 | 29.7097 | 3653.783 | 4664.759 | 74.4873 | 95.0974
1 | 5300 | 707 | 0.03 | 15 | 15 | 7 | 4.217e-10 | 5spot_SharedNeighbor | Water | Porous | Wet | R245fa | MinimizeLCOE_Brownfield | IgnoreSilica | 2019 | 167.142 | 65.3034 | 7.4977 | 4 | 3631.3212 | 4632.8179 | 74.0294 | 94.4463 | 163.9913 | 0 | 260.0299 | 9212647.8584 | 503805.2925 | 9363284.9123 | 8898609.0799 | 0 | 491123.2006 | 0 | 11103093.434 | 28887971.5577 | 19716634.1766 | 88177169.5121 | 961560.8286 | 19768034.2612 | 19768034.2612 | 1478867.319 | 8788934.7744 | 0 | 108906764.602 | 138942600.9566 | 421696.5034 | 29.9909 | 3631.3212 | 4632.8179 | 74.0294 | 94.4463
1 | 5300 | 707 | 0.03 | 15 | 15 | 7 | 5.6234e-10 | 5spot_SharedNeighbor | Water | Porous | Wet | R245fa | MinimizeLCOE_Brownfield | IgnoreSilica | 2019 | 168.1017 | 65.6443 | 7.5545 | 4 | 3614.4034 | 4608.3741 | 73.6845 | 93.9479 | 163.9419 | 0 | 264.7944 | 9245348.3608 | 505374.3056 | 9402636.3292 | 8949136.6143 | 0 | 468157.0685 | 0 | 11142554.5445 | 28990641.2726 | 19786708.3667 | 88490556.8621 | 961560.8286 | 19768034.2612 | 19768034.2612 | 1478867.319 | 8788934.7744 | 0 | 109220151.9519 | 139255988.3066 | 562341.3252 | 30.218 | 3614.4034 | 4608.3741 | 73.6845 | 93.9479
1 | 5300 | 707 | 0.03 | 15 | 15 | 7 | 7.4989e-10 | 5spot_SharedNeighbor | Water | Porous | Wet | R245fa | MinimizeLCOE_Brownfield | IgnoreSilica | 2019 | 168.8056 | 65.894 | 7.5969 | 4 | 3601.6622 | 4590.0917 | 73.4248 | 93.5752 | 163.9055 | 0 | 254.1845 | 9269245.2588 | 506518.7808 | 9431428.3316 | 8986189.6931 | 0 | 449955.8126 | 0 | 11170901.772 | 29064394.9438 | 19837046.7627 | 88715681.3556 | 961560.8286 | 19768034.2612 | 19768034.2612 | 1478867.319 | 8788934.7744 | 0 | 109445276.4454 | 139481112.8001 | 749894.2093 | 30.3874 | 3601.6622 | 4590.0917 | 73.4248 | 93.5752
1 | 5300 | 707 | 0.03 | 15 | 15 | 7 | 1e-09 | 5spot_SharedNeighbor | Water | Porous | Wet | R245fa | MinimizeLCOE_Brownfield | IgnoreSilica | 2019 | 169.3346 | 66.0814 | 7.6288 | 4 | 3592.0744 | 4576.3653 | 73.2293 | 93.2954 | 163.8781 | 0 | 250.2166 | 9287160.0332 | 507375.6107 | 9453031.7463 | 9014037.6391 | 0 | 435847.5494 | 0 | 11192006.5057 | 29119305.1316 | 19874524.0942 | 88883288.3101 | 961560.8286 | 19768034.2612 | 19768034.2612 | 1478867.319 | 8788934.7744 | 0 | 109612883.3999 | 139648719.7546 | 1000000 | 30.5152 | 3592.0744 | 4576.3653 | 73.2293 | 93.2954
1 | 5300 | 707 | 0.03 | 15 | 15 | 7 | 1.3335e-09 | 5spot_SharedNeighbor | Water | Porous | Wet | R245fa | MinimizeLCOE_Brownfield | IgnoreSilica | 2019 | 169.707 | 66.2133 | 7.6521 | 4 | 3584.8646 | 4566.1587 | 73.0823 | 93.0873 | 163.8587 | 0 | 269.3052 | 9299748.5989 | 507977.0005 | 9468223.1953 | 9033646.034 | 0 | 424684.4615 | 0 | 11206368.9232 | 29156673.1957 | 19900028.5658 | 88997349.9748 | 961560.8286 | 19768034.2612 | 19768034.2612 | 1478867.319 | 8788934.7744 | 0 | 109726945.0647 | 139762781.4193 | 1333521.4322 | 30.6084 | 3584.8646 | 4566.1587 | 73.0823 | 93.0873
1 | 5300 | 707 | 0.03 | 15 | 15 | 7 | 1.7783e-09 | 5spot_SharedNeighbor | Water | Porous | Wet | R245fa | MinimizeLCOE_Brownfield | IgnoreSilica | 2019 | 170 | 66.3169 | 7.67 | 4 | 3579.4461 | 4558.4458 | 72.9719 | 92.9301 | 163.8434 | 0 | 263.9375 | 9309638.2237 | 508449.1703 | 9480162.6677 | 9049069.5397 | 0 | 416315.7738 | 0 | 11217817.7963 | 29186460.8152 | 19920359.2282 | 89088273.215 | 961560.8286 | 19768034.2612 | 19768034.2612 | 1478867.319 | 8788934.7744 | 0 | 109817868.3048 | 139853704.6595 | 1778279.41 | 30.6801 | 3579.4461 | 4558.4458 | 72.9719 | 92.9301
1 | 5300 | 707 | 0.03 | 15 | 15 | 7 | 2.3714e-09 | 5spot_SharedNeighbor | Water | Porous | Wet | R245fa | MinimizeLCOE_Brownfield | IgnoreSilica | 2019 | 170.2166 | 66.3935 | 7.6834 | 4 | 3575.3759 | 4552.6708 | 72.8889 | 92.8124 | 163.8321 | 0 | 260.6317 | 9316940.513 | 508797.6008 | 9488981.8895 | 9060470.3812 | 0 | 409903.6114 | 0 | 11226186.6584 | 29208234.8777 | 19935220.4732 | 89154736.0052 | 961560.8286 | 19768034.2612 | 19768034.2612 | 1478867.319 | 8788934.7744 | 0 | 109884331.0951 | 139920167.4497 | 2371373.7057 | 30.7336 | 3575.3759 | 4552.6708 | 72.8889 | 92.8124
1 | 5300 | 707 | 0.03 | 15 | 15 | 7 | 3.1623e-09 | 5spot_SharedNeighbor | Water | Porous | Wet | R245fa | MinimizeLCOE_Brownfield | IgnoreSilica | 2019 | 170.3649 | 66.446 | 7.693 | 4 | 3572.3195 | 4548.3928 | 72.8266 | 92.7251 | 163.8243 | 0 | 272.3842 | 9321937.6905 | 509035.8838 | 9495019.4122 | 9068280.3266 | 0 | 404863.1352 | 0 | 11231663.2148 | 29222483.7541 | 19944945.6241 | 89198229.0413 | 961560.8286 | 19768034.2612 | 19768034.2612 | 1478867.319 | 8788934.7744 | 0 | 109927824.1311 | 139963660.4858 | 3162277.6602 | 30.7721 | 3572.3195 | 4548.3928 | 72.8266 | 92.7251
1 | 5300 | 707 | 0.03 | 15 | 15 | 7 | 4.217e-09 | 5spot_SharedNeighbor | Water | Porous | Wet | R245fa | MinimizeLCOE_Brownfield | IgnoreSilica | 2019 | 170.4964 | 66.4924 | 7.7009 | 4 | 3570.0253 | 4545.1047 | 72.7798 | 92.6581 | 163.8174 | 0 | 276.7078 | 9326367.1207 | 509247.1275 | 9500370.9879 | 9075203.6168 | 0 | 401303.9966 | 0 | 11236872.2113 | 29236036.4945 | 19954195.648 | 89239597.2034 | 961560.8286 | 19768034.2612 | 19768034.2612 | 1478867.319 | 8788934.7744 | 0 | 109969192.2933 | 140005028.6479 | 4216965.0343 | 30.8035 | 3570.0253 | 4545.1047 | 72.7798 | 92.6581
1 | 5300 | 707 | 0.03 | 15 | 15 | 7 | 5.6234e-09 | 5spot_SharedNeighbor | Water | Porous | Wet | R245fa | MinimizeLCOE_Brownfield | IgnoreSilica | 2019 | 170.5696 | 66.5183 | 7.706 | 4 | 3568.3035 | 4542.737 | 72.7447 | 92.6098 | 163.8135 | 0 | 287.9816 | 9328827.9335 | 509364.3545 | 9503345.6932 | 9079055.1142 | 0 | 398297.7491 | 0 | 11239367.4294 | 29242528.54 | 19958626.6024 | 89259413.4163 | 961560.8286 | 19768034.2612 | 19768034.2612 | 1478867.319 | 8788934.7744 | 0 | 109989008.5062 | 140024844.8608 | 5623413.2519 | 30.8239 | 3568.3035 | 4542.737 | 72.7447 | 92.6098
1 | 5300 | 707 | 0.03 | 15 | 15 | 7 | 7.4989e-09 | 5spot_SharedNeighbor | Water | Porous | Wet | R245fa | MinimizeLCOE_Brownfield | IgnoreSilica | 2019 | 170.6427 | 66.5441 | 7.7104 | 4 | 3567.0115 | 4540.8901 | 72.7184 | 92.5722 | 163.8097 | 0 | 268.8811 | 9331290.3397 | 509481.7401 | 9506321.5233 | 9082906.8105 | 0 | 396261.9112 | 0 | 11242242.3066 | 29250008.3809 | 19963731.7475 | 89282244.7599 | 961560.8286 | 19768034.2612 | 19768034.2612 | 1478867.319 | 8788934.7744 | 0 | 110011839.8497 | 140047676.2043 | 7498942.0933 | 30.8415 | 3567.0115 | 4540.8901 | 72.7184 | 92.5722
1 | 5300 | 707 | 0.03 | 15 | 15 | 7 | 1e-08 | 5spot_SharedNeighbor | Water | Porous | Wet | R245fa | MinimizeLCOE_Brownfield | IgnoreSilica | 2019 | 170.6887 | 66.5604 | 7.7134 | 4 | 3566.0423 | 4539.5394 | 72.6986 | 92.5447 | 163.8073 | 0 | 248.8585 | 9332835.7876 | 509555.3663 | 9508189.7719 | 9085326.0622 | 0 | 394617.5233 | 0 | 11243904.5594 | 29254333.2216 | 19966683.5402 | 89295445.8325 | 961560.8286 | 19768034.2612 | 19768034.2612 | 1478867.319 | 8788934.7744 | 0 | 110025040.9224 | 140060877.277 | 10000000 | 30.8535 | 3566.0423 | 4539.5394 | 72.6986 | 92.5447
1 | 5400 | 707 | 0.03 | 15 | 15 | 7 | 1e-13 | 5spot_SharedNeighbor | Water | Porous | Wet | R245fa | MinimizeLCOE_Brownfield | IgnoreSilica | 2019 | 0 | 0 | 0 | 0 |  |  |  |  | 15 |  | 25.8356 | [19 empty] | 100 | 0
1 | 5400 | 707 | 0.03 | 15 | 15 | 7 | 1.3335e-13 | 5spot_SharedNeighbor | Water | Porous | Wet | R245fa | MinimizeLCOE_Brownfield | IgnoreSilica | 2019 | 0 | 0 | 0 | 0 |  |  |  |  | 15 |  | 24.5013 | [19 empty] | 133.3521 | 0
1 | 5400 | 707 | 0.03 | 15 | 15 | 7 | 1.7783e-13 | 5spot_SharedNeighbor | Water | Porous | Wet | R245fa | MinimizeLCOE_Brownfield | IgnoreSilica | 2019 | 1.2304 | 0.25688 | 0.009589 | 4 | 587305.0405 | 1389246.0992 | 11973.0076 | 28321.6608 | 116.3919 | 0 | 43.2738 | 151228.3504 | 5906.8895 | 115123.7401 | 69976.6736 | 0 | 71147.2625 | 0 | 161219.3373 | 419459.645 | 286289.8268 | 1280351.7253 | 961560.8286 | 20284743.5872 | 20284743.5872 | 1478867.319 | 8995618.5048 | 0 | 22526656.1411 | 53285885.5522 | 177.8279 | 0.038356 | 587305.0405 | 1389246.0992 | 11973.0076 | 28321.6608
1 | 5400 | 707 | 0.03 | 15 | 15 | 7 | 2.3714e-13 | 5spot_SharedNeighbor | Water | Porous | Wet | R245fa | MinimizeLCOE_Brownfield | IgnoreSilica | 2019 | 1.5834 | 0.38094 | 0.020281 | 4 | 282564.7088 | 661726.9304 | 5760.4638 | 13490.1985 | 126.0084 | 0 | 51.1826 | 209061.127 | 8746.689 | 156731.7213 | 87369.2478 | 0 | 79386.7932 | 0 | 211105.2755 | 549252.6233 | 374876.2014 | 1676529.6786 | 961560.8286 | 20284743.5872 | 20284743.5872 | 1478867.319 | 8995618.5048 | 0 | 22922834.0945 | 53682063.5055 | 237.1374 | 0.081124 | 282564.7088 | 661726.9304 | 5760.4638 | 13490.1985
1 | 5400 | 707 | 0.03 | 15 | 15 | 7 | 3.1623e-13 | 5spot_SharedNeighbor | Water | Porous | Wet | R245fa | MinimizeLCOE_Brownfield | IgnoreSilica | 2019 | 2.0598 | 0.55932 | 0.036818 | 4 | 159223.0254 | 368082.0928 | 3245.9767 | 7503.8513 | 134.7129 | 0 | 349.5111 | 284761.0567 | 12694.7194 | 211844.8372 | 112098.7679 | 0 | 89841.4717 | 0 | 277383.9326 | 721696.0935 | 492572.4132 | 2202893.2923 | 961560.8286 | 20284743.5872 | 20284743.5872 | 1478867.319 | 8995618.5048 | 0 | 23449197.7081 | 54208427.1192 | 316.2278 | 0.14727 | 159223.0254 | 368082.0928 | 3245.9767 | 7503.8513
1 | 5400 | 707 | 0.03 | 15 | 15 | 7 | 4.217e-13 | 5spot_SharedNeighbor | Water | Porous | Wet | R245fa | MinimizeLCOE_Brownfield | IgnoreSilica | 2019 | 2.7016 | 0.81035 | 0.061282 | 4 | 98451.1193 | 223934.2932 | 2007.0592 | 4565.2035 | 142.2572 | 0 | 463.4784 | 381331.2903 | 17976.4659 | 283554.7906 | 146221.1058 | 0 | 102921.6383 | 0 | 363482.0635 | 945705.7687 | 645463.6194 | 2886656.7425 | 961560.8286 | 20284743.5872 | 20284743.5872 | 1478867.319 | 8995618.5048 | 0 | 24132961.1583 | 54892190.5694 | 421.6965 | 0.24513 | 98451.1193 | 223934.2932 | 2007.0592 | 4565.2035
1 | 5400 | 707 | 0.03 | 15 | 15 | 7 | 5.6234e-13 | 5spot_SharedNeighbor | Water | Porous | Wet | R245fa | MinimizeLCOE_Brownfield | IgnoreSilica | 2019 | 3.5379 | 1.1472 | 0.095531 | 4 | 65373.6463 | 145868.9537 | 1332.7302 | 2973.7359 | 148.4118 | 0 | 608.6381 | 498874.7435 | 24636.9837 | 372939.7481 | 191403.2745 | 0 | 117912.7504 | 0 | 470249.3251 | 1223492.2824 | 835058.623 | 3734567.7307 | 961560.8286 | 20284743.5872 | 20284743.5872 | 1478867.319 | 8995618.5048 | 0 | 24980872.1466 | 55740101.5576 | 562.3413 | 0.38212 | 65373.6463 | 145868.9537 | 1332.7302 | 2973.7359
1 | 5400 | 707 | 0.03 | 15 | 15 | 7 | 7.4989e-13 | 5spot_SharedNeighbor | Water | Porous | Wet | R245fa | MinimizeLCOE_Brownfield | IgnoreSilica | 2019 | 4.6379 | 1.6001 | 0.143 | 4 | 45533.5594 | 99306.7698 | 928.2632 | 2024.5028 | 153.3946 | 0 | 76.2636 | 642929.5352 | 33035.6889 | 485069.9172 | 252941.8893 | 0 | 135685.7458 | 0 | 604368.4828 | 1572442.8192 | 1073224.5346 | 4799698.613 | 961560.8286 | 20284743.5872 | 20284743.5872 | 1478867.319 | 8995618.5048 | 0 | 26046003.0288 | 56805232.4399 | 749.8942 | 0.57202 | 45533.5594 | 99306.7698 | 928.2632 | 2024.5028
1 | 5400 | 707 | 0.03 | 15 | 15 | 7 | 1e-12 | 5spot_SharedNeighbor | Water | Porous | Wet | R245fa | MinimizeLCOE_Brownfield | IgnoreSilica | 2019 | 6.0922 | 2.2044 | 0.20722 | 4 | 33018.6404 | 70127.8884 | 673.1296 | 1429.6519 | 157.3655 | 0 | 72.796 | 817598.4279 | 43353.9671 | 625153.5491 | 333518.8458 | 0 | 157058.5104 | 0 | 770906.4871 | 2005740.5449 | 1368959.1357 | 6122289.4682 | 961560.8286 | 20284743.5872 | 20284743.5872 | 1478867.319 | 8995618.5048 | 0 | 27368593.884 | 58127823.2951 | 1000 | 0.82888 | 33018.6404 | 70127.8884 | 673.1296 | 1429.6519
1 | 5400 | 707 | 0.03 | 15 | 15 | 7 | 1.3335e-12 | 5spot_SharedNeighbor | Water | Porous | Wet | R245fa | MinimizeLCOE_Brownfield | IgnoreSilica | 2019 | 8.0459 | 3.017 | 0.29374 | 4 | 24712.286 | 50890.9101 | 503.7934 | 1037.48 | 160.3923 | 0 | 82.5486 | 1031266.7677 | 56031.7746 | 801965.3469 | 441810.2901 | 0 | 184061.9391 | 0 | 980903.0861 | 2552108.6193 | 1741866.5732 | 7790014.397 | 961560.8286 | 20284743.5872 | 20284743.5872 | 1478867.319 | 8995618.5048 | 0 | 29036318.8128 | 59795548.2239 | 1333.5214 | 1.175 | 24712.286 | 50890.9101 | 503.7934 | 1037.48
1 | 5400 | 707 | 0.03 | 15 | 15 | 7 | 1.7783e-12 | 5spot_SharedNeighbor | Water | Porous | Wet | R245fa | MinimizeLCOE_Brownfield | IgnoreSilica | 2019 | 10.64 | 4.1173 | 0.41326 | 4 | 18849.743 | 37457.3912 | 384.2775 | 763.6196 | 163.073 | 0 | 106.1195 | 1297028.4412 | 72061.418 | 1026599.2583 | 588585.2974 | 0 | 216341.1647 | 0 | 1248240.076 | 3247664.6286 | 2216597.8419 | 9913118.1261 | 961560.8286 | 20284743.5872 | 20284743.5872 | 1478867.319 | 8995618.5048 | 0 | 31159422.542 | 61918651.953 | 1778.2794 | 1.653 | 18849.743 | 37457.3912 | 384.2775 | 763.6196
1 | 5400 | 707 | 0.03 | 15 | 15 | 7 | 2.3714e-12 | 5spot_SharedNeighbor | Water | Porous | Wet | R245fa | MinimizeLCOE_Brownfield | IgnoreSilica | 2019 | 14.0849 | 5.5652 | 0.5697 | 4 | 14818.7949 | 28316.7976 | 302.1012 | 577.2762 | 164.9988 | 0 | 78.8242 | 1614888.1528 | 91031.2984 | 1304899.859 | 776595.8426 | 0 | 255761.8257 | 0 | 1576839.0216 | 4102611.6801 | 2800116.7719 | 12522744.4522 | 961560.8286 | 20284743.5872 | 20284743.5872 | 1478867.319 | 8995618.5048 | 0 | 33769048.868 | 64528278.2791 | 2371.3737 | 2.2788 | 14818.7949 | 28316.7976 | 302.1012 | 577.2762
1 | 5400 | 707 | 0.03 | 15 | 15 | 7 | 3.1623e-12 | 5spot_SharedNeighbor | Water | Porous | Wet | R245fa | MinimizeLCOE_Brownfield | IgnoreSilica | 2019 | 18.6332 | 7.4916 | 0.77956 | 4 | 11888.1721 | 21752.5039 | 242.3565 | 443.4542 | 166.4726 | 0 | 81.4831 | 2003630.6116 | 114356.1278 | 1653479.4751 | 1034082.7106 | 0 | 303402.7539 | 0 | 1992491.1548 | 5184053.2687 | 3538222.8775 | 15823718.98 | 961560.8286 | 20284743.5872 | 20284743.5872 | 1478867.319 | 8995618.5048 | 0 | 37070023.3958 | 67829252.8069 | 3162.2777 | 3.1182 | 11888.1721 | 21752.5039 | 242.3565 | 443.4542
1 | 5400 | 707 | 0.03 | 15 | 15 | 7 | 4.217e-12 | 5spot_SharedNeighbor | Water | Porous | Wet | R245fa | MinimizeLCOE_Brownfield | IgnoreSilica | 2019 | 24.689 | 10.0562 | 1.0589 | 4 | 9732.2599 | 16994.126 | 198.4053 | 346.4482 | 167.6058 | 0 | 95.7861 | 2478228.417 | 142733.4226 | 2090935.9866 | 1375771.5135 | 0 | 362180.6145 | 0 | 2515441.4822 | 6544662.7486 | 4466866.8053 | 19976820.9904 | 961560.8286 | 20284743.5872 | 20284743.5872 | 1478867.319 | 8995618.5048 | 0 | 41223125.4063 | 71982354.8173 | 4216.965 | 4.2357 | 9732.2599 | 16994.126 | 198.4053 | 346.4482
1 | 5400 | 707 | 0.03 | 15 | 15 | 7 | 5.6234e-12 | 5spot_SharedNeighbor | Water | Porous | Wet | R245fa | MinimizeLCOE_Brownfield | IgnoreSilica | 2019 | 32.6279 | 13.4196 | 1.4256 | 4 | 8132.865 | 13527.0701 | 165.7995 | 275.7676 | 168.4637 | 0 | 109.2262 | 3049614.6225 | 176706.2338 | 2632252.5692 | 1822322.8667 | 0 | 432585.4369 | 0 | 3164257.8744 | 8232749.9105 | 5619020.98 | 25129510.494 | 961560.8286 | 20284743.5872 | 20284743.5872 | 1478867.319 | 8995618.5048 | 0 | 46375814.9099 | 77135044.3209 | 5623.4133 | 5.7023 | 8132.865 | 13527.0701 | 165.7995 | 275.7676
1 | 5400 | 707 | 0.03 | 15 | 15 | 7 | 7.4989e-12 | 5spot_SharedNeighbor | Water | Porous | Wet | R245fa | MinimizeLCOE_Brownfield | IgnoreSilica | 2019 | 42.9984 | 17.814 | 1.9044 | 4 | 6927.1728 | 10965.0011 | 141.2198 | 223.5364 | 169.1112 | 0 | 104.9424 | 3736802.6858 | 217376.5968 | 3300277.9196 | 2405753.0244 | 0 | 517604.8509 | 0 | 3969347.8802 | 10327428.959 | 7048682.472 | 31523274.3886 | 961560.8286 | 20284743.5872 | 20284743.5872 | 1478867.319 | 8995618.5048 | 0 | 52769578.8045 | 83528808.2155 | 7498.9421 | 7.6178 | 6927.1728 | 10965.0011 | 141.2198 | 223.5364
1 | 5400 | 707 | 0.03 | 15 | 15 | 7 | 1e-11 | 5spot_SharedNeighbor | Water | Porous | Wet | R245fa | MinimizeLCOE_Brownfield | IgnoreSilica | 2019 | 56.3164 | 23.4487 | 2.5185 | 4 | 6014.748 | 9068.0943 | 122.6188 | 184.8654 | 169.5649 | 0 | 104.6709 | 4550501.0606 | 265399.9348 | 4110361.7102 | 3158372.9933 | 0 | 618847.9578 | 0 | 4954358.6261 | 12890224.8665 | 8797843.339 | 39345910.4883 | 961560.8286 | 20284743.5872 | 20284743.5872 | 1478867.319 | 8995618.5048 | 0 | 60592214.9042 | 91351444.3152 | 10000 | 10.0739 | 6014.748 | 9068.0943 | 122.6188 | 184.8654
1 | 5400 | 707 | 0.03 | 15 | 15 | 7 | 1.3335e-11 | 5spot_SharedNeighbor | Water | Porous | Wet | R245fa | MinimizeLCOE_Brownfield | IgnoreSilica | 2019 | 72.94 | 30.4384 | 3.2744 | 4 | 5333.374 | 7681.8409 | 108.728 | 156.6047 | 169.7657 | 0 | 109.5396 | 5481613.2714 | 319593.4604 | 5063517.0567 | 4092288.0189 | 0 | 736886.106 | 0 | 6120620.1862 | 15924598.2127 | 10868865.4979 | 48607981.8102 | 961560.8286 | 20284743.5872 | 20284743.5872 | 1478867.319 | 8995618.5048 | 0 | 69854286.2261 | 100613515.6371 | 13335.2143 | 13.0976 | 5333.374 | 7681.8409 | 108.728 | 156.6047
1 | 5400 | 707 | 0.03 | 15 | 15 | 7 | 1.7783e-11 | 5spot_SharedNeighbor | Water | Porous | Wet | R245fa | MinimizeLCOE_Brownfield | IgnoreSilica | 2019 | 92.8863 | 38.6906 | 4.1503 | 4 | 4838.6421 | 6691.466 | 98.6423 | 136.4146 | 169.6 | 0 | 127.2969 | 6495735.6356 | 377036.2425 | 6135597.4139 | 5195608.3683 | 0 | 871406.5084 | 0 | 7439399.8258 | 19355792.316 | 13210725.9775 | 59081302.2881 | 961560.8286 | 20284743.5872 | 20284743.5872 | 1478867.319 | 8995618.5048 | 0 | 80327606.7039 | 111086836.115 | 17782.7941 | 16.6013 | 4838.6421 | 6691.466 | 98.6423 | 136.4146
1 | 5400 | 707 | 0.03 | 15 | 15 | 7 | 2.3714e-11 | 5spot_SharedNeighbor | Water | Porous | Wet | R245fa | MinimizeLCOE_Brownfield | IgnoreSilica | 2019 | 115.571 | 47.8144 | 5.0861 | 4 | 4495.9878 | 6007.9177 | 91.6568 | 122.4795 | 168.986 | 0 | 143.4669 | 7530233.7607 | 433032.9234 | 7271631.1531 | 6417499.7092 | 0 | 1019829.4676 | 0 | 8842168.5354 | 23005508.751 | 15701732.4385 | 70221636.7388 | 961560.8286 | 20284743.5872 | 20284743.5872 | 1478867.319 | 8995618.5048 | 0 | 91467941.1546 | 122227170.5657 | 23713.7371 | 20.3443 | 4495.9878 | 6007.9177 | 91.6568 | 122.4795
1 | 5400 | 707 | 0.03 | 15 | 15 | 7 | 3.1623e-11 | 5spot_SharedNeighbor | Water | Porous | Wet | R245fa | MinimizeLCOE_Brownfield | IgnoreSilica | 2019 | 126.513 | 52.0852 | 5.6537 | 4 | 4254.1599 | 5614.2903 | 86.7268 | 114.4549 | 168.5518 | 0 | 155.0934 | 7989571.9434 | 457130.5608 | 7789013.6662 | 7001019.6072 | 0 | 965722.2541 | 0 | 9438958.6324 | 24558234.1648 | 16761499.4388 | 74961150.2677 | 961560.8286 | 20284743.5872 | 20284743.5872 | 1478867.319 | 8995618.5048 | 0 | 96207454.6836 | 126966684.0946 | 31622.7766 | 22.6149 | 4254.1599 | 5614.2903 | 86.7268 | 114.4549
1 | 5400 | 707 | 0.03 | 15 | 15 | 7 | 4.217e-11 | 5spot_SharedNeighbor | Water | Porous | Wet | R245fa | MinimizeLCOE_Brownfield | IgnoreSilica | 2019 | 137.5741 | 56.3231 | 6.1982 | 4 | 4069.1292 | 5309.7884 | 82.9547 | 108.2472 | 168.0528 | 0 | 192.0195 | 8430700.9287 | 479682.8465 | 8294804.0585 | 7584601.4953 | 0 | 922729.9548 | 0 | 10027882.5207 | 26090493.3173 | 17807297.7951 | 79638192.917 | 961560.8286 | 20284743.5872 | 20284743.5872 | 1478867.319 | 8995618.5048 | 0 | 100884497.3328 | 131643726.7439 | 42169.6503 | 24.7927 | 4069.1292 | 5309.7884 | 82.9547 | 108.2472
1 | 5400 | 707 | 0.03 | 15 | 15 | 7 | 5.6234e-11 | 5spot_SharedNeighbor | Water | Porous | Wet | R245fa | MinimizeLCOE_Brownfield | IgnoreSilica | 2019 | 145.5271 | 59.3429 | 6.6269 | 4 | 3925.1006 | 5085.492 | 80.0185 | 103.6746 | 167.7052 | 0 | 228.1694 | 8737850.9877 | 495189.3694 | 8650815.9985 | 7998323.7881 | 0 | 850800.5105 | 0 | 10425862.4552 | 27125955.4699 | 18514021.9909 | 82798820.5702 | 961560.8286 | 20284743.5872 | 20284743.5872 | 1478867.319 | 8995618.5048 | 0 | 104045124.9861 | 134804354.3971 | 56234.1325 | 26.5076 | 3925.1006 | 5085.492 | 80.0185 | 103.6746
1 | 5400 | 707 | 0.03 | 15 | 15 | 7 | 7.4989e-11 | 5spot_SharedNeighbor | Water | Porous | Wet | R245fa | MinimizeLCOE_Brownfield | IgnoreSilica | 2019 | 152.0117 | 61.775 | 6.9805 | 4 | 3815.2385 | 4916.844 | 77.7788 | 100.2365 | 167.4048 | 0 | 253.2021 | 8980368.8965 | 507212.0928 | 8935187.8674 | 8332247.3858 | 0 | 780178.0129 | 0 | 10738725.7596 | 27939961.611 | 19069597.9083 | 85283479.5345 | 961560.8286 | 20284743.5872 | 20284743.5872 | 1478867.319 | 8995618.5048 | 0 | 106529783.9504 | 137289013.3614 | 74989.4209 | 27.9222 | 3815.2385 | 4916.844 | 77.7788 | 100.2365
1 | 5400 | 707 | 0.03 | 15 | 15 | 7 | 1e-10 | 5spot_SharedNeighbor | Water | Porous | Wet | R245fa | MinimizeLCOE_Brownfield | IgnoreSilica | 2019 | 157.1271 | 63.6748 | 7.2639 | 4 | 3731.6302 | 4790.2616 | 76.0743 | 97.656 | 167.1577 | 0 | 253.4907 | 9166910.2126 | 516323.9455 | 9155948.0086 | 8593908.4752 | 0 | 713991.3899 | 0 | 10977361.9924 | 28560844.1376 | 19493362.9906 | 87178651.1523 | 961560.8286 | 20284743.5872 | 20284743.5872 | 1478867.319 | 8995618.5048 | 0 | 108424955.5682 | 139184184.9792 | 100000 | 29.0557 | 3731.6302 | 4790.2616 | 76.0743 | 97.656
1 | 5400 | 707 | 0.03 | 15 | 15 | 7 | 1.3335e-10 | 5spot_SharedNeighbor | Water | Porous | Wet | R245fa | MinimizeLCOE_Brownfield | IgnoreSilica | 2019 | 161.1808 | 65.1675 | 7.4893 | 4 | 3668.1368 | 4694.9057 | 74.7799 | 95.712 | 166.9558 | 0 | 260.6493 | 9311710.0583 | 523311.0902 | 9328581.8527 | 8799776.6803 | 0 | 655907.9232 | 0 | 11161522.1658 | 29039991.1325 | 19820390.6601 | 88641191.5632 | 961560.8286 | 20284743.5872 | 20284743.5872 | 1478867.319 | 8995618.5048 | 0 | 109887495.979 | 140646725.3901 | 133352.1432 | 29.9573 | 3668.1368 | 4694.9057 | 74.7799 | 95.712
1 | 5400 | 707 | 0.03 | 15 | 15 | 7 | 1.7783e-10 | 5spot_SharedNeighbor | Water | Porous | Wet | R245fa | MinimizeLCOE_Brownfield | IgnoreSilica | 2019 | 164.2307 | 66.2807 | 7.6622 | 4 | 3619.9821 | 4623.579 | 73.7982 | 94.2579 | 166.8003 | 0 | 279.0118 | 9418708.5171 | 528424.1646 | 9456888.0994 | 8952942.1843 | 0 | 604979.7787 | 0 | 11295157.6702 | 29387683.3025 | 20057697.7105 | 89702481.4274 | 961560.8286 | 20284743.5872 | 20284743.5872 | 1478867.319 | 8995618.5048 | 0 | 110948785.8432 | 141708015.2543 | 177827.941 | 30.649 | 3619.9821 | 4623.579 | 73.7982 | 94.2579
1 | 5400 | 707 | 0.03 | 15 | 15 | 7 | 2.3714e-10 | 5spot_SharedNeighbor | Water | Porous | Wet | R245fa | MinimizeLCOE_Brownfield | IgnoreSilica | 2019 | 166.5204 | 67.1123 | 7.7943 | 4 | 3583.5348 | 4570.1345 | 73.0552 | 93.1684 | 166.6815 | 0 | 267.804 | 9498080.4306 | 532187.9527 | 9552492.6607 | 9067514.9132 | 0 | 561925.9983 | 0 | 11392758.7627 | 29641621.3243 | 20231015.6283 | 90477597.6708 | 961560.8286 | 20284743.5872 | 20284743.5872 | 1478867.319 | 8995618.5048 | 0 | 111723902.0867 | 142483131.4977 | 237137.3706 | 31.177 | 3583.5348 | 4570.1345 | 73.0552 | 93.1684
1 | 5400 | 707 | 0.03 | 15 | 15 | 7 | 3.1623e-10 | 5spot_SharedNeighbor | Water | Porous | Wet | R245fa | MinimizeLCOE_Brownfield | IgnoreSilica | 2019 | 168.2332 | 67.7321 | 7.8944 | 4 | 3555.9873 | 4530.0684 | 72.4936 | 92.3516 | 166.5915 | 0 | 267.6645 | 9556924.8122 | 534961.8733 | 9623612.1452 | 9152992.3354 | 0 | 526441.2379 | 0 | 11464023.6376 | 29827037.9103 | 20357566.2581 | 91043560.21 | 961560.8286 | 20284743.5872 | 20284743.5872 | 1478867.319 | 8995618.5048 | 0 | 112289864.6259 | 143049094.0369 | 316227.766 | 31.5777 | 3555.9873 | 4530.0684 | 72.4936 | 92.3516
1 | 5400 | 707 | 0.03 | 15 | 15 | 7 | 4.217e-10 | 5spot_SharedNeighbor | Water | Porous | Wet | R245fa | MinimizeLCOE_Brownfield | IgnoreSilica | 2019 | 169.5218 | 68.1971 | 7.9704 | 4 | 3535.1928 | 4499.9853 | 72.0697 | 91.7383 | 166.5234 | 0 | 274.9276 | 9600913.7627 | 537027.2546 | 9676902.7221 | 9217177.7542 | 0 | 497905.9249 | 0 | 11516671.6932 | 29964017.3514 | 20451057.5413 | 91461674.0044 | 961560.8286 | 20284743.5872 | 20284743.5872 | 1478867.319 | 8995618.5048 | 0 | 112707978.4202 | 143467207.8313 | 421696.5034 | 31.8817 | 3535.1928 | 4499.9853 | 72.0697 | 91.7383
1 | 5400 | 707 | 0.03 | 15 | 15 | 7 | 5.6234e-10 | 5spot_SharedNeighbor | Water | Porous | Wet | R245fa | MinimizeLCOE_Brownfield | IgnoreSilica | 2019 | 170.4575 | 68.5341 | 8.0269 | 4 | 3519.5144 | 4477.5176 | 71.7501 | 91.2803 | 166.4735 | 0 | 270.0939 | 9632694.6953 | 538514.2937 | 9715478.5029 | 9263714.8305 | 0 | 474886.9758 | 0 | 11553862.8263 | 30060781.0509 | 20517100.7545 | 91757033.93 | 961560.8286 | 20284743.5872 | 20284743.5872 | 1478867.319 | 8995618.5048 | 0 | 113003338.3458 | 143762567.7569 | 562341.3252 | 32.1077 | 3519.5144 | 4477.5176 | 71.7501 | 91.2803
1 | 5400 | 707 | 0.03 | 15 | 15 | 7 | 7.4989e-10 | 5spot_SharedNeighbor | Water | Porous | Wet | R245fa | MinimizeLCOE_Brownfield | IgnoreSilica | 2019 | 171.1419 | 68.7802 | 8.069 | 4 | 3507.7051 | 4460.7137 | 71.5093 | 90.9377 | 166.4369 | 0 | 257.6433 | 9655852.6828 | 539595.0845 | 9743627.8835 | 9297713.5036 | 0 | 456648.1908 | 0 | 11580440.5646 | 30129930.8742 | 20564296.9298 | 91968105.7139 | 961560.8286 | 20284743.5872 | 20284743.5872 | 1478867.319 | 8995618.5048 | 0 | 113214410.1297 | 143973639.5408 | 749894.2093 | 32.2759 | 3507.7051 | 4460.7137 | 71.5093 | 90.9377
1 | 5400 | 707 | 0.03 | 15 | 15 | 7 | 1e-09 | 5spot_SharedNeighbor | Water | Porous | Wet | R245fa | MinimizeLCOE_Brownfield | IgnoreSilica | 2019 | 171.6561 | 68.9648 | 8.1007 | 4 | 3498.8177 | 4448.0958 | 71.3281 | 90.6804 | 166.4092 | 0 | 245.7311 | 9673203.6392 | 540403.3761 | 9764740.3134 | 9323234.9026 | 0 | 442524.1967 | 0 | 11600201.5069 | 30181344.7926 | 20599387.9855 | 92125040.7131 | 961560.8286 | 20284743.5872 | 20284743.5872 | 1478867.319 | 8995618.5048 | 0 | 113371345.129 | 144130574.54 | 1000000 | 32.4028 | 3498.8177 | 4448.0958 | 71.3281 | 90.6804
1 | 5400 | 707 | 0.03 | 15 | 15 | 7 | 1.3335e-09 | 5spot_SharedNeighbor | Water | Porous | Wet | R245fa | MinimizeLCOE_Brownfield | IgnoreSilica | 2019 | 172.0381 | 69.1019 | 8.1244 | 4 | 3492.134 | 4438.6376 | 71.1919 | 90.4876 | 166.3887 | 0 | 289.6369 | 9686068.0953 | 541001.8133 | 9780405.9668 | 9342184.2849 | 0 | 431613.9552 | 0 | 11614696.905 | 30219058.845 | 20625128.6013 | 92240158.4667 | 961560.8286 | 20284743.5872 | 20284743.5872 | 1478867.319 | 8995618.5048 | 0 | 113486462.8826 | 144245692.2936 | 1333521.4322 | 32.4977 | 3492.134 | 4438.6376 | 71.1919 | 90.4876
1 | 5400 | 707 | 0.03 | 15 | 15 | 7 | 1.7783e-09 | 5spot_SharedNeighbor | Water | Porous | Wet | R245fa | MinimizeLCOE_Brownfield | IgnoreSilica | 2019 | 172.3157 | 69.2015 | 8.142 | 4 | 3487.1107 | 4431.5709 | 71.0895 | 90.3436 | 166.3737 | 0 | 280.3136 | 9695403.5222 | 541435.5836 | 9791781.2275 | 9355950.6027 | 0 | 423158.8982 | 0 | 11625014.6353 | 30245903.4627 | 20643450.6045 | 92322098.5366 | 961560.8286 | 20284743.5872 | 20284743.5872 | 1478867.319 | 8995618.5048 | 0 | 113568402.9524 | 144327632.3635 | 1778279.41 | 32.5681 | 3487.1107 | 4431.5709 | 71.0895 | 90.3436
1 | 5400 | 707 | 0.03 | 15 | 15 | 7 | 2.3714e-09 | 5spot_SharedNeighbor | Water | Porous | Wet | R245fa | MinimizeLCOE_Brownfield | IgnoreSilica | 2019 | 172.523 | 69.2757 | 8.1552 | 4 | 3483.3372 | 4426.2714 | 71.0125 | 90.2355 | 166.3624 | 0 | 276.1888 | 9702364.637 | 541758.7809 | 9800267.0092 | 9366223.6622 | 0 | 416712.0718 | 0 | 11632657.2028 | 30265787.8557 | 20657022.1113 | 92382793.3309 | 961560.8286 | 20284743.5872 | 20284743.5872 | 1478867.319 | 8995618.5048 | 0 | 113629097.7467 | 144388327.1578 | 2371373.7057 | 32.6208 | 3483.3372 | 4426.2714 | 71.0125 | 90.2355
1 | 5400 | 707 | 0.03 | 15 | 15 | 7 | 3.1623e-09 | 5spot_SharedNeighbor | Water | Porous | Wet | R245fa | MinimizeLCOE_Brownfield | IgnoreSilica | 2019 | 172.6714 | 69.3289 | 8.1649 | 4 | 3480.5036 | 4422.3204 | 70.9548 | 90.155 | 166.3544 | 0 | 261.6436 | 9707342.0671 | 541989.7014 | 9806336.9919 | 9373574.1026 | 0 | 411732.2859 | 0 | 11637980.3081 | 30279637.4836 | 20666474.7669 | 92425067.7075 | 961560.8286 | 20284743.5872 | 20284743.5872 | 1478867.319 | 8995618.5048 | 0 | 113671372.1234 | 144430601.5344 | 3162277.6602 | 32.6595 | 3480.5036 | 4422.3204 | 70.9548 | 90.155
1 | 5400 | 707 | 0.03 | 15 | 15 | 7 | 4.217e-09 | 5spot_SharedNeighbor | Water | Porous | Wet | R245fa | MinimizeLCOE_Brownfield | IgnoreSilica | 2019 | 172.8003 | 69.3751 | 8.1727 | 4 | 3478.3765 | 4419.2935 | 70.9114 | 90.0933 | 166.3474 | 0 | 293.6884 | 9711666.7044 | 542190.3757 | 9811610.876 | 9379961.4484 | 0 | 408192.8791 | 0 | 11642912.6906 | 30292470.5312 | 20675233.5856 | 92464239.091 | 961560.8286 | 20284743.5872 | 20284743.5872 | 1478867.319 | 8995618.5048 | 0 | 113710543.5068 | 144469772.9179 | 4216965.0343 | 32.6907 | 3478.3765 | 4419.2935 | 70.9114 | 90.0933
1 | 5400 | 707 | 0.03 | 15 | 15 | 7 | 5.6234e-09 | 5spot_SharedNeighbor | Water | Porous | Wet | R245fa | MinimizeLCOE_Brownfield | IgnoreSilica | 2019 | 172.8734 | 69.4012 | 8.1778 | 4 | 3476.7801 | 4417.1064 | 70.8789 | 90.0487 | 166.3434 | 0 | 286.7751 | 9714117.2969 | 542303.9085 | 9814601.3728 | 9383584.2217 | 0 | 405219.1417 | 0 | 11645332.1172 | 30298765.383 | 20679529.9513 | 92483453.3931 | 961560.8286 | 20284743.5872 | 20284743.5872 | 1478867.319 | 8995618.5048 | 0 | 113729757.809 | 144488987.22 | 5623413.2519 | 32.7112 | 3476.7801 | 4417.1064 | 70.8789 | 90.0487
1 | 5400 | 707 | 0.03 | 15 | 15 | 7 | 7.4989e-09 | 5spot_SharedNeighbor | Water | Porous | Wet | R245fa | MinimizeLCOE_Brownfield | IgnoreSilica | 2019 | 172.942 | 69.4258 | 8.1821 | 4 | 3475.5823 | 4415.4173 | 70.8544 | 90.0143 | 166.3397 | 0 | 281.0062 | 9716414.2067 | 542410.4093 | 9817403.5339 | 9386978.8941 | 0 | 403154.3481 | 0 | 11647880.9429 | 30305396.9046 | 20684056.101 | 92503695.3406 | 961560.8286 | 20284743.5872 | 20284743.5872 | 1478867.319 | 8995618.5048 | 0 | 113749999.7565 | 144509229.1675 | 7498942.0933 | 32.7283 | 3475.5823 | 4415.4173 | 70.8544 | 90.0143
1 | 5400 | 707 | 0.03 | 15 | 15 | 7 | 1e-08 | 5spot_SharedNeighbor | Water | Porous | Wet | R245fa | MinimizeLCOE_Brownfield | IgnoreSilica | 2019 | 172.9808 | 69.4397 | 8.1849 | 4 | 3474.6837 | 4414.1948 | 70.8361 | 89.9893 | 166.3376 | 0 | 264.3904 | 9717715.9583 | 542470.6757 | 9818992.6157 | 9388904.3447 | 0 | 401439.4873 | 0 | 11649114.0019 | 30308605.0711 | 20686245.7406 | 92513487.8953 | 961560.8286 | 20284743.5872 | 20284743.5872 | 1478867.319 | 8995618.5048 | 0 | 113759792.3112 | 144519021.7222 | 10000000 | 32.7396 | 3474.6837 | 4414.1948 | 70.8361 | 89.9893
1 | 5500 | 707 | 0.03 | 15 | 15 | 7 | 1e-13 | 5spot_SharedNeighbor | Water | Porous | Wet | R245fa | MinimizeLCOE_Brownfield | IgnoreSilica | 2019 | 0 | 0 | 0 | 0 |  |  |  |  | 15 |  | 26.745 | [19 empty] | 100 | 0
1 | 5500 | 707 | 0.03 | 15 | 15 | 7 | 1.3335e-13 | 5spot_SharedNeighbor | Water | Porous | Wet | R245fa | MinimizeLCOE_Brownfield | IgnoreSilica | 2019 | 0.95719 | 0.17086 | 0.0034973 | 4 | 1625880.8953 | 3876994.3523 | 33145.7812 | 79037.7739 | 106.5759 | 0 | 54.6897 | 107605.2906 | 3916.6007 | 83672.3322 | 57248.2154 | 0 | 62538.0108 | 0 | 122842.3754 | 319610.6622 | 218140.8443 | 975574.3315 | 961560.8286 | 20807313.0041 | 20807313.0041 | 1478867.319 | 9204646.2715 | 0 | 22744448.1642 | 54235274.7589 | 133.3521 | 0.013989 | 1625880.8953 | 3876994.3523 | 33145.7812 | 79037.7739
1 | 5500 | 707 | 0.03 | 15 | 15 | 7 | 1.7783e-13 | 5spot_SharedNeighbor | Water | Porous | Wet | R245fa | MinimizeLCOE_Brownfield | IgnoreSilica | 2019 | 1.2545 | 0.2696 | 0.01099 | 4 | 525247.8992 | 1241581.4647 | 10707.8889 | 25311.3175 | 118.2921 | 0 | 55.1337 | 158022.5135 | 6255.2139 | 119500.3189 | 71538.4721 | 0 | 71388.177 | 0 | 166414.8312 | 432977.2545 | 295515.873 | 1321612.6542 | 961560.8286 | 20807313.0041 | 20807313.0041 | 1478867.319 | 9204646.2715 | 0 | 23090486.487 | 54581313.0816 | 177.8279 | 0.043961 | 525247.8992 | 1241581.4647 | 10707.8889 | 25311.3175
1 | 5500 | 707 | 0.03 | 15 | 15 | 7 | 2.3714e-13 | 5spot_SharedNeighbor | Water | Porous | Wet | R245fa | MinimizeLCOE_Brownfield | IgnoreSilica | 2019 | 1.632 | 0.40664 | 0.022986 | 4 | 255866.6314 | 598365.326 | 5216.1874 | 12198.4865 | 128.465 | 0 | 286.735 | 221482.7381 | 9432.3296 | 164854.3558 | 90641.9298 | 0 | 80743.4699 | 0 | 221190.381 | 575491.9991 | 392785.1145 | 1756622.3178 | 961560.8286 | 20807313.0041 | 20807313.0041 | 1478867.319 | 9204646.2715 | 0 | 23525496.1505 | 55016322.7452 | 237.1374 | 0.091944 | 255866.6314 | 598365.326 | 5216.1874 | 12198.4865
1 | 5500 | 707 | 0.03 | 15 | 15 | 7 | 3.1623e-13 | 5spot_SharedNeighbor | Water | Porous | Wet | R245fa | MinimizeLCOE_Brownfield | IgnoreSilica | 2019 | 2.1182 | 0.59435 | 0.040932 | 4 | 147018.3415 | 339356.0912 | 2997.1677 | 6918.2329 | 137.1881 | 0 | 357.3638 | 300394.238 | 13630.7521 | 222028.9958 | 116098.6916 | 0 | 91071.9772 | 0 | 289857.6153 | 754150.057 | 514722.9101 | 2301955.237 | 961560.8286 | 20807313.0041 | 20807313.0041 | 1478867.319 | 9204646.2715 | 0 | 24070829.0698 | 55561655.6644 | 316.2278 | 0.16373 | 147018.3415 | 339356.0912 | 2997.1677 | 6918.2329
1 | 5500 | 707 | 0.03 | 15 | 15 | 7 | 4.217e-13 | 5spot_SharedNeighbor | Water | Porous | Wet | R245fa | MinimizeLCOE_Brownfield | IgnoreSilica | 2019 | 2.76 | 0.85365 | 0.067131 | 4 | 92238.6969 | 209511.9784 | 1880.4106 | 4271.1851 | 144.6436 | 0 | 466.4088 | 399550.8551 | 19175.0943 | 295141.3155 | 151200.9374 | 0 | 103382.3497 | 0 | 377695.7152 | 982686.775 | 670703.9161 | 2999536.9583 | 961560.8286 | 20807313.0041 | 20807313.0041 | 1478867.319 | 9204646.2715 | 0 | 24768410.791 | 56259237.3857 | 421.6965 | 0.26853 | 92238.6969 | 209511.9784 | 1880.4106 | 4271.1851
1 | 5500 | 707 | 0.03 | 15 | 15 | 7 | 5.6234e-13 | 5spot_SharedNeighbor | Water | Porous | Wet | R245fa | MinimizeLCOE_Brownfield | IgnoreSilica | 2019 | 3.6157 | 1.2086 | 0.10414 | 4 | 61578.7387 | 137175.5233 | 1255.3659 | 2796.5086 | 150.8959 | 0 | 616.7799 | 522658.1465 | 26298.7003 | 388219.0911 | 197914.2188 | 0 | 118456.8387 | 0 | 488883.3281 | 1271974.1361 | 868148.4843 | 3882552.9438 | 961560.8286 | 20807313.0041 | 20807313.0041 | 1478867.319 | 9204646.2715 | 0 | 25651426.7765 | 57142253.3712 | 562.3413 | 0.41656 | 61578.7387 | 137175.5233 | 1255.3659 | 2796.5086
1 | 5500 | 707 | 0.03 | 15 | 15 | 7 | 7.4989e-13 | 5spot_SharedNeighbor | Water | Porous | Wet | R245fa | MinimizeLCOE_Brownfield | IgnoreSilica | 2019 | 4.7279 | 1.681 | 0.15508 | 4 | 43124.9325 | 93891.9226 | 879.1601 | 1914.1138 | 155.9055 | 0 | 94.3652 | 672187.4606 | 35224.5079 | 503765.8827 | 261426.2486 | 0 | 135780.4962 | 0 | 627269.9925 | 1632027.8496 | 1113892.5422 | 4981574.9803 | 961560.8286 | 20807313.0041 | 20807313.0041 | 1478867.319 | 9204646.2715 | 0 | 26750448.8131 | 58241275.4077 | 749.8942 | 0.6203 | 43124.9325 | 93891.9226 | 879.1601 | 1914.1138
1 | 5500 | 707 | 0.03 | 15 | 15 | 7 | 1e-12 | 5spot_SharedNeighbor | Water | Porous | Wet | R245fa | MinimizeLCOE_Brownfield | IgnoreSilica | 2019 | 6.2238 | 2.3218 | 0.22482 | 4 | 31292.6314 | 66311.2065 | 637.9426 | 1351.8436 | 159.9628 | 0 | 80.4488 | 856584.3548 | 46388.4837 | 650551.0825 | 345945.8135 | 0 | 157629.5721 | 0 | 802268.7296 | 2087338.6664 | 1424651.5303 | 6371358.2329 | 961560.8286 | 20807313.0041 | 20807313.0041 | 1478867.319 | 9204646.2715 | 0 | 28140232.0657 | 59631058.6603 | 1000 | 0.89926 | 31292.6314 | 66311.2065 | 637.9426 | 1351.8436
1 | 5500 | 707 | 0.03 | 15 | 15 | 7 | 1.3335e-12 | 5spot_SharedNeighbor | Water | Porous | Wet | R245fa | MinimizeLCOE_Brownfield | IgnoreSilica | 2019 | 8.2117 | 3.1752 | 0.31823 | 4 | 23472.2675 | 48210.9499 | 478.5139 | 982.8454 | 162.9973 | 0 | 77.356 | 1080197.5114 | 60026.9071 | 833946.566 | 459721.6123 | 0 | 184518.8139 | 0 | 1021180.4501 | 2656902.0583 | 1813390.2487 | 8109884.1678 | 961560.8286 | 20807313.0041 | 20807313.0041 | 1478867.319 | 9204646.2715 | 0 | 29878758.0005 | 61369584.5951 | 1333.5214 | 1.2729 | 23472.2675 | 48210.9499 | 478.5139 | 982.8454
1 | 5500 | 707 | 0.03 | 15 | 15 | 7 | 1.7783e-12 | 5spot_SharedNeighbor | Water | Porous | Wet | R245fa | MinimizeLCOE_Brownfield | IgnoreSilica | 2019 | 10.8595 | 4.3292 | 0.44654 | 4 | 17956.1372 | 35586.7925 | 366.0601 | 725.4849 | 165.7452 | 0 | 89.2182 | 1357304.482 | 77129.8085 | 1066808.3751 | 608665.9666 | 0 | 216686.5715 | 0 | 1297372.1294 | 3375496.1532 | 2303845.4841 | 10303308.9704 | 961560.8286 | 20807313.0041 | 20807313.0041 | 1478867.319 | 9204646.2715 | 0 | 32072182.8031 | 63563009.3978 | 1778.2794 | 1.7861 | 17956.1372 | 35586.7925 | 366.0601 | 725.4849
1 | 5500 | 707 | 0.03 | 15 | 15 | 7 | 2.3714e-12 | 5spot_SharedNeighbor | Water | Porous | Wet | R245fa | MinimizeLCOE_Brownfield | IgnoreSilica | 2019 | 14.3601 | 5.8549 | 0.61679 | 4 | 14112.9265 | 26876.9395 | 287.7111 | 547.9228 | 167.6919 | 0 | 91.7492 | 1692389.2796 | 97857.8024 | 1356372.366 | 810856.8095 | 0 | 255912.7366 | 0 | 1643221.7077 | 4275325.8123 | 2917997.716 | 13049934.23 | 961560.8286 | 20807313.0041 | 20807313.0041 | 1478867.319 | 9204646.2715 | 0 | 34818808.0627 | 66309634.6574 | 2371.3737 | 2.4672 | 14112.9265 | 26876.9395 | 287.7111 | 547.9228
1 | 5500 | 707 | 0.03 | 15 | 15 | 7 | 3.1623e-12 | 5spot_SharedNeighbor | Water | Porous | Wet | R245fa | MinimizeLCOE_Brownfield | IgnoreSilica | 2019 | 19.0011 | 7.8788 | 0.84302 | 4 | 11343.3454 | 20682.0193 | 231.2494 | 421.6309 | 169.1889 | 0 | 92.8189 | 2099278.4475 | 122952.986 | 1718230.9745 | 1077399.9208 | 0 | 303587.8712 | 0 | 2075365.578 | 5399675.5178 | 3685389.4932 | 16481880.7889 | 961560.8286 | 20807313.0041 | 20807313.0041 | 1478867.319 | 9204646.2715 | 0 | 38250754.6216 | 69741581.2162 | 3162.2777 | 3.3721 | 11343.3454 | 20682.0193 | 231.2494 | 421.6309
1 | 5500 | 707 | 0.03 | 15 | 15 | 7 | 4.217e-12 | 5spot_SharedNeighbor | Water | Porous | Wet | R245fa | MinimizeLCOE_Brownfield | IgnoreSilica | 2019 | 25.1495 | 10.5638 | 1.1443 | 4 | 9300.2714 | 16180.1476 | 189.5986 | 329.8542 | 170.3352 | 0 | 105.844 | 2595540.5131 | 153614.1079 | 2170663.2414 | 1434234.2283 | 0 | 361793.1863 | 0 | 2619179.658 | 6814568.2025 | 4651082.8236 | 20800675.9612 | 961560.8286 | 20807313.0041 | 20807313.0041 | 1478867.319 | 9204646.2715 | 0 | 42569549.7939 | 74060376.3885 | 4216.965 | 4.5772 | 9300.2714 | 16180.1476 | 189.5986 | 329.8542
1 | 5500 | 707 | 0.03 | 15 | 15 | 7 | 5.6234e-12 | 5spot_SharedNeighbor | Water | Porous | Wet | R245fa | MinimizeLCOE_Brownfield | IgnoreSilica | 2019 | 33.2541 | 14.1083 | 1.5413 | 4 | 7779.2437 | 12886.9564 | 158.5904 | 262.718 | 171.2082 | 0 | 114.0758 | 3196383.4944 | 190439.6911 | 2734329.0611 | 1903017.9147 | 0 | 432635.3734 | 0 | 3298154.1585 | 8581120.576 | 5856791.1175 | 26192871.3866 | 961560.8286 | 20807313.0041 | 20807313.0041 | 1478867.319 | 9204646.2715 | 0 | 47961745.2193 | 79452571.814 | 5623.4133 | 6.1653 | 7779.2437 | 12886.9564 | 158.5904 | 262.718
1 | 5500 | 707 | 0.03 | 15 | 15 | 7 | 7.4989e-12 | 5spot_SharedNeighbor | Water | Porous | Wet | R245fa | MinimizeLCOE_Brownfield | IgnoreSilica | 2019 | 43.7948 | 18.71 | 2.0586 | 4 | 6633.6765 | 10457.9279 | 135.2365 | 213.199 | 171.8635 | 0 | 98.6794 | 3916258.6135 | 234626.1602 | 3425259.9596 | 2514802.8192 | 0 | 517219.9888 | 0 | 4137185.3411 | 10764107.6042 | 7346724.6201 | 32856185.1067 | 961560.8286 | 20807313.0041 | 20807313.0041 | 1478867.319 | 9204646.2715 | 0 | 54625058.9395 | 86115885.5341 | 7498.9421 | 8.2345 | 6633.6765 | 10457.9279 | 135.2365 | 213.199
1 | 5500 | 707 | 0.03 | 15 | 15 | 7 | 1e-11 | 5spot_SharedNeighbor | Water | Porous | Wet | R245fa | MinimizeLCOE_Brownfield | IgnoreSilica | 2019 | 57.3032 | 24.6095 | 2.7187 | 4 | 5769.6815 | 8665.4842 | 117.6228 | 176.6576 | 172.3175 | 0 | 107.821 | 4765371.3266 | 286097.6774 | 4263617.1851 | 3296255.1097 | 0 | 617915.3845 | 0 | 5159410.1065 | 13423726.7565 | 9161969.3413 | 40974362.8876 | 961560.8286 | 20807313.0041 | 20807313.0041 | 1478867.319 | 9204646.2715 | 0 | 62743236.7203 | 94234063.315 | 10000 | 10.8746 | 5769.6815 | 8665.4842 | 117.6228 | 176.6576
1 | 5500 | 707 | 0.03 | 15 | 15 | 7 | 1.3335e-11 | 5spot_SharedNeighbor | Water | Porous | Wet | R245fa | MinimizeLCOE_Brownfield | IgnoreSilica | 2019 | 74.158 | 31.9191 | 3.5298 | 4 | 5124.1233 | 7354.4821 | 104.4622 | 149.9311 | 172.5047 | 0 | 100.6874 | 5736073.8879 | 344072.6354 | 5249093.2283 | 4265437.0791 | 0 | 735765.9126 | 0 | 6368872.6699 | 16570500.2516 | 11309706.9115 | 50579522.5762 | 961560.8286 | 20807313.0041 | 20807313.0041 | 1478867.319 | 9204646.2715 | 0 | 72348396.4089 | 103839223.0036 | 13335.2143 | 14.1192 | 5124.1233 | 7354.4821 | 104.4622 | 149.9311
1 | 5500 | 707 | 0.03 | 15 | 15 | 7 | 1.7783e-11 | 5spot_SharedNeighbor | Water | Porous | Wet | R245fa | MinimizeLCOE_Brownfield | IgnoreSilica | 2019 | 94.2869 | 40.4875 | 4.4651 | 4 | 4655.906 | 6419.0868 | 94.9169 | 130.8618 | 172.307 | 0 | 132.8431 | 6787686.7772 | 405328.597 | 6349740.3186 | 5407658.1679 | 0 | 869310.6142 | 0 | 7729692.5452 | 20111074.4248 | 13726221.5362 | 61386712.9812 | 961560.8286 | 20807313.0041 | 20807313.0041 | 1478867.319 | 9204646.2715 | 0 | 83155586.8139 | 114646413.4086 | 17782.7941 | 17.8602 | 4655.906 | 6419.0868 | 94.9169 | 130.8618
1 | 5500 | 707 | 0.03 | 15 | 15 | 7 | 2.3714e-11 | 5spot_SharedNeighbor | Water | Porous | Wet | R245fa | MinimizeLCOE_Brownfield | IgnoreSilica | 2019 | 117.0669 | 49.8976 | 5.4581 | 4 | 4332.503 | 5774.8987 | 88.3239 | 117.7291 | 171.6469 | 0 | 127.03 | 7853865.5934 | 464510.9191 | 7508892.2972 | 6667436.3848 | 0 | 1016336.6825 | 0 | 9169306.3321 | 23856654.1927 | 16282656.6917 | 72819659.0935 | 961560.8286 | 20807313.0041 | 20807313.0041 | 1478867.319 | 9204646.2715 | 0 | 94588532.9262 | 126079359.5209 | 23713.7371 | 21.8323 | 4332.503 | 5774.8987 | 88.3239 | 117.7291
1 | 5500 | 707 | 0.03 | 15 | 15 | 7 | 3.1623e-11 | 5spot_SharedNeighbor | Water | Porous | Wet | R245fa | MinimizeLCOE_Brownfield | IgnoreSilica | 2019 | 129.1413 | 54.7488 | 6.0812 | 4 | 4109.4805 | 5404.0772 | 83.7773 | 110.1694 | 171.1381 | 0 | 158.2784 | 8369734.5931 | 491441.7225 | 8090879.6701 | 7315884.7141 | 0 | 978129.6815 | 0 | 9845967.4487 | 25617187.6159 | 17484256.9284 | 78193482.3743 | 961560.8286 | 20807313.0041 | 20807313.0041 | 1478867.319 | 9204646.2715 | 0 | 99962356.207 | 131453182.8017 | 31622.7766 | 24.3248 | 4109.4805 | 5404.0772 | 83.7773 | 110.1694
1 | 5500 | 707 | 0.03 | 15 | 15 | 7 | 4.217e-11 | 5spot_SharedNeighbor | Water | Porous | Wet | R245fa | MinimizeLCOE_Brownfield | IgnoreSilica | 2019 | 140.5561 | 59.2311 | 6.6584 | 4 | 3937.4926 | 5119.8674 | 80.2711 | 104.3754 | 170.6125 | 0 | 194.8667 | 8833252.2297 | 515400.4632 | 8619796.2546 | 7923570.5755 | 0 | 938360.2311 | 0 | 10463848.1041 | 27224786.3365 | 18581476.0881 | 83100490.2828 | 961560.8286 | 20807313.0041 | 20807313.0041 | 1478867.319 | 9204646.2715 | 0 | 104869364.1156 | 136360190.7102 | 42169.6503 | 26.6335 | 3937.4926 | 5119.8674 | 80.2711 | 104.3754
1 | 5500 | 707 | 0.03 | 15 | 15 | 7 | 5.6234e-11 | 5spot_SharedNeighbor | Water | Porous | Wet | R245fa | MinimizeLCOE_Brownfield | IgnoreSilica | 2019 | 148.3117 | 62.2386 | 7.0964 | 4 | 3804.1981 | 4913.5897 | 77.5537 | 100.1702 | 170.2552 | 0 | 233.0734 | 9137969.4616 | 531052.1942 | 8970328.9575 | 8334539.1105 | 0 | 862333.3393 | 0 | 10856126.9946 | 28245415.5422 | 19278076.4928 | 86215842.0927 | 961560.8286 | 20807313.0041 | 20807313.0041 | 1478867.319 | 9204646.2715 | 0 | 107984715.9254 | 139475542.5201 | 56234.1325 | 28.3857 | 3804.1981 | 4913.5897 | 77.5537 | 100.1702
1 | 5500 | 707 | 0.03 | 15 | 15 | 7 | 7.4989e-11 | 5spot_SharedNeighbor | Water | Porous | Wet | R245fa | MinimizeLCOE_Brownfield | IgnoreSilica | 2019 | 154.4212 | 64.5798 | 7.4499 | 4 | 3702.5732 | 4759.3217 | 75.482 | 97.0252 | 169.9579 | 0 | 246.9944 | 9370531.8701 | 542744.6038 | 9241149.1424 | 8654761.497 | 0 | 786092.6736 | 0 | 11152159.1169 | 29015630.3998 | 19803763.9594 | 88566833.263 | 961560.8286 | 20807313.0041 | 20807313.0041 | 1478867.319 | 9204646.2715 | 0 | 110335707.0958 | 141826533.6904 | 74989.4209 | 29.7997 | 3702.5732 | 4759.3217 | 75.482 | 97.0252
1 | 5500 | 707 | 0.03 | 15 | 15 | 7 | 1e-10 | 5spot_SharedNeighbor | Water | Porous | Wet | R245fa | MinimizeLCOE_Brownfield | IgnoreSilica | 2019 | 159.3929 | 66.4718 | 7.736 | 4 | 3625.323 | 4642.9966 | 73.9071 | 94.6538 | 169.7063 | 0 | 236.7045 | 9554227.3556 | 551618.7171 | 9458998.2683 | 8908514.1202 | 0 | 717950.9143 | 0 | 11384610.6565 | 29620421.6234 | 20216546.3968 | 90412888.0522 | 961560.8286 | 20807313.0041 | 20807313.0041 | 1478867.319 | 9204646.2715 | 0 | 112181761.8849 | 143672588.4796 | 100000 | 30.9439 | 3625.323 | 4642.9966 | 73.9071 | 94.6538
1 | 5500 | 707 | 0.03 | 15 | 15 | 7 | 1.3335e-10 | 5spot_SharedNeighbor | Water | Porous | Wet | R245fa | MinimizeLCOE_Brownfield | IgnoreSilica | 2019 | 163.2419 | 67.9252 | 7.9604 | 4 | 3566.6372 | 4555.626 | 72.7107 | 92.8726 | 169.5057 | 0 | 247.3429 | 9693617.7919 | 558251.7451 | 9625646.3798 | 9103616.6923 | 0 | 657379.5471 | 0 | 11559019.7409 | 30074198.2849 | 20526258.2924 | 91797988.4745 | 961560.8286 | 20807313.0041 | 20807313.0041 | 1478867.319 | 9204646.2715 | 0 | 113566862.3072 | 145057688.9019 | 133352.1432 | 31.8414 | 3566.6372 | 4555.626 | 72.7107 | 92.8726
1 | 5500 | 707 | 0.03 | 15 | 15 | 7 | 1.7783e-10 | 5spot_SharedNeighbor | Water | Porous | Wet | R245fa | MinimizeLCOE_Brownfield | IgnoreSilica | 2019 | 166.1797 | 69.0282 | 8.1339 | 4 | 3522.1324 | 4490.0223 | 71.8034 | 91.5352 | 169.3494 | 0 | 281.2527 | 9798397.2587 | 563179.4415 | 9751697.9784 | 9251759.6431 | 0 | 605266.461 | 0 | 11688417.3053 | 30410864.2042 | 20756039.7001 | 92825621.9923 | 961560.8286 | 20807313.0041 | 20807313.0041 | 1478867.319 | 9204646.2715 | 0 | 114594495.825 | 146085322.4197 | 177827.941 | 32.5355 | 3522.1324 | 4490.0223 | 71.8034 | 91.5352
1 | 5500 | 707 | 0.03 | 15 | 15 | 7 | 2.3714e-10 | 5spot_SharedNeighbor | Water | Porous | Wet | R245fa | MinimizeLCOE_Brownfield | IgnoreSilica | 2019 | 168.377 | 69.8492 | 8.266 | 4 | 3488.4405 | 4440.8664 | 71.1166 | 90.5331 | 169.2306 | 0 | 276.1452 | 9875843.0485 | 566787.3671 | 9845322.6948 | 9362108.3071 | 0 | 561297.8976 | 0 | 11782430.1329 | 30655466.297 | 20922985.6545 | 93572241.3995 | 961560.8286 | 20807313.0041 | 20807313.0041 | 1478867.319 | 9204646.2715 | 0 | 115341115.2322 | 146831941.8269 | 237137.3706 | 33.0638 | 3488.4405 | 4440.8664 | 71.1166 | 90.5331
1 | 5500 | 707 | 0.03 | 15 | 15 | 7 | 3.1623e-10 | 5spot_SharedNeighbor | Water | Porous | Wet | R245fa | MinimizeLCOE_Brownfield | IgnoreSilica | 2019 | 170.0165 | 70.4598 | 8.366 | 4 | 3462.9704 | 4404.0116 | 70.5973 | 89.7817 | 169.1409 | 0 | 262.7402 | 9933121.8348 | 569436.51 | 9914823.7845 | 9444197.9921 | 0 | 525121.0632 | 0 | 11850813.462 | 30833385.6919 | 21044419.2975 | 94115319.6359 | 961560.8286 | 20807313.0041 | 20807313.0041 | 1478867.319 | 9204646.2715 | 0 | 115884193.4687 | 147375020.0633 | 316227.766 | 33.4638 | 3462.9704 | 4404.0116 | 70.5973 | 89.7817
1 | 5500 | 707 | 0.03 | 15 | 15 | 7 | 4.217e-10 | 5spot_SharedNeighbor | Water | Porous | Wet | R245fa | MinimizeLCOE_Brownfield | IgnoreSilica | 2019 | 171.2345 | 70.9122 | 8.4413 | 4 | 3443.7404 | 4376.384 | 70.2053 | 89.2185 | 169.0737 | 0 | 248.5976 | 9975391.5939 | 571380.7135 | 9966256.3711 | 9505041.7304 | 0 | 495879.624 | 0 | 11900440.5129 | 30962505.0985 | 21132545.9456 | 94509441.5901 | 961560.8286 | 20807313.0041 | 20807313.0041 | 1478867.319 | 9204646.2715 | 0 | 116278315.4228 | 147769142.0175 | 421696.5034 | 33.7651 | 3443.7404 | 4376.384 | 70.2053 | 89.2185
1 | 5500 | 707 | 0.03 | 15 | 15 | 7 | 5.6234e-10 | 5spot_SharedNeighbor | Water | Porous | Wet | R245fa | MinimizeLCOE_Brownfield | IgnoreSilica | 2019 | 172.1307 | 71.2444 | 8.4976 | 4 | 3429.2383 | 4355.6986 | 69.9097 | 88.7968 | 169.0239 | 0 | 292.8413 | 10006337.8205 | 572798.111 | 10003989.9853 | 9549731.3259 | 0 | 472504.6216 | 0 | 11936091.1271 | 31055260.6837 | 21195853.5385 | 94792567.2136 | 961560.8286 | 20807313.0041 | 20807313.0041 | 1478867.319 | 9204646.2715 | 0 | 116561441.0464 | 148052267.641 | 562341.3252 | 33.9905 | 3429.2383 | 4355.6986 | 69.9097 | 88.7968
1 | 5500 | 707 | 0.03 | 15 | 15 | 7 | 7.4989e-10 | 5spot_SharedNeighbor | Water | Porous | Wet | R245fa | MinimizeLCOE_Brownfield | IgnoreSilica | 2019 | 172.942 | 71.5442 | 8.5447 | 4 | 3418.3089 | 4339.6645 | 69.6868 | 88.4699 | 168.9788 | 0 | 288.9408 | 10034376.5734 | 574104.301 | 10037987.6349 | 9590774.6679 | 0 | 456016.5331 | 0 | 11970371.287 | 31144450.628 | 21256727.5081 | 95064809.1333 | 961560.8286 | 20807313.0041 | 20807313.0041 | 1478867.319 | 9204646.2715 | 0 | 116833682.966 | 148324509.5606 | 749894.2093 | 34.1788 | 3418.3089 | 4339.6645 | 69.6868 | 88.4699
1 | 5500 | 707 | 0.03 | 15 | 15 | 7 | 1e-09 | 5spot_SharedNeighbor | Water | Porous | Wet | R245fa | MinimizeLCOE_Brownfield | IgnoreSilica | 2019 | 173.4265 | 71.7225 | 8.5763 | 4 | 3410.0791 | 4328.0424 | 69.5191 | 88.233 | 168.9516 | 0 | 308.6396 | 10051137.7827 | 574899.4719 | 10058182.4423 | 9615683.0804 | 0 | 441606.4437 | 0 | 11989188.5962 | 31193409.4065 | 21290142.8804 | 95214250.1042 | 961560.8286 | 20807313.0041 | 20807313.0041 | 1478867.319 | 9204646.2715 | 0 | 116983123.9369 | 148473950.5316 | 1000000 | 34.3051 | 3410.0791 | 4328.0424 | 69.5191 | 88.233
1 | 5500 | 707 | 0.03 | 15 | 15 | 7 | 1.3335e-09 | 5spot_SharedNeighbor | Water | Porous | Wet | R245fa | MinimizeLCOE_Brownfield | IgnoreSilica | 2019 | 173.7749 | 71.8506 | 8.5995 | 4 | 3403.8896 | 4319.3692 | 69.3929 | 88.0562 | 168.932 | 0 | 302.4408 | 10063164.8193 | 575469.1849 | 10072684.5597 | 9633583.9858 | 0 | 430334.3424 | 0 | 12002342.388 | 31227632.8745 | 21313501.1006 | 95318713.2553 | 961560.8286 | 20807313.0041 | 20807313.0041 | 1478867.319 | 9204646.2715 | 0 | 117087587.0881 | 148578413.6827 | 1333521.4322 | 34.3982 | 3403.8896 | 4319.3692 | 69.3929 | 88.0562
1 | 5500 | 707 | 0.03 | 15 | 15 | 7 | 1.7783e-09 | 5spot_SharedNeighbor | Water | Porous | Wet | R245fa | MinimizeLCOE_Brownfield | IgnoreSilica | 2019 | 174.0332 | 71.9456 | 8.6169 | 4 | 3399.2374 | 4312.8689 | 69.2981 | 87.9237 | 168.9174 | 0 | 285.6159 | 10072071.921 | 575890.6785 | 10083430.4429 | 9646855.6371 | 0 | 421682.7851 | 0 | 12011973.2712 | 31252690.4572 | 21330603.4156 | 95395198.6087 | 961560.8286 | 20807313.0041 | 20807313.0041 | 1478867.319 | 9204646.2715 | 0 | 117164072.4414 | 148654899.036 | 1778279.41 | 34.4678 | 3399.2374 | 4312.8689 | 69.2981 | 87.9237
1 | 5500 | 707 | 0.03 | 15 | 15 | 7 | 2.3714e-09 | 5spot_SharedNeighbor | Water | Porous | Wet | R245fa | MinimizeLCOE_Brownfield | IgnoreSilica | 2019 | 174.2307 | 72.0181 | 8.6301 | 4 | 3395.7424 | 4307.978 | 69.2268 | 87.824 | 168.9062 | 0 | 286.4351 | 10078871.5462 | 576212.2387 | 10091636.6967 | 9656994.7019 | 0 | 415148.6233 | 0 | 12019356.8847 | 31271901.1048 | 21343715.0773 | 95453836.8736 | 961560.8286 | 20807313.0041 | 20807313.0041 | 1478867.319 | 9204646.2715 | 0 | 117222710.7064 | 148713537.301 | 2371373.7057 | 34.5205 | 3395.7424 | 4307.978 | 69.2268 | 87.824
1 | 5500 | 707 | 0.03 | 15 | 15 | 7 | 3.1623e-09 | 5spot_SharedNeighbor | Water | Porous | Wet | R245fa | MinimizeLCOE_Brownfield | IgnoreSilica | 2019 | 174.3692 | 72.069 | 8.6397 | 4 | 3393.1179 | 4304.3407 | 69.1733 | 87.7498 | 168.8984 | 0 | 264.2544 | 10083638.6373 | 576437.4837 | 10097392.2976 | 9664108.4469 | 0 | 410070.2245 | 0 | 12024342.3651 | 31284872.3022 | 21352568.1861 | 95493429.9435 | 961560.8286 | 20807313.0041 | 20807313.0041 | 1478867.319 | 9204646.2715 | 0 | 117262303.7763 | 148753130.3709 | 3162277.6602 | 34.5589 | 3393.1179 | 4304.3407 | 69.1733 | 87.7498
1 | 5500 | 707 | 0.03 | 15 | 15 | 7 | 4.217e-09 | 5spot_SharedNeighbor | Water | Porous | Wet | R245fa | MinimizeLCOE_Brownfield | IgnoreSilica | 2019 | 174.4741 | 72.1075 | 8.6469 | 4 | 3391.1477 | 4301.6086 | 69.1331 | 87.6941 | 168.8925 | 0 | 268.965 | 10087243.1484 | 576607.7377 | 10101745.0789 | 9669489.4801 | 0 | 406242.3047 | 0 | 12028117.8224 | 31294695.2677 | 21359272.5619 | 95523413.4017 | 961560.8286 | 20807313.0041 | 20807313.0041 | 1478867.319 | 9204646.2715 | 0 | 117292287.2344 | 148783113.8291 | 4216965.0343 | 34.5878 | 3391.1477 | 4301.6086 | 69.1331 | 87.6941
1 | 5500 | 707 | 0.03 | 15 | 15 | 7 | 5.6234e-09 | 5spot_SharedNeighbor | Water | Porous | Wet | R245fa | MinimizeLCOE_Brownfield | IgnoreSilica | 2019 | 174.5667 | 72.1415 | 8.6528 | 4 | 3389.669 | 4299.5111 | 69.103 | 87.6514 | 168.8872 | 0 | 265.5183 | 10090428.3455 | 576758.2538 | 10105591.0527 | 9674244.1964 | 0 | 403537.0084 | 0 | 12031717.9542 | 31304062.072 | 21365665.5983 | 95552004.4814 | 961560.8286 | 20807313.0041 | 20807313.0041 | 1478867.319 | 9204646.2715 | 0 | 117320878.3141 | 148811704.9088 | 5623413.2519 | 34.6113 | 3389.669 | 4299.5111 | 69.103 | 87.6514
1 | 5500 | 707 | 0.03 | 15 | 15 | 7 | 7.4989e-09 | 5spot_SharedNeighbor | Water | Porous | Wet | R245fa | MinimizeLCOE_Brownfield | IgnoreSilica | 2019 | 174.623 | 72.1621 | 8.6568 | 4 | 3388.5595 | 4297.9827 | 69.0804 | 87.6202 | 168.884 | 0 | 278.799 | 10092362.8717 | 576849.5558 | 10107928.0709 | 9677134.2976 | 0 | 401326.1844 | 0 | 12033684.3824 | 31309178.3148 | 21369157.5391 | 95567621.2167 | 961560.8286 | 20807313.0041 | 20807313.0041 | 1478867.319 | 9204646.2715 | 0 | 117336495.0494 | 148827321.6441 | 7498942.0933 | 34.6272 | 3388.5595 | 4297.9827 | 69.0804 | 87.6202
1 | 5500 | 707 | 0.03 | 15 | 15 | 7 | 1e-08 | 5spot_SharedNeighbor | Water | Porous | Wet | R245fa | MinimizeLCOE_Brownfield | IgnoreSilica | 2019 | 174.6593 | 72.1754 | 8.6596 | 4 | 3387.7271 | 4296.8566 | 69.0634 | 87.5972 | 168.882 | 0 | 259.9117 | 10093608.4088 | 576908.28 | 10109433.3585 | 9678996.2623 | 0 | 399584.5547 | 0 | 12034827.0371 | 31312151.268 | 21371186.6408 | 95576695.8102 | 961560.8286 | 20807313.0041 | 20807313.0041 | 1478867.319 | 9204646.2715 | 0 | 117345569.6429 | 148836396.2376 | 10000000 | 34.6384 | 3387.7271 | 4296.8566 | 69.0634 | 87.5972
1 | 5600 | 707 | 0.03 | 15 | 15 | 7 | 1e-13 | 5spot_SharedNeighbor | Water | Porous | Wet | R245fa | MinimizeLCOE_Brownfield | IgnoreSilica | 2019 | 0 | 0 | 0 | 0 |  |  |  |  | 15 |  | 25.9495 | [19 empty] | 100 | 0
1 | 5600 | 707 | 0.03 | 15 | 15 | 7 | 1.3335e-13 | 5spot_SharedNeighbor | Water | Porous | Wet | R245fa | MinimizeLCOE_Brownfield | IgnoreSilica | 2019 | 0.97664 | 0.17947 | 0.0043252 | 4 | 1346949.0005 | 3209893.7245 | 27459.3773 | 65438.0253 | 108.3247 | 0 | 54.496 | 112551.1433 | 4147.8079 | 86913.8039 | 58392.1377 | 0 | 62841.6312 | 0 | 126690.1444 | 329621.7679 | 224973.6297 | 1006132.066 | 961560.8286 | 21335742.5118 | 21335742.5118 | 1478867.319 | 9416018.0746 | 0 | 23303435.4065 | 55534063.3119 | 133.3521 | 0.017301 | 1346949.0005 | 3209893.7245 | 27459.3773 | 65438.0253
1 | 5600 | 707 | 0.03 | 15 | 15 | 7 | 1.7783e-13 | 5spot_SharedNeighbor | Water | Porous | Wet | R245fa | MinimizeLCOE_Brownfield | IgnoreSilica | 2019 | 1.2739 | 0.28102 | 0.012393 | 4 | 477195.8836 | 1127396.1497 | 9728.2835 | 22983.4954 | 120.0404 | 0 | 54.8018 | 164176.2311 | 6579.2402 | 123381.1272 | 72884.6634 | 0 | 71252.154 | 0 | 170926.6322 | 444716.0351 | 303527.832 | 1357443.9152 | 961560.8286 | 21335742.5118 | 21335742.5118 | 1478867.319 | 9416018.0746 | 0 | 23654747.2557 | 55885375.1611 | 177.8279 | 0.04957 | 477195.8836 | 1127396.1497 | 9728.2835 | 22983.4954
1 | 5600 | 707 | 0.03 | 15 | 15 | 7 | 2.3714e-13 | 5spot_SharedNeighbor | Water | Porous | Wet | R245fa | MinimizeLCOE_Brownfield | IgnoreSilica | 2019 | 1.6709 | 0.42953 | 0.025651 | 4 | 235102.4885 | 549223.2764 | 4792.8822 | 11196.6594 | 130.7024 | 0 | 283.5402 | 232587.8731 | 10065.4435 | 171972.2012 | 93388.2344 | 0 | 81406.9588 | 0 | 229874.0773 | 598085.1955 | 408205.4354 | 1825585.4192 | 961560.8286 | 21335742.5118 | 21335742.5118 | 1478867.319 | 9416018.0746 | 0 | 24122888.7597 | 56353516.6652 | 237.1374 | 0.10261 | 235102.4885 | 549223.2764 | 4792.8822 | 11196.6594
1 | 5600 | 707 | 0.03 | 15 | 15 | 7 | 3.1623e-13 | 5spot_SharedNeighbor | Water | Porous | Wet | R245fa | MinimizeLCOE_Brownfield | IgnoreSilica | 2019 | 2.1571 | 0.62297 | 0.044801 | 4 | 137706.1112 | 317559.8402 | 2807.3253 | 6473.8869 | 139.3773 | 0 | 367.3088 | 313449.2242 | 14451.3443 | 230206.6075 | 119295.2816 | 0 | 91108.9386 | 0 | 299719.4445 | 779808.5138 | 532235.3341 | 2380274.6887 | 961560.8286 | 21335742.5118 | 21335742.5118 | 1478867.319 | 9416018.0746 | 0 | 24677578.0292 | 56908205.9346 | 316.2278 | 0.1792 | 137706.1112 | 317559.8402 | 2807.3253 | 6473.8869
1 | 5600 | 707 | 0.03 | 15 | 15 | 7 | 4.217e-13 | 5spot_SharedNeighbor | Water | Porous | Wet | R245fa | MinimizeLCOE_Brownfield | IgnoreSilica | 2019 | 2.8183 | 0.89809 | 0.073244 | 4 | 86732.3115 | 196743.7046 | 1768.1555 | 4010.8865 | 147.0279 | 0 | 483.2075 | 418089.3712 | 20422.0827 | 306895.7821 | 155962.7246 | 0 | 103755.0933 | 0 | 391998.771 | 1019900.3922 | 696102.9745 | 3113127.1916 | 961560.8286 | 21335742.5118 | 21335742.5118 | 1478867.319 | 9416018.0746 | 0 | 25410430.5321 | 57641058.4375 | 421.6965 | 0.29298 | 86732.3115 | 196743.7046 | 1768.1555 | 4010.8865
1 | 5600 | 707 | 0.03 | 15 | 15 | 7 | 5.6234e-13 | 5spot_SharedNeighbor | Water | Porous | Wet | R245fa | MinimizeLCOE_Brownfield | IgnoreSilica | 2019 | 3.6935 | 1.274 | 0.11363 | 4 | 57955.8119 | 128868.1691 | 1181.5076 | 2627.1519 | 153.3774 | 0 | 637.9488 | 548163.0345 | 28158.3169 | 404226.8825 | 206311.3116 | 0 | 118942.1617 | 0 | 509262.6658 | 1324996.9923 | 904337.6732 | 4044399.0386 | 961560.8286 | 21335742.5118 | 21335742.5118 | 1478867.319 | 9416018.0746 | 0 | 26341702.3791 | 58572330.2846 | 562.3413 | 0.45451 | 57955.8119 | 128868.1691 | 1181.5076 | 2627.1519
1 | 5600 | 707 | 0.03 | 15 | 15 | 7 | 7.4989e-13 | 5spot_SharedNeighbor | Water | Porous | Wet | R245fa | MinimizeLCOE_Brownfield | IgnoreSilica | 2019 | 4.84 | 1.7752 | 0.16884 | 4 | 40710.0109 | 88433.2868 | 829.9286 | 1802.8322 | 158.4908 | 0 | 96.5872 | 705745.5292 | 37784.4199 | 525316.6553 | 272329.9907 | 0 | 136700.5939 | 0 | 654372.1037 | 1702541.9836 | 1162019.8876 | 5196811.1639 | 961560.8286 | 21335742.5118 | 21335742.5118 | 1478867.319 | 9416018.0746 | 0 | 27494114.5044 | 59724742.4098 | 749.8942 | 0.67536 | 40710.0109 | 88433.2868 | 829.9286 | 1802.8322
1 | 5600 | 707 | 0.03 | 15 | 15 | 7 | 1e-12 | 5spot_SharedNeighbor | Water | Porous | Wet | R245fa | MinimizeLCOE_Brownfield | IgnoreSilica | 2019 | 6.3675 | 2.4501 | 0.2442 | 4 | 29631.1937 | 62626.8763 | 604.072 | 1276.7336 | 162.581 | 0 | 87.2823 | 898980.6332 | 49802.0876 | 677945.3751 | 360766.4024 | 0 | 158550.7803 | 0 | 836957.6586 | 2177592.1441 | 1486251.3834 | 6646846.4646 | 961560.8286 | 21335742.5118 | 21335742.5118 | 1478867.319 | 9416018.0746 | 0 | 28944149.8051 | 61174777.7106 | 1000 | 0.97681 | 29631.1937 | 62626.8763 | 604.072 | 1276.7336
1 | 5600 | 707 | 0.03 | 15 | 15 | 7 | 1.3335e-12 | 5spot_SharedNeighbor | Water | Porous | Wet | R245fa | MinimizeLCOE_Brownfield | IgnoreSilica | 2019 | 8.3775 | 3.3338 | 0.34314 | 4 | 22377.6059 | 45859.737 | 456.1978 | 934.9128 | 165.5964 | 0 | 70.4983 | 1128802.2376 | 64109.1952 | 865677.3242 | 474369.2238 | 0 | 184707.0351 | 0 | 1059889.3562 | 2757614.6916 | 1882128.6904 | 8417297.7541 | 961560.8286 | 21335742.5118 | 21335742.5118 | 1478867.319 | 9416018.0746 | 0 | 30714601.0946 | 62945229.0001 | 1333.5214 | 1.3726 | 22377.6059 | 45859.737 | 456.1978 | 934.9128
1 | 5600 | 707 | 0.03 | 15 | 15 | 7 | 1.7783e-12 | 5spot_SharedNeighbor | Water | Porous | Wet | R245fa | MinimizeLCOE_Brownfield | IgnoreSilica | 2019 | 11.081 | 4.555 | 0.48309 | 4 | 17093.7944 | 33773.1549 | 348.4801 | 688.5114 | 168.4151 | 0 | 111.51 | 1422185.575 | 82889.4365 | 1109029.6515 | 634582.0658 | 0 | 217016.687 | 0 | 1351624.3321 | 3516649.256 | 2400185.3771 | 10734162.381 | 961560.8286 | 21335742.5118 | 21335742.5118 | 1478867.319 | 9416018.0746 | 0 | 33031465.7215 | 65262093.627 | 1778.2794 | 1.9324 | 17093.7944 | 33773.1549 | 348.4801 | 688.5114
1 | 5600 | 707 | 0.03 | 15 | 15 | 7 | 2.3714e-12 | 5spot_SharedNeighbor | Water | Porous | Wet | R245fa | MinimizeLCOE_Brownfield | IgnoreSilica | 2019 | 14.6379 | 6.1519 | 0.6664 | 4 | 13462.3018 | 25553.7087 | 274.4472 | 520.9469 | 170.3822 | 0 | 88.1732 | 1772288.9836 | 105277.2008 | 1408411.8203 | 845161.572 | 0 | 255829.7369 | 0 | 1710918.0323 | 4451457.7626 | 3038211.3913 | 13587556.4998 | 961560.8286 | 21335742.5118 | 21335742.5118 | 1478867.319 | 9416018.0746 | 0 | 35884859.8403 | 68115487.7458 | 2371.3737 | 2.6656 | 13462.3018 | 25553.7087 | 274.4472 | 520.9469
1 | 5600 | 707 | 0.03 | 15 | 15 | 7 | 3.1623e-12 | 5spot_SharedNeighbor | Water | Porous | Wet | R245fa | MinimizeLCOE_Brownfield | IgnoreSilica | 2019 | 19.3884 | 8.2869 | 0.91208 | 4 | 10824.1048 | 19658.4756 | 220.664 | 400.7646 | 171.9059 | 0 | 109.5941 | 2201548.909 | 132772.4935 | 1785383.4726 | 1127220.5668 | 0 | 303964.8198 | 0 | 2164847.2021 | 5632488.3486 | 3844289.034 | 17192514.8464 | 961560.8286 | 21335742.5118 | 21335742.5118 | 1478867.319 | 9416018.0746 | 0 | 39489818.1868 | 71720446.0923 | 3162.2777 | 3.6483 | 10824.1048 | 19658.4756 | 220.664 | 400.7646
1 | 5600 | 707 | 0.03 | 15 | 15 | 7 | 4.217e-12 | 5spot_SharedNeighbor | Water | Porous | Wet | R245fa | MinimizeLCOE_Brownfield | IgnoreSilica | 2019 | 25.6442 | 11.1113 | 1.2363 | 4 | 8894.048 | 15411.572 | 181.3172 | 314.1857 | 173.0652 | 0 | 102.7168 | 2720481.8796 | 165616.0837 | 2255789.516 | 1497718.4344 | 0 | 362007.5733 | 0 | 2730629.2599 | 7104537.2052 | 4848992.6262 | 21685772.5783 | 961560.8286 | 21335742.5118 | 21335742.5118 | 1478867.319 | 9416018.0746 | 0 | 43983075.9188 | 76213703.8243 | 4216.965 | 4.9452 | 8894.048 | 15411.572 | 181.3172 | 314.1857
1 | 5600 | 707 | 0.03 | 15 | 15 | 7 | 5.6234e-12 | 5spot_SharedNeighbor | Water | Porous | Wet | R245fa | MinimizeLCOE_Brownfield | IgnoreSilica | 2019 | 33.8802 | 14.8217 | 1.6631 | 4 | 7452.5359 | 12297.6027 | 151.93 | 250.7033 | 173.9483 | 0 | 88.4205 | 3347777.3385 | 205282.9012 | 2838778.692 | 1983296.7091 | 0 | 432305.2423 | 0 | 3434901.9444 | 8936910.264 | 6099624.8903 | 27278877.9818 | 961560.8286 | 21335742.5118 | 21335742.5118 | 1478867.319 | 9416018.0746 | 0 | 49576181.3223 | 81806809.2277 | 5623.4133 | 6.6523 | 7452.5359 | 12297.6027 | 151.93 | 250.7033
1 | 5600 | 707 | 0.03 | 15 | 15 | 7 | 7.4989e-12 | 5spot_SharedNeighbor | Water | Porous | Wet | R245fa | MinimizeLCOE_Brownfield | IgnoreSilica | 2019 | 44.599 | 19.6549 | 2.22 | 4 | 6364.0971 | 9993.6297 | 129.7407 | 203.7337 | 174.6114 | 0 | 92.3907 | 4101253.9069 | 252884.3219 | 3556013.6299 | 2620474.1902 | 0 | 516755.2938 | 0 | 4308478.7237 | 11209777.8484 | 7650903.7195 | 34216541.6343 | 961560.8286 | 21335742.5118 | 21335742.5118 | 1478867.319 | 9416018.0746 | 0 | 56513844.9747 | 88744472.8802 | 7498.9421 | 8.8801 | 6364.0971 | 9993.6297 | 129.7407 | 203.7337
1 | 5600 | 707 | 0.03 | 15 | 15 | 7 | 1e-11 | 5spot_SharedNeighbor | Water | Porous | Wet | R245fa | MinimizeLCOE_Brownfield | IgnoreSilica | 2019 | 58.3238 | 25.834 | 2.9302 | 4 | 5542.1224 | 8291.9931 | 112.9837 | 169.0435 | 175.0654 | 0 | 102.7553 | 4989274.7404 | 308522.6959 | 4423695.4053 | 3434992.2931 | 0 | 617231.1639 | 0 | 5371749.3564 | 13976189.9282 | 9539036.808 | 42660692.3912 | 961560.8286 | 21335742.5118 | 21335742.5118 | 1478867.319 | 9416018.0746 | 0 | 64957995.7316 | 97188623.6371 | 10000 | 11.7208 | 5542.1224 | 8291.9931 | 112.9837 | 169.0435
1 | 5600 | 707 | 0.03 | 15 | 15 | 7 | 1.3335e-11 | 5spot_SharedNeighbor | Water | Porous | Wet | R245fa | MinimizeLCOE_Brownfield | IgnoreSilica | 2019 | 75.3884 | 33.4521 | 3.7981 | 4 | 4929.4355 | 7050.9051 | 100.4932 | 143.7422 | 175.2369 | 0 | 112.5175 | 5999080.602 | 370699.6218 | 5438950.2534 | 4437673.5415 | 0 | 734320.3592 | 0 | 6622482.5074 | 17230341.0262 | 11760061.7985 | 52593609.71 | 961560.8286 | 21335742.5118 | 21335742.5118 | 1478867.319 | 9416018.0746 | 0 | 74890913.0505 | 107121540.956 | 13335.2143 | 15.1926 | 4929.4355 | 7050.9051 | 100.4932 | 143.7422
1 | 5600 | 707 | 0.03 | 15 | 15 | 7 | 1.7783e-11 | 5spot_SharedNeighbor | Water | Porous | Wet | R245fa | MinimizeLCOE_Brownfield | IgnoreSilica | 2019 | 95.7025 | 42.3641 | 4.7949 | 4 | 4486.3539 | 6166.8195 | 91.4604 | 125.719 | 175.0048 | 0 | 140.4844 | 7089360.2055 | 435749.4396 | 6571276.8193 | 5618916.8771 | 0 | 867153.2932 | 0 | 8027158.0875 | 20885018.7472 | 14254454.4392 | 63749087.9085 | 961560.8286 | 21335742.5118 | 21335742.5118 | 1478867.319 | 9416018.0746 | 0 | 86046391.2489 | 118277019.1544 | 17782.7941 | 19.1796 | 4486.3539 | 6166.8195 | 91.4604 | 125.719
1 | 5600 | 707 | 0.03 | 15 | 15 | 7 | 2.3714e-11 | 5spot_SharedNeighbor | Water | Porous | Wet | R245fa | MinimizeLCOE_Brownfield | IgnoreSilica | 2019 | 118.5795 | 52.0751 | 5.8434 | 4 | 4181.2703 | 5560.1974 | 85.2409 | 113.3521 | 174.2964 | 0 | 132.2598 | 8184942.9825 | 497563.6787 | 7755302.4605 | 6904707.5066 | 0 | 1012754.755 | 0 | 9498555.8395 | 24713293.8726 | 16867330.8755 | 75434451.9709 | 961560.8286 | 21335742.5118 | 21335742.5118 | 1478867.319 | 9416018.0746 | 0 | 97731755.3114 | 129962383.2168 | 23713.7371 | 23.3737 | 4181.2703 | 5560.1974 | 85.2409 | 113.3521
1 | 5600 | 707 | 0.03 | 15 | 15 | 7 | 3.1623e-11 | 5spot_SharedNeighbor | Water | Porous | Wet | R245fa | MinimizeLCOE_Brownfield | IgnoreSilica | 2019 | 131.9381 | 57.5618 | 6.5342 | 4 | 3973.8644 | 5207.0151 | 81.0126 | 106.152 | 173.6994 | 0 | 170.0892 | 8767625.8663 | 528720.8124 | 8406162.7648 | 7639881.5891 | 0 | 992826.0144 | 0 | 10270734.6483 | 26722344.7376 | 18238549.3727 | 81566845.8058 | 961560.8286 | 21335742.5118 | 21335742.5118 | 1478867.319 | 9416018.0746 | 0 | 103864149.1462 | 136094777.0517 | 31622.7766 | 26.1368 | 3973.8644 | 5207.0151 | 81.0126 | 106.152
1 | 5600 | 707 | 0.03 | 15 | 15 | 7 | 4.217e-11 | 5spot_SharedNeighbor | Water | Porous | Wet | R245fa | MinimizeLCOE_Brownfield | IgnoreSilica | 2019 | 143.2823 | 62.1497 | 7.1358 | 4 | 3813.8923 | 4943.0807 | 77.7514 | 100.7714 | 173.1657 | 0 | 185.467 | 9239807.3392 | 553501.52 | 8941413.1958 | 8263488.1404 | 0 | 950199.0829 | 0 | 10899879.6186 | 28359250.8948 | 19355771.46 | 86563311.2519 | 961560.8286 | 21335742.5118 | 21335742.5118 | 1478867.319 | 9416018.0746 | 0 | 108860614.5923 | 141091242.4978 | 42169.6503 | 28.5432 | 3813.8923 | 4943.0807 | 77.7514 | 100.7714
1 | 5600 | 707 | 0.03 | 15 | 15 | 7 | 5.6234e-11 | 5spot_SharedNeighbor | Water | Porous | Wet | R245fa | MinimizeLCOE_Brownfield | IgnoreSilica | 2019 | 151.1233 | 65.2663 | 7.5923 | 4 | 3690.4807 | 4751.7793 | 75.2354 | 96.8714 | 172.7867 | 0 | 241.9747 | 9553667.3378 | 569784.6214 | 9300727.4238 | 8688332.9028 | 0 | 874162.936 | 0 | 11304803.3365 | 29412779.3475 | 20074826.2769 | 89779084.1826 | 961560.8286 | 21335742.5118 | 21335742.5118 | 1478867.319 | 9416018.0746 | 0 | 112076387.5231 | 144307015.4285 | 56234.1325 | 30.369 | 3690.4807 | 4751.7793 | 75.2354 | 96.8714
1 | 5600 | 707 | 0.03 | 15 | 15 | 7 | 7.4989e-11 | 5spot_SharedNeighbor | Water | Porous | Wet | R245fa | MinimizeLCOE_Brownfield | IgnoreSilica | 2019 | 157.166 | 67.6265 | 7.9549 | 4 | 3596.2891 | 4609.2066 | 73.3152 | 93.9649 | 172.4789 | 0 | 259.6245 | 9787533.5636 | 581767.3649 | 9570729.0872 | 9010985.7864 | 0 | 796360.7204 | 0 | 11601476.8438 | 30184662.9574 | 20601652.7012 | 92135169.025 | 961560.8286 | 21335742.5118 | 21335742.5118 | 1478867.319 | 9416018.0746 | 0 | 114432472.3655 | 146663100.271 | 74989.4209 | 31.8196 | 3596.2891 | 4609.2066 | 73.3152 | 93.9649
1 | 5600 | 707 | 0.03 | 15 | 15 | 7 | 1e-10 | 5spot_SharedNeighbor | Water | Porous | Wet | R245fa | MinimizeLCOE_Brownfield | IgnoreSilica | 2019 | 161.9922 | 69.4911 | 8.246 | 4 | 3524.6645 | 4501.8251 | 71.8551 | 91.7758 | 172.2229 | 0 | 246.5568 | 9969676.8034 | 590950.6433 | 9782874.4364 | 9266955.8838 | 0 | 726129.1358 | 0 | 11831268.8921 | 30782534.7302 | 21009712.4712 | 93960102.9961 | 961560.8286 | 21335742.5118 | 21335742.5118 | 1478867.319 | 9416018.0746 | 0 | 116257406.3366 | 148488034.242 | 100000 | 32.984 | 3524.6645 | 4501.8251 | 71.8551 | 91.7758
1 | 5600 | 707 | 0.03 | 15 | 15 | 7 | 1.3335e-10 | 5spot_SharedNeighbor | Water | Porous | Wet | R245fa | MinimizeLCOE_Brownfield | IgnoreSilica | 2019 | 165.7071 | 70.9142 | 8.4733 | 4 | 3470.2578 | 4421.2038 | 70.7459 | 90.1322 | 172.0201 | 0 | 242.7467 | 10107168.2567 | 597794.1047 | 9944122.311 | 9462980.1679 | 0 | 663889.0265 | 0 | 12002622.0081 | 31228360.3887 | 21313997.6439 | 95320933.9075 | 961560.8286 | 21335742.5118 | 21335742.5118 | 1478867.319 | 9416018.0746 | 0 | 117618237.2479 | 149848865.1534 | 133352.1432 | 33.8932 | 3470.2578 | 4421.2038 | 70.7459 | 90.1322
1 | 5600 | 707 | 0.03 | 15 | 15 | 7 | 1.7783e-10 | 5spot_SharedNeighbor | Water | Porous | Wet | R245fa | MinimizeLCOE_Brownfield | IgnoreSilica | 2019 | 168.1406 | 71.849 | 8.635 | 4 | 3429.0924 | 4362.2297 | 69.9067 | 88.93 | 171.8843 | 0 | 263.9759 | 10195590.2135 | 601965.6027 | 10049946.3222 | 9588700.7142 | 0 | 605420.3305 | 0 | 12106233.0414 | 31497935.0439 | 21497987.8853 | 96143779.1536 | 961560.8286 | 21335742.5118 | 21335742.5118 | 1478867.319 | 9416018.0746 | 0 | 118441082.4941 | 150671710.3996 | 177827.941 | 34.5401 | 3429.0924 | 4362.2297 | 69.9067 | 88.93
1 | 5600 | 707 | 0.03 | 15 | 15 | 7 | 2.3714e-10 | 5spot_SharedNeighbor | Water | Porous | Wet | R245fa | MinimizeLCOE_Brownfield | IgnoreSilica | 2019 | 170.2406 | 72.654 | 8.7672 | 4 | 3397.9382 | 4317.003 | 69.2716 | 88.0079 | 171.7657 | 0 | 259.4545 | 10271080.0526 | 605468.2715 | 10140916.7535 | 9696523.7308 | 0 | 560425.7593 | 0 | 12197021.6814 | 31734148.4618 | 21659208.3967 | 96864793.1075 | 961560.8286 | 21335742.5118 | 21335742.5118 | 1478867.319 | 9416018.0746 | 0 | 119162096.4479 | 151392724.3534 | 237137.3706 | 35.0689 | 3397.9382 | 4317.003 | 69.2716 | 88.0079
1 | 5600 | 707 | 0.03 | 15 | 15 | 7 | 3.1623e-10 | 5spot_SharedNeighbor | Water | Porous | Wet | R245fa | MinimizeLCOE_Brownfield | IgnoreSilica | 2019 | 171.8017 | 73.2504 | 8.8671 | 4 | 3374.3812 | 4283.0959 | 68.7913 | 87.3167 | 171.6765 | 0 | 282.6071 | 10326716.5852 | 608028.9917 | 10208215.1233 | 9776454.317 | 0 | 523439.7441 | 0 | 12262713.3569 | 31905064.7263 | 21775862.2593 | 97386495.1039 | 961560.8286 | 21335742.5118 | 21335742.5118 | 1478867.319 | 9416018.0746 | 0 | 119683798.4444 | 151914426.3498 | 316227.766 | 35.4684 | 3374.3812 | 4283.0959 | 68.7913 | 87.3167
1 | 5600 | 707 | 0.03 | 15 | 15 | 7 | 4.217e-10 | 5spot_SharedNeighbor | Water | Porous | Wet | R245fa | MinimizeLCOE_Brownfield | IgnoreSilica | 2019 | 172.9855 | 73.7017 | 8.9431 | 4 | 3356.5914 | 4257.5846 | 68.4287 | 86.7966 | 171.6085 | 0 | 286.9784 | 10368647.9883 | 609948.1901 | 10259070.3763 | 9836949.0863 | 0 | 493932.5054 | 0 | 12311733.7771 | 32032605.8042 | 21862911.6656 | 97775799.3933 | 961560.8286 | 21335742.5118 | 21335742.5118 | 1478867.319 | 9416018.0746 | 0 | 120073102.7337 | 152303730.6392 | 421696.5034 | 35.7723 | 3356.5914 | 4257.5846 | 68.4287 | 86.7966
1 | 5600 | 707 | 0.03 | 15 | 15 | 7 | 5.6234e-10 | 5spot_SharedNeighbor | Water | Porous | Wet | R245fa | MinimizeLCOE_Brownfield | IgnoreSilica | 2019 | 173.824 | 74.0209 | 8.9988 | 4 | 3343.173 | 4238.5844 | 68.1551 | 86.4093 | 171.5602 | 0 | 284.3252 | 10398234.9047 | 611298.0674 | 10295013.3018 | 9879754.2475 | 0 | 469969.8914 | 0 | 12345165.461 | 32119588.1879 | 21922278.9298 | 98041302.9914 | 961560.8286 | 21335742.5118 | 21335742.5118 | 1478867.319 | 9416018.0746 | 0 | 120338606.3319 | 152569234.2374 | 562341.3252 | 35.9953 | 3343.173 | 4238.5844 | 68.1551 | 86.4093
1 | 5600 | 707 | 0.03 | 15 | 15 | 7 | 7.4989e-10 | 5spot_SharedNeighbor | Water | Porous | Wet | R245fa | MinimizeLCOE_Brownfield | IgnoreSilica | 2019 | 174.4398 | 74.255 | 9.0404 | 4 | 3333.0633 | 4224.356 | 67.949 | 86.1192 | 171.5245 | 0 | 282.3489 | 10419891.0037 | 612282.7621 | 10321362.2819 | 9911159.2263 | 0 | 451082.8427 | 0 | 12369153.4655 | 32182000.055 | 21964876.3115 | 98231807.9487 | 961560.8286 | 21335742.5118 | 21335742.5118 | 1478867.319 | 9416018.0746 | 0 | 120529111.2892 | 152759739.1947 | 749894.2093 | 36.1617 | 3333.0633 | 4224.356 | 67.949 | 86.1192
1 | 5600 | 707 | 0.03 | 15 | 15 | 7 | 1e-09 | 5spot_SharedNeighbor | Water | Porous | Wet | R245fa | MinimizeLCOE_Brownfield | IgnoreSilica | 2019 | 174.9003 | 74.4299 | 9.0717 | 4 | 3325.4532 | 4213.6752 | 67.7939 | 85.9015 | 171.4978 | 0 | 287.4414 | 10436041.4207 | 613015.3218 | 10341034.4962 | 9934620.3345 | 0 | 436446.9189 | 0 | 12386851.8119 | 32228047.5219 | 21996304.6539 | 98372362.4799 | 961560.8286 | 21335742.5118 | 21335742.5118 | 1478867.319 | 9416018.0746 | 0 | 120669665.8203 | 152900293.7258 | 1000000 | 36.2867 | 3325.4532 | 4213.6752 | 67.7939 | 85.9015
1 | 5600 | 707 | 0.03 | 15 | 15 | 7 | 1.3335e-09 | 5spot_SharedNeighbor | Water | Porous | Wet | R245fa | MinimizeLCOE_Brownfield | IgnoreSilica | 2019 | 175.2272 | 74.554 | 9.0946 | 4 | 3319.7291 | 4205.7156 | 67.6772 | 85.7392 | 171.4787 | 0 | 263.8647 | 10447483.9923 | 613533.2065 | 10354985.4578 | 9951265.4737 | 0 | 424956.3663 | 0 | 12398967.5537 | 32259570.1967 | 22017819.5271 | 98468581.774 | 961560.8286 | 21335742.5118 | 21335742.5118 | 1478867.319 | 9416018.0746 | 0 | 120765885.1145 | 152996513.02 | 1333521.4322 | 36.3782 | 3319.7291 | 4205.7156 | 67.6772 | 85.7392
1 | 5600 | 707 | 0.03 | 15 | 15 | 7 | 1.7783e-09 | 5spot_SharedNeighbor | Water | Porous | Wet | R245fa | MinimizeLCOE_Brownfield | IgnoreSilica | 2019 | 175.4681 | 74.6454 | 9.1116 | 4 | 3315.4262 | 4199.754 | 67.5894 | 85.6177 | 171.4647 | 0 | 271.2231 | 10455906.1975 | 613913.8468 | 10365260.4526 | 9963528.6047 | 0 | 416122.2777 | 0 | 12407745.2379 | 32282407.9306 | 22033406.7498 | 98538291.2977 | 961560.8286 | 21335742.5118 | 21335742.5118 | 1478867.319 | 9416018.0746 | 0 | 120835594.6381 | 153066222.5436 | 1778279.41 | 36.4465 | 3315.4262 | 4199.754 | 67.5894 | 85.6177
1 | 5600 | 707 | 0.03 | 15 | 15 | 7 | 2.3714e-09 | 5spot_SharedNeighbor | Water | Porous | Wet | R245fa | MinimizeLCOE_Brownfield | IgnoreSilica | 2019 | 175.6534 | 74.7156 | 9.1246 | 4 | 3312.1935 | 4195.2647 | 67.5235 | 85.5261 | 171.4539 | 0 | 263.9936 | 10462374.4122 | 614205.9474 | 10373154.6233 | 9972952.4979 | 0 | 409463.0719 | 0 | 12414538.7156 | 32300083.1658 | 22045470.461 | 98592242.8951 | 961560.8286 | 21335742.5118 | 21335742.5118 | 1478867.319 | 9416018.0746 | 0 | 120889546.2356 | 153120174.1411 | 2371373.7057 | 36.4983 | 3312.1935 | 4195.2647 | 67.5235 | 85.5261
1 | 5600 | 707 | 0.03 | 15 | 15 | 7 | 3.1623e-09 | 5spot_SharedNeighbor | Water | Porous | Wet | R245fa | MinimizeLCOE_Brownfield | IgnoreSilica | 2019 | 175.7823 | 74.7644 | 9.134 | 4 | 3309.7657 | 4191.9283 | 67.4741 | 85.4581 | 171.4463 | 0 | 294.6446 | 10466870.9483 | 614408.7415 | 10378645.2961 | 9979508.238 | 0 | 404281.2092 | 0 | 12419048.6289 | 32311817.0353 | 22053479.068 | 98628059.1653 | 961560.8286 | 21335742.5118 | 21335742.5118 | 1478867.319 | 9416018.0746 | 0 | 120925362.5058 | 153155990.4112 | 3162277.6602 | 36.5359 | 3309.7657 | 4191.9283 | 67.4741 | 85.4581
1 | 5600 | 707 | 0.03 | 15 | 15 | 7 | 4.217e-09 | 5spot_SharedNeighbor | Water | Porous | Wet | R245fa | MinimizeLCOE_Brownfield | IgnoreSilica | 2019 | 175.8897 | 74.8052 | 9.1414 | 4 | 3307.9431 | 4189.39 | 67.4369 | 85.4064 | 171.44 | 0 | 269.4121 | 10470618.2426 | 614577.7929 | 10383220.9881 | 9984972.291 | 0 | 400507.3512 | 0 | 12423019.6997 | 32322148.9468 | 22060530.81 | 98659596.1223 | 961560.8286 | 21335742.5118 | 21335742.5118 | 1478867.319 | 9416018.0746 | 0 | 120956899.4628 | 153187527.3683 | 4216965.0343 | 36.5656 | 3307.9431 | 4189.39 | 67.4369 | 85.4064
1 | 5600 | 707 | 0.03 | 15 | 15 | 7 | 5.6234e-09 | 5spot_SharedNeighbor | Water | Porous | Wet | R245fa | MinimizeLCOE_Brownfield | IgnoreSilica | 2019 | 175.948 | 74.8272 | 9.1462 | 4 | 3306.5752 | 4187.5578 | 67.409 | 85.369 | 171.4366 | 0 | 282.7205 | 10472648.8968 | 614669.1063 | 10385703.2509 | 9987936.6385 | 0 | 397361.9938 | 0 | 12424744.7556 | 32326637.1886 | 22063594.1272 | 98673295.9576 | 961560.8286 | 21335742.5118 | 21335742.5118 | 1478867.319 | 9416018.0746 | 0 | 120970599.298 | 153201227.2035 | 5623413.2519 | 36.5849 | 3306.5752 | 4187.5578 | 67.409 | 85.369
1 | 5600 | 707 | 0.03 | 15 | 15 | 7 | 7.4989e-09 | 5spot_SharedNeighbor | Water | Porous | Wet | R245fa | MinimizeLCOE_Brownfield | IgnoreSilica | 2019 | 176.0166 | 74.8532 | 9.1507 | 4 | 3305.5487 | 4186.103 | 67.3881 | 85.3394 | 171.4326 | 0 | 277.2024 | 10475039.1351 | 614776.9597 | 10388621.9504 | 9991422.6057 | 0 | 395324.6021 | 0 | 12427422.2487 | 32333603.4762 | 22068348.7616 | 98694559.7394 | 961560.8286 | 21335742.5118 | 21335742.5118 | 1478867.319 | 9416018.0746 | 0 | 120991863.0799 | 153222490.9854 | 7498942.0933 | 36.6027 | 3305.5487 | 4186.103 | 67.3881 | 85.3394
1 | 5600 | 707 | 0.03 | 15 | 15 | 7 | 1e-08 | 5spot_SharedNeighbor | Water | Porous | Wet | R245fa | MinimizeLCOE_Brownfield | IgnoreSilica | 2019 | 176.0406 | 74.8623 | 9.1531 | 4 | 3304.7786 | 4185.1003 | 67.3724 | 85.3189 | 171.4311 | 0 | 286.4759 | 10475874.7244 | 614814.3728 | 10389644.8455 | 9992644.2461 | 0 | 393424.8395 | 0 | 12427897.181 | 32334839.1527 | 22069192.1362 | 98698331.4982 | 961560.8286 | 21335742.5118 | 21335742.5118 | 1478867.319 | 9416018.0746 | 0 | 120995634.8387 | 153226262.7442 | 10000000 | 36.6123 | 3304.7786 | 4185.1003 | 67.3724 | 85.3189
1 | 5700 | 707 | 0.03 | 15 | 15 | 7 | 1e-13 | 5spot_SharedNeighbor | Water | Porous | Wet | R245fa | MinimizeLCOE_Brownfield | IgnoreSilica | 2019 | 0 | 0 | 0 | 0 |  |  |  |  | 15 |  | 25.8396 | [19 empty] | 100 | 0
1 | 5700 | 707 | 0.03 | 15 | 15 | 7 | 1.3335e-13 | 5spot_SharedNeighbor | Water | Porous | Wet | R245fa | MinimizeLCOE_Brownfield | IgnoreSilica | 2019 | 1.0155 | 0.19477 | 0.005425 | 4 | 1101157.1964 | 2620919.1109 | 22448.5789 | 53430.9811 | 110.9748 | 0 | 62.749 | 121030.2074 | 4544.7206 | 92616.5262 | 60451.7773 | 0 | 64684.5361 | 0 | 133897.8293 | 348374.6857 | 237772.8814 | 1063373.1638 | 961560.8286 | 21870032.1104 | 21870032.1104 | 1478867.319 | 9629733.914 | 0 | 23894966.1029 | 56873599.4464 | 133.3521 | 0.0217 | 1101157.1964 | 2620919.1109 | 22448.5789 | 53430.9811
1 | 5700 | 707 | 0.03 | 15 | 15 | 7 | 1.7783e-13 | 5spot_SharedNeighbor | Water | Porous | Wet | R245fa | MinimizeLCOE_Brownfield | IgnoreSilica | 2019 | 1.3128 | 0.3 | 0.014238 | 4 | 425818.7979 | 1004859.9353 | 8680.8922 | 20485.429 | 122.4223 | 0 | 64.0198 | 173962.1989 | 7090.1101 | 129787.5469 | 75289.3443 | 0 | 72482.0291 | 0 | 178858.3794 | 465352.8143 | 317612.8578 | 1420435.2806 | 961560.8286 | 21870032.1104 | 21870032.1104 | 1478867.319 | 9629733.914 | 0 | 24252028.2196 | 57230661.5632 | 177.8279 | 0.056954 | 425818.7979 | 1004859.9353 | 8680.8922 | 20485.429
1 | 5700 | 707 | 0.03 | 15 | 15 | 7 | 2.3714e-13 | 5spot_SharedNeighbor | Water | Porous | Wet | R245fa | MinimizeLCOE_Brownfield | IgnoreSilica | 2019 | 1.7098 | 0.45317 | 0.028477 | 4 | 217083.68 | 506605.1516 | 4425.5444 | 10327.8312 | 132.9373 | 0 | 300.0846 | 243979.9865 | 10728.7229 | 179235.0861 | 96149.4804 | 0 | 82010.648 | 0 | 238720.5303 | 621101.8515 | 423914.776 | 1895841.0815 | 961560.8286 | 21870032.1104 | 21870032.1104 | 1478867.319 | 9629733.914 | 0 | 24727434.0206 | 57706067.3641 | 237.1374 | 0.11391 | 217083.68 | 506605.1516 | 4425.5444 | 10327.8312
1 | 5700 | 707 | 0.03 | 15 | 15 | 7 | 3.1623e-13 | 5spot_SharedNeighbor | Water | Porous | Wet | R245fa | MinimizeLCOE_Brownfield | IgnoreSilica | 2019 | 2.2154 | 0.66098 | 0.049531 | 4 | 127791.4206 | 294247.1763 | 2605.201 | 5998.6267 | 141.845 | 0 | 398.8263 | 330281.9769 | 15512.0421 | 240972.4565 | 123927.0423 | 0 | 92200.0541 | 0 | 313128.493 | 814696.1073 | 556046.8336 | 2486765.0056 | 961560.8286 | 21870032.1104 | 21870032.1104 | 1478867.319 | 9629733.914 | 0 | 25318357.9447 | 58296991.2882 | 316.2278 | 0.19812 | 127791.4206 | 294247.1763 | 2605.201 | 5998.6267
1 | 5700 | 707 | 0.03 | 15 | 15 | 7 | 4.217e-13 | 5spot_SharedNeighbor | Water | Porous | Wet | R245fa | MinimizeLCOE_Brownfield | IgnoreSilica | 2019 | 2.8766 | 0.94442 | 0.07977 | 4 | 81681.8667 | 185036.9566 | 1665.1953 | 3772.2286 | 149.4101 | 0 | 501.5429 | 437371.5044 | 21757.0925 | 318995.3294 | 161175.3697 | 0 | 104053.8273 | 0 | 406907.7181 | 1058690.4142 | 722577.9616 | 3231529.2172 | 961560.8286 | 21870032.1104 | 21870032.1104 | 1478867.319 | 9629733.914 | 0 | 26063122.1562 | 59041755.4997 | 421.6965 | 0.31908 | 81681.8667 | 185036.9566 | 1665.1953 | 3772.2286
1 | 5700 | 707 | 0.03 | 15 | 15 | 7 | 5.6234e-13 | 5spot_SharedNeighbor | Water | Porous | Wet | R245fa | MinimizeLCOE_Brownfield | IgnoreSilica | 2019 | 3.7754 | 1.3419 | 0.12345 | 4 | 54755.0256 | 121541.8025 | 1116.2553 | 2477.794 | 155.8794 | 0 | 75.685 | 574111.5497 | 30076.4805 | 420688.8144 | 213582.0275 | 0 | 119480.831 | 0 | 529596.4842 | 1377901.4167 | 940446.0299 | 4205883.6339 | 961560.8286 | 21870032.1104 | 21870032.1104 | 1478867.319 | 9629733.914 | 0 | 27037476.573 | 60016109.9165 | 562.3413 | 0.49379 | 54755.0256 | 121541.8025 | 1116.2553 | 2477.794
1 | 5700 | 707 | 0.03 | 15 | 15 | 7 | 7.4989e-13 | 5spot_SharedNeighbor | Water | Porous | Wet | R245fa | MinimizeLCOE_Brownfield | IgnoreSilica | 2019 | 4.9474 | 1.8701 | 0.18306 | 4 | 38566.3981 | 83603.2188 | 786.2282 | 1704.3647 | 161.0562 | 0 | 78.9495 | 739365.6051 | 40434.6914 | 546732.2011 | 282568.618 | 0 | 137288.9259 | 0 | 681092.1162 | 1772061.9752 | 1209468.7103 | 5409012.8432 | 961560.8286 | 21870032.1104 | 21870032.1104 | 1478867.319 | 9629733.914 | 0 | 28240605.7823 | 61219239.1258 | 749.8942 | 0.73226 | 38566.3981 | 83603.2188 | 786.2282 | 1704.3647
1 | 5700 | 707 | 0.03 | 15 | 15 | 7 | 1e-12 | 5spot_SharedNeighbor | Water | Porous | Wet | R245fa | MinimizeLCOE_Brownfield | IgnoreSilica | 2019 | 6.499 | 2.5731 | 0.26337 | 4 | 28220.853 | 59525.8109 | 575.3203 | 1213.5142 | 165.1695 | 0 | 93.9499 | 939426.2309 | 53171.1079 | 703887.4399 | 371893.9576 | 0 | 158771.2208 | 0 | 868588.4833 | 2259889.0615 | 1542420.7205 | 6898048.2223 | 961560.8286 | 21870032.1104 | 21870032.1104 | 1478867.319 | 9629733.914 | 0 | 29729641.1614 | 62708274.5049 | 1000 | 1.0535 | 28220.853 | 59525.8109 | 575.3203 | 1213.5142
1 | 5700 | 707 | 0.03 | 15 | 15 | 7 | 1.3335e-12 | 5spot_SharedNeighbor | Water | Porous | Wet | R245fa | MinimizeLCOE_Brownfield | IgnoreSilica | 2019 | 8.5406 | 3.5019 | 0.37049 | 4 | 21315.0528 | 43568.4127 | 434.5362 | 888.201 | 168.1896 | 0 | 81.3564 | 1180998.9816 | 68750.0193 | 898793.9235 | 493880.8029 | 0 | 184759.9792 | 0 | 1102601.6456 | 2868743.3071 | 1957976.2539 | 8756504.9131 | 961560.8286 | 21870032.1104 | 21870032.1104 | 1478867.319 | 9629733.914 | 0 | 31588097.8522 | 64566731.1957 | 1333.5214 | 1.482 | 21315.0528 | 43568.4127 | 434.5362 | 888.201
1 | 5700 | 707 | 0.03 | 15 | 15 | 7 | 1.7783e-12 | 5spot_SharedNeighbor | Water | Porous | Wet | R245fa | MinimizeLCOE_Brownfield | IgnoreSilica | 2019 | 11.3005 | 4.7878 | 0.52184 | 4 | 16293.8509 | 32093.1989 | 332.1722 | 654.2633 | 171.0797 | 0 | 96.73 | 1489412.567 | 89182.573 | 1151939.4734 | 661782.8938 | 0 | 217085.5407 | 0 | 1407667.1887 | 3662461.2726 | 2499705.0746 | 11179236.5838 | 961560.8286 | 21870032.1104 | 21870032.1104 | 1478867.319 | 9629733.914 | 0 | 34010829.5228 | 66989462.8663 | 1778.2794 | 2.0873 | 16293.8509 | 32093.1989 | 332.1722 | 654.2633
1 | 5700 | 707 | 0.03 | 15 | 15 | 7 | 2.3714e-12 | 5spot_SharedNeighbor | Water | Porous | Wet | R245fa | MinimizeLCOE_Brownfield | IgnoreSilica | 2019 | 14.9428 | 6.4755 | 0.72022 | 4 | 12844.1924 | 24291.5826 | 261.8462 | 495.2168 | 173.0798 | 0 | 83.1308 | 1858117.8781 | 113514.9366 | 1464543.5803 | 882848.4396 | 0 | 256341.2245 | 0 | 1784392.7631 | 4642623.9402 | 3168686.2356 | 14171068.998 | 961560.8286 | 21870032.1104 | 21870032.1104 | 1478867.319 | 9629733.914 | 0 | 37002661.937 | 69981295.2805 | 2371.3737 | 2.8809 | 12844.1924 | 24291.5826 | 261.8462 | 495.2168
1 | 5700 | 707 | 0.03 | 15 | 15 | 7 | 3.1623e-12 | 5spot_SharedNeighbor | Water | Porous | Wet | R245fa | MinimizeLCOE_Brownfield | IgnoreSilica | 2019 | 19.771 | 8.7137 | 0.98412 | 4 | 10350.6133 | 18728.3097 | 211.0113 | 381.8019 | 174.6174 | 0 | 102.0964 | 2306293.5448 | 143112.9916 | 1855017.6583 | 1175149.7621 | 0 | 304062.336 | 0 | 2255618.1542 | 5868655.7463 | 4005478.1357 | 17913388.3291 | 961560.8286 | 21870032.1104 | 21870032.1104 | 1478867.319 | 9629733.914 | 0 | 40744981.2681 | 73723614.6116 | 3162.2777 | 3.9365 | 10350.6133 | 18728.3097 | 211.0113 | 381.8019
1 | 5700 | 707 | 0.03 | 15 | 15 | 7 | 4.217e-12 | 5spot_SharedNeighbor | Water | Porous | Wet | R245fa | MinimizeLCOE_Brownfield | IgnoreSilica | 2019 | 26.1506 | 11.6717 | 1.3335 | 4 | 8515.2118 | 14697.988 | 173.5941 | 299.6384 | 175.7925 | 0 | 100.2114 | 2849919.7849 | 178943.4326 | 2341568.7338 | 1560578.588 | 0 | 361947.6157 | 0 | 2844253.6804 | 7400164.6399 | 5050764.4249 | 22588140.9002 | 961560.8286 | 21870032.1104 | 21870032.1104 | 1478867.319 | 9629733.914 | 0 | 45419733.8392 | 78398367.1827 | 4216.965 | 5.334 | 8515.2118 | 14697.988 | 173.5941 | 299.6384
1 | 5700 | 707 | 0.03 | 15 | 15 | 7 | 5.6234e-12 | 5spot_SharedNeighbor | Water | Porous | Wet | R245fa | MinimizeLCOE_Brownfield | IgnoreSilica | 2019 | 34.5259 | 15.5532 | 1.7921 | 4 | 7145.8286 | 11746.3292 | 145.6774 | 239.4648 | 176.6855 | 0 | 94.7712 | 3505418.7252 | 221942.1655 | 2944173.6991 | 2063943.3139 | 0 | 431738.2846 | 0 | 3575214.3134 | 9301974.2662 | 6348788.5731 | 28393193.341 | 961560.8286 | 21870032.1104 | 21870032.1104 | 1478867.319 | 9629733.914 | 0 | 51224786.2801 | 84203419.6236 | 5623.4133 | 7.1685 | 7145.8286 | 11746.3292 | 145.6774 | 239.4648
1 | 5700 | 707 | 0.03 | 15 | 15 | 7 | 7.4989e-12 | 5spot_SharedNeighbor | Water | Porous | Wet | R245fa | MinimizeLCOE_Brownfield | IgnoreSilica | 2019 | 45.4273 | 20.6187 | 2.3895 | 4 | 6111.9356 | 9562.3587 | 124.6001 | 194.9416 | 177.3557 | 0 | 113.3541 | 4292040.6722 | 273083.2448 | 3687377.7815 | 2720900.1165 | 0 | 515933.3315 | 0 | 4480840.7071 | 11658228.3732 | 7956980.4173 | 35585384.6442 | 961560.8286 | 21870032.1104 | 21870032.1104 | 1478867.319 | 9629733.914 | 0 | 58416977.5833 | 91395610.9268 | 7498.9421 | 9.5579 | 6111.9356 | 9562.3587 | 124.6001 | 194.9416
1 | 5700 | 707 | 0.03 | 15 | 15 | 7 | 1e-11 | 5spot_SharedNeighbor | Water | Porous | Wet | R245fa | MinimizeLCOE_Brownfield | IgnoreSilica | 2019 | 59.3495 | 27.0846 | 3.1494 | 4 | 5330.9488 | 7948.7916 | 108.6786 | 162.0469 | 177.8078 | 0 | 116.2673 | 5217276.7657 | 332604.2752 | 4585264.9552 | 3560285.4907 | 0 | 615881.3171 | 0 | 5581411.9935 | 14521689.1021 | 9911351.2031 | 44325765.1027 | 961560.8286 | 21870032.1104 | 21870032.1104 | 1478867.319 | 9629733.914 | 0 | 67157358.0417 | 100135991.3852 | 10000 | 12.5976 | 5330.9488 | 7948.7916 | 108.6786 | 162.0469
1 | 5700 | 707 | 0.03 | 15 | 15 | 7 | 1.3335e-11 | 5spot_SharedNeighbor | Water | Porous | Wet | R245fa | MinimizeLCOE_Brownfield | IgnoreSilica | 2019 | 76.6259 | 35.0344 | 4.0765 | 4 | 4748.4846 | 6770.9619 | 96.8043 | 138.0352 | 177.962 | 0 | 108.9261 | 6267706.0659 | 399108.8654 | 5633004.1226 | 4595525.0913 | 0 | 732362.605 | 0 | 6874805.6326 | 17886834.0394 | 12208131.7696 | 54597478.1917 | 961560.8286 | 21870032.1104 | 21870032.1104 | 1478867.319 | 9629733.914 | 0 | 77429071.1307 | 110407704.4743 | 13335.2143 | 16.3061 | 4748.4846 | 6770.9619 | 96.8043 | 138.0352
1 | 5700 | 707 | 0.03 | 15 | 15 | 7 | 1.7783e-11 | 5spot_SharedNeighbor | Water | Porous | Wet | R245fa | MinimizeLCOE_Brownfield | IgnoreSilica | 2019 | 97.14 | 44.2696 | 5.1351 | 4 | 4327.6453 | 5933.1933 | 88.2249 | 120.9562 | 177.6938 | 0 | 113.8082 | 7395696.3641 | 468395.8942 | 6793624.2962 | 5806537.1713 | 0 | 864342.3615 | 0 | 8318152.474 | 21642126.4497 | 14771196.0032 | 66060071.0142 | 961560.8286 | 21870032.1104 | 21870032.1104 | 1478867.319 | 9629733.914 | 0 | 88891663.9533 | 121870297.2968 | 17782.7941 | 20.5404 | 4327.6453 | 5933.1933 | 88.2249 | 120.9562
1 | 5700 | 707 | 0.03 | 15 | 15 | 7 | 2.3714e-11 | 5spot_SharedNeighbor | Water | Porous | Wet | R245fa | MinimizeLCOE_Brownfield | IgnoreSilica | 2019 | 120.1212 | 54.2542 | 6.245 | 4 | 4038.2753 | 5358.4806 | 82.3257 | 109.2399 | 176.9359 | 0 | 129.389 | 8524569.2944 | 534357.6384 | 7997867.981 | 7132532.7336 | 0 | 1008556.2868 | 0 | 9827174.7343 | 25568292.828 | 17450885.231 | 78044236.7276 | 961560.8286 | 21870032.1104 | 21870032.1104 | 1478867.319 | 9629733.914 | 0 | 100875829.6666 | 133854463.0101 | 23713.7371 | 24.9799 | 4038.2753 | 5358.4806 | 82.3257 | 109.2399
1 | 5700 | 707 | 0.03 | 15 | 15 | 7 | 3.1623e-11 | 5spot_SharedNeighbor | Water | Porous | Wet | R245fa | MinimizeLCOE_Brownfield | IgnoreSilica | 2019 | 134.4861 | 60.3153 | 7.0008 | 4 | 3845.4747 | 5023.1441 | 78.3952 | 102.4036 | 176.2567 | 0 | 148.1766 | 9166041.6874 | 569174.6081 | 8709438.4526 | 7948941.5376 | 0 | 1003065.468 | 0 | 10684698.084 | 27799392.6816 | 18973656.7256 | 84854409.245 | 961560.8286 | 21870032.1104 | 21870032.1104 | 1478867.319 | 9629733.914 | 0 | 107686002.1841 | 140664635.5276 | 31622.7766 | 28.0033 | 3845.4747 | 5023.1441 | 78.3952 | 102.4036
1 | 5700 | 707 | 0.03 | 15 | 15 | 7 | 4.217e-11 | 5spot_SharedNeighbor | Water | Porous | Wet | R245fa | MinimizeLCOE_Brownfield | IgnoreSilica | 2019 | 145.789 | 65.0162 | 7.6267 | 4 | 3696.581 | 4777.612 | 75.3598 | 97.3981 | 175.7148 | 0 | 200.6198 | 9647437.2363 | 594710.2909 | 9252097.7987 | 8585611.2415 | 0 | 958358.3167 | 0 | 11324903.8048 | 29465076.6429 | 20110520.2555 | 89938715.5873 | 961560.8286 | 21870032.1104 | 21870032.1104 | 1478867.319 | 9629733.914 | 0 | 112770308.5263 | 145748941.8698 | 42169.6503 | 30.5067 | 3696.581 | 4777.612 | 75.3598 | 97.3981
1 | 5700 | 707 | 0.03 | 15 | 15 | 7 | 5.6234e-11 | 5spot_SharedNeighbor | Water | Porous | Wet | R245fa | MinimizeLCOE_Brownfield | IgnoreSilica | 2019 | 153.2692 | 68.0793 | 8.0869 | 4 | 3582.6043 | 4602.1167 | 73.0362 | 93.8204 | 175.3343 | 0 | 201.5922 | 9953310.5424 | 610523.7349 | 9601895.1421 | 9002708.1323 | 0 | 876422.4811 | 0 | 11717495.4128 | 30486519.4752 | 20807675.9771 | 93056550.8978 | 961560.8286 | 21870032.1104 | 21870032.1104 | 1478867.319 | 9629733.914 | 0 | 115888143.8369 | 148866777.1804 | 56234.1325 | 32.3475 | 3582.6043 | 4602.1167 | 73.0362 | 93.8204
1 | 5700 | 707 | 0.03 | 15 | 15 | 7 | 7.4989e-11 | 5spot_SharedNeighbor | Water | Porous | Wet | R245fa | MinimizeLCOE_Brownfield | IgnoreSilica | 2019 | 159.1345 | 70.4557 | 8.4562 | 4 | 3495.6642 | 4470.6533 | 71.2638 | 91.1403 | 175.022 | 0 | 246.0124 | 10186266.3857 | 622295.9337 | 9871395.8929 | 9328173.8015 | 0 | 795907.375 | 0 | 12013575.3617 | 31256858.768 | 21333448.3733 | 95407921.8919 | 961560.8286 | 21870032.1104 | 21870032.1104 | 1478867.319 | 9629733.914 | 0 | 118239514.831 | 151218148.1745 | 74989.4209 | 33.8246 | 3495.6642 | 4470.6533 | 71.2638 | 91.1403
1 | 5700 | 707 | 0.03 | 15 | 15 | 7 | 1e-10 | 5spot_SharedNeighbor | Water | Porous | Wet | R245fa | MinimizeLCOE_Brownfield | IgnoreSilica | 2019 | 164.0332 | 72.4042 | 8.7566 | 4 | 3429.4112 | 4370.9528 | 69.9132 | 89.1078 | 174.7518 | 0 | 267.087 | 10373727.4389 | 631456.387 | 10091343.3642 | 9587737.4628 | 0 | 726685.3642 | 0 | 12250270.5066 | 31872690.9823 | 21753766.5137 | 97287678.0197 | 961560.8286 | 21870032.1104 | 21870032.1104 | 1478867.319 | 9629733.914 | 0 | 120119270.9588 | 153097904.3023 | 100000 | 35.0262 | 3429.4112 | 4370.9528 | 69.9132 | 89.1078
1 | 5700 | 707 | 0.03 | 15 | 15 | 7 | 1.3335e-10 | 5spot_SharedNeighbor | Water | Porous | Wet | R245fa | MinimizeLCOE_Brownfield | IgnoreSilica | 2019 | 167.607 | 73.8133 | 8.9838 | 4 | 3379.0717 | 4296.8009 | 68.8869 | 87.5961 | 174.549 | 0 | 264.9521 | 10507612.3292 | 637872.9164 | 10249803.6334 | 9775159.6085 | 0 | 662746.1104 | 0 | 12414945.8932 | 32301142.5585 | 22046193.5183 | 98595476.5678 | 961560.8286 | 21870032.1104 | 21870032.1104 | 1478867.319 | 9629733.914 | 0 | 121427069.5069 | 154405702.8504 | 133352.1432 | 35.935 | 3379.0717 | 4296.8009 | 68.8869 | 87.5961
1 | 5700 | 707 | 0.03 | 15 | 15 | 7 | 1.7783e-10 | 5spot_SharedNeighbor | Water | Porous | Wet | R245fa | MinimizeLCOE_Brownfield | IgnoreSilica | 2019 | 170.3332 | 74.882 | 9.159 | 4 | 3340.8927 | 4241.0634 | 68.1086 | 86.4598 | 174.3914 | 0 | 253.0061 | 10608247.539 | 642629.9742 | 10369653.0116 | 9917459.2603 | 0 | 608316.9934 | 0 | 12537059.6436 | 32618857.488 | 22263040.4861 | 99565264.396 | 961560.8286 | 21870032.1104 | 21870032.1104 | 1478867.319 | 9629733.914 | 0 | 122396857.3351 | 155375490.6786 | 177827.941 | 36.636 | 3340.8927 | 4241.0634 | 68.1086 | 86.4598
1 | 5700 | 707 | 0.03 | 15 | 15 | 7 | 2.3714e-10 | 5spot_SharedNeighbor | Water | Porous | Wet | R245fa | MinimizeLCOE_Brownfield | IgnoreSilica | 2019 | 172.3593 | 75.6727 | 9.2917 | 4 | 3311.9819 | 4199.2985 | 67.5192 | 85.6084 | 174.2725 | 0 | 288.7303 | 10682194.7605 | 646087.619 | 10458143.8751 | 10022829.6561 | 0 | 562599.1134 | 0 | 12625023.4594 | 32847721.2928 | 22419244.7355 | 100263844.5117 | 961560.8286 | 21870032.1104 | 21870032.1104 | 1478867.319 | 9629733.914 | 0 | 123095437.4508 | 156074070.7943 | 237137.3706 | 37.1667 | 3311.9819 | 4199.2985 | 67.5192 | 85.6084
1 | 5700 | 707 | 0.03 | 15 | 15 | 7 | 3.1623e-10 | 5spot_SharedNeighbor | Water | Porous | Wet | R245fa | MinimizeLCOE_Brownfield | IgnoreSilica | 2019 | 173.848 | 76.2518 | 9.3912 | 4 | 3290.12 | 4168.0317 | 67.0735 | 84.971 | 174.1842 | 0 | 290.7171 | 10736076.112 | 648586.0708 | 10522857.2335 | 10100051.0631 | 0 | 524900.943 | 0 | 12687663.8547 | 33010698.7523 | 22530480.2005 | 100761314.23 | 961560.8286 | 21870032.1104 | 21870032.1104 | 1478867.319 | 9629733.914 | 0 | 123592907.1691 | 156571540.5126 | 316227.766 | 37.5649 | 3290.12 | 4168.0317 | 67.0735 | 84.971
1 | 5700 | 707 | 0.03 | 15 | 15 | 7 | 4.217e-10 | 5spot_SharedNeighbor | Water | Porous | Wet | R245fa | MinimizeLCOE_Brownfield | IgnoreSilica | 2019 | 174.954 | 76.6808 | 9.4661 | 4 | 3273.6097 | 4144.5744 | 66.737 | 84.4928 | 174.118 | 0 | 276.7314 | 10775853.3656 | 650419.043 | 10570760.2231 | 10157302.6292 | 0 | 494574.4854 | 0 | 12733074.8011 | 33128848.7197 | 22611119.981 | 101121953.2482 | 961560.8286 | 21870032.1104 | 21870032.1104 | 1478867.319 | 9629733.914 | 0 | 123953546.1872 | 156932179.5307 | 421696.5034 | 37.8645 | 3273.6097 | 4144.5744 | 66.737 | 84.4928
1 | 5700 | 707 | 0.03 | 15 | 15 | 7 | 5.6234e-10 | 5spot_SharedNeighbor | Water | Porous | Wet | R245fa | MinimizeLCOE_Brownfield | IgnoreSilica | 2019 | 175.7628 | 76.994 | 9.5219 | 4 | 3261.1553 | 4127.0148 | 66.4831 | 84.1348 | 174.0693 | 0 | 290.9667 | 10804808.2782 | 651746.9061 | 10605701.6167 | 10199111.3336 | 0 | 470358.5416 | 0 | 12765373.4037 | 33212883.0584 | 22668475.1438 | 101378458.2822 | 961560.8286 | 21870032.1104 | 21870032.1104 | 1478867.319 | 9629733.914 | 0 | 124210051.2213 | 157188684.5648 | 562341.3252 | 38.0877 | 3261.1553 | 4127.0148 | 66.4831 | 84.1348
1 | 5700 | 707 | 0.03 | 15 | 15 | 7 | 7.4989e-10 | 5spot_SharedNeighbor | Water | Porous | Wet | R245fa | MinimizeLCOE_Brownfield | IgnoreSilica | 2019 | 176.365 | 77.2269 | 9.5638 | 4 | 3251.7704 | 4113.8363 | 66.2917 | 83.8661 | 174.033 | 0 | 293.4042 | 10826290.2614 | 652728.6198 | 10631663.7962 | 10230202.5263 | 0 | 451398.4663 | 0 | 12788990.6313 | 33274330.2398 | 22710414.1078 | 101566018.6487 | 961560.8286 | 21870032.1104 | 21870032.1104 | 1478867.319 | 9629733.914 | 0 | 124397611.5878 | 157376244.9313 | 749894.2093 | 38.2553 | 3251.7704 | 4113.8363 | 66.2917 | 83.8661
1 | 5700 | 707 | 0.03 | 15 | 15 | 7 | 1e-09 | 5spot_SharedNeighbor | Water | Porous | Wet | R245fa | MinimizeLCOE_Brownfield | IgnoreSilica | 2019 | 176.7982 | 77.3943 | 9.5947 | 4 | 3244.7049 | 4103.9948 | 66.1477 | 83.6655 | 174.0067 | 0 | 270.7769 | 10841704.8452 | 653431.0242 | 10650315.3937 | 10252552.8009 | 0 | 436484.3396 | 0 | 12805450.4774 | 33317155.3831 | 22739643.1481 | 101696737.4123 | 961560.8286 | 21870032.1104 | 21870032.1104 | 1478867.319 | 9629733.914 | 0 | 124528330.3513 | 157506963.6948 | 1000000 | 38.3789 | 3244.7049 | 4103.9948 | 66.1477 | 83.6655
1 | 5700 | 707 | 0.03 | 15 | 15 | 7 | 1.3335e-09 | 5spot_SharedNeighbor | Water | Porous | Wet | R245fa | MinimizeLCOE_Brownfield | IgnoreSilica | 2019 | 177.0929 | 77.5079 | 9.617 | 4 | 3239.3901 | 4096.6904 | 66.0393 | 83.5166 | 173.9887 | 0 | 275.6562 | 10852228.2247 | 653920.9271 | 10662968.3718 | 10268050.8263 | 0 | 424622.263 | 0 | 12816098.339 | 33344858.9349 | 22758551.3914 | 101781299.2782 | 961560.8286 | 21870032.1104 | 21870032.1104 | 1478867.319 | 9629733.914 | 0 | 124612892.2173 | 157591525.5608 | 1333521.4322 | 38.468 | 3239.3901 | 4096.6904 | 66.0393 | 83.5166
1 | 5700 | 707 | 0.03 | 15 | 15 | 7 | 1.7783e-09 | 5spot_SharedNeighbor | Water | Porous | Wet | R245fa | MinimizeLCOE_Brownfield | IgnoreSilica | 2019 | 177.3272 | 77.5982 | 9.6342 | 4 | 3235.3949 | 4091.1609 | 65.9579 | 83.4038 | 173.9744 | 0 | 248.3479 | 10860617.4135 | 654316.6493 | 10673015.3564 | 10280516.7884 | 0 | 415744.7828 | 0 | 12824842.2862 | 33367608.8919 | 22774078.7045 | 101850740.873 | 961560.8286 | 21870032.1104 | 21870032.1104 | 1478867.319 | 9629733.914 | 0 | 124682333.8121 | 157660967.1556 | 1778279.41 | 38.537 | 3235.3949 | 4091.1609 | 65.9579 | 83.4038
1 | 5700 | 707 | 0.03 | 15 | 15 | 7 | 2.3714e-09 | 5spot_SharedNeighbor | Water | Porous | Wet | R245fa | MinimizeLCOE_Brownfield | IgnoreSilica | 2019 | 177.4903 | 77.6611 | 9.6467 | 4 | 3232.3931 | 4087.0497 | 65.8967 | 83.32 | 173.9645 | 0 | 267.2855 | 10866451.8451 | 654591.4733 | 10680006.6419 | 10289195.0187 | 0 | 408823.3914 | 0 | 12830636.6645 | 33382684.6755 | 22784368.2366 | 101896757.9471 | 961560.8286 | 21870032.1104 | 21870032.1104 | 1478867.319 | 9629733.914 | 0 | 124728350.8862 | 157706984.2297 | 2371373.7057 | 38.587 | 3232.3931 | 4087.0497 | 65.8967 | 83.32
1 | 5700 | 707 | 0.03 | 15 | 15 | 7 | 3.1623e-09 | 5spot_SharedNeighbor | Water | Porous | Wet | R245fa | MinimizeLCOE_Brownfield | IgnoreSilica | 2019 | 177.607 | 77.706 | 9.6559 | 4 | 3230.1387 | 4083.982 | 65.8507 | 83.2575 | 173.9573 | 0 | 269.2686 | 10870620.3344 | 654787.6309 | 10685003.6151 | 10295399.57 | 0 | 403500.6914 | 0 | 12834631.6183 | 33393078.7259 | 22791462.3896 | 101928484.5757 | 961560.8286 | 21870032.1104 | 21870032.1104 | 1478867.319 | 9629733.914 | 0 | 124760077.5148 | 157738710.8583 | 3162277.6602 | 38.6238 | 3230.1387 | 4083.982 | 65.8507 | 83.2575
1 | 5700 | 707 | 0.03 | 15 | 15 | 7 | 4.217e-09 | 5spot_SharedNeighbor | Water | Porous | Wet | R245fa | MinimizeLCOE_Brownfield | IgnoreSilica | 2019 | 177.6996 | 77.7417 | 9.663 | 4 | 3228.4461 | 4081.6642 | 65.8162 | 83.2102 | 173.9516 | 0 | 265.1249 | 10873928.1292 | 654943.2901 | 10688969.0394 | 10300323.9463 | 0 | 399546.5989 | 0 | 12837907.2915 | 33401601.3556 | 22797279.2595 | 101954498.9104 | 961560.8286 | 21870032.1104 | 21870032.1104 | 1478867.319 | 9629733.914 | 0 | 124786091.8495 | 157764725.193 | 4216965.0343 | 38.6521 | 3228.4461 | 4081.6642 | 65.8162 | 83.2102
1 | 5700 | 707 | 0.03 | 15 | 15 | 7 | 5.6234e-09 | 5spot_SharedNeighbor | Water | Porous | Wet | R245fa | MinimizeLCOE_Brownfield | IgnoreSilica | 2019 | 177.7728 | 77.7699 | 9.6685 | 4 | 3227.1758 | 4079.9136 | 65.7903 | 83.1746 | 173.9472 | 0 | 257.2758 | 10876541.0267 | 655066.2554 | 10692101.5049 | 10304214.3259 | 0 | 396613.8046 | 0 | 12840569.3978 | 33408527.6101 | 22802006.5705 | 101975640.4959 | 961560.8286 | 21870032.1104 | 21870032.1104 | 1478867.319 | 9629733.914 | 0 | 124807233.435 | 157785866.7785 | 5623413.2519 | 38.6738 | 3227.1758 | 4079.9136 | 65.7903 | 83.1746
1 | 5700 | 707 | 0.03 | 15 | 15 | 7 | 7.4989e-09 | 5spot_SharedNeighbor | Water | Porous | Wet | R245fa | MinimizeLCOE_Brownfield | IgnoreSilica | 2019 | 177.8239 | 77.7895 | 9.6724 | 4 | 3226.2225 | 4078.6121 | 65.7709 | 83.148 | 173.944 | 0 | 275.0232 | 10878365.1701 | 655152.0304 | 10694289.0207 | 10306931.6023 | 0 | 394353.0164 | 0 | 12842345.4276 | 33413148.4752 | 22805160.4059 | 101989745.1486 | 961560.8286 | 21870032.1104 | 21870032.1104 | 1478867.319 | 9629733.914 | 0 | 124821338.0876 | 157799971.4312 | 7498942.0933 | 38.6896 | 3226.2225 | 4078.6121 | 65.7709 | 83.148
1 | 5700 | 707 | 0.03 | 15 | 15 | 7 | 1e-08 | 5spot_SharedNeighbor | Water | Porous | Wet | R245fa | MinimizeLCOE_Brownfield | IgnoreSilica | 2019 | 177.8628 | 77.8045 | 9.6754 | 4 | 3225.5073 | 4077.6341 | 65.7563 | 83.1281 | 173.9416 | 0 | 286.2193 | 10879753.1687 | 655217.2922 | 10695953.5913 | 10308999.4282 | 0 | 392659.4757 | 0 | 12843707.3528 | 33416691.9254 | 22807578.8835 | 102000561.1177 | 961560.8286 | 21870032.1104 | 21870032.1104 | 1478867.319 | 9629733.914 | 0 | 124832154.0568 | 157810787.4003 | 10000000 | 38.7016 | 3225.5073 | 4077.6341 | 65.7563 | 83.1281
1 | 5800 | 707 | 0.03 | 15 | 15 | 7 | 1e-13 | 5spot_SharedNeighbor | Water | Porous | Wet | R245fa | MinimizeLCOE_Brownfield | IgnoreSilica | 2019 | 0 | 0 | 0 | 0 |  |  |  |  | 15 |  | 24.4287 | [19 empty] | 100 | 0
1 | 5800 | 707 | 0.03 | 15 | 15 | 7 | 1.3335e-13 | 5spot_SharedNeighbor | Water | Porous | Wet | R245fa | MinimizeLCOE_Brownfield | IgnoreSilica | 2019 | 1.035 | 0.2041 | 0.0063919 | 4 | 956955.8111 | 2276386.3229 | 19508.8386 | 46407.2142 | 112.721 | 0 | 64.1245 | 126305.7863 | 4801.5729 | 96027.7313 | 61640.1594 | 0 | 64907.4599 | 0 | 137936.2568 | 358881.8456 | 244944.2339 | 1095445.0462 | 961560.8286 | 22410181.7999 | 22410181.7999 | 1478867.319 | 9845793.7898 | 0 | 24467187.6747 | 58202030.5835 | 133.3521 | 0.025568 | 956955.8111 | 2276386.3229 | 19508.8386 | 46407.2142
1 | 5800 | 707 | 0.03 | 15 | 15 | 7 | 1.7783e-13 | 5spot_SharedNeighbor | Water | Porous | Wet | R245fa | MinimizeLCOE_Brownfield | IgnoreSilica | 2019 | 1.3445 | 0.31688 | 0.016067 | 4 | 386613.6098 | 911534.4069 | 7881.6414 | 18582.8618 | 124.5644 | 0 | 63.1464 | 182687.8035 | 7558.9287 | 135399.3536 | 77309.3805 | 0 | 73136.0044 | 0 | 185675.6736 | 483090.0153 | 329718.8619 | 1474576.0214 | 961560.8286 | 22410181.7999 | 22410181.7999 | 1478867.319 | 9845793.7898 | 0 | 24846318.6499 | 58581161.5587 | 177.8279 | 0.064267 | 386613.6098 | 911534.4069 | 7881.6414 | 18582.8618
1 | 5800 | 707 | 0.03 | 15 | 15 | 7 | 2.3714e-13 | 5spot_SharedNeighbor | Water | Porous | Wet | R245fa | MinimizeLCOE_Brownfield | IgnoreSilica | 2019 | 1.7487 | 0.47772 | 0.031485 | 4 | 201207.6709 | 469075.4911 | 4101.8905 | 9562.7384 | 135.1697 | 0 | 288.6628 | 255728.4971 | 11427.843 | 186679.4398 | 99019.3852 | 0 | 82555.5644 | 0 | 247810.1845 | 644751.2672 | 440055.9882 | 1968028.1693 | 961560.8286 | 22410181.7999 | 22410181.7999 | 1478867.319 | 9845793.7898 | 0 | 25339770.7978 | 59074613.7065 | 237.1374 | 0.12594 | 201207.6709 | 469075.4911 | 4101.8905 | 9562.7384
1 | 5800 | 707 | 0.03 | 15 | 15 | 7 | 3.1623e-13 | 5spot_SharedNeighbor | Water | Porous | Wet | R245fa | MinimizeLCOE_Brownfield | IgnoreSilica | 2019 | 2.2738 | 0.70025 | 0.054538 | 4 | 119031.7582 | 273672.1933 | 2426.6234 | 5579.1778 | 144.307 | 0 | 374.7294 | 347536.6282 | 16626.7401 | 251945.823 | 128539.7429 | 0 | 93209.5051 | 0 | 326764.7913 | 850174.9583 | 580261.8784 | 2595060.0671 | 961560.8286 | 22410181.7999 | 22410181.7999 | 1478867.319 | 9845793.7898 | 0 | 25966802.6957 | 59701645.6044 | 316.2278 | 0.21815 | 119031.7582 | 273672.1933 | 2426.6234 | 5579.1778
1 | 5800 | 707 | 0.03 | 15 | 15 | 7 | 4.217e-13 | 5spot_SharedNeighbor | Water | Porous | Wet | R245fa | MinimizeLCOE_Brownfield | IgnoreSilica | 2019 | 2.9544 | 1.0007 | 0.087305 | 4 | 76588.519 | 173188.7083 | 1561.3606 | 3530.6861 | 151.966 | 0 | 493.4949 | 460115.871 | 23337.404 | 333557.4741 | 167287.2455 | 0 | 105247.5745 | 0 | 424922.772 | 1105561.889 | 754568.7063 | 3374598.9364 | 961560.8286 | 22410181.7999 | 22410181.7999 | 1478867.319 | 9845793.7898 | 0 | 26746341.5649 | 60481184.4737 | 421.6965 | 0.34922 | 76588.519 | 173188.7083 | 1561.3606 | 3530.6861
1 | 5800 | 707 | 0.03 | 15 | 15 | 7 | 5.6234e-13 | 5spot_SharedNeighbor | Water | Porous | Wet | R245fa | MinimizeLCOE_Brownfield | IgnoreSilica | 2019 | 3.8459 | 1.4076 | 0.13352 | 4 | 51928.7327 | 115093.1873 | 1058.6375 | 2346.3303 | 158.3148 | 0 | 85.7753 | 599547.9432 | 32050.2389 | 436382.7196 | 221055.4552 | 0 | 119415.0049 | 0 | 549296.0311 | 1429155.5968 | 975428.0611 | 4362331.0508 | 961560.8286 | 22410181.7999 | 22410181.7999 | 1478867.319 | 9845793.7898 | 0 | 27734073.6793 | 61468916.5881 | 562.3413 | 0.53408 | 51928.7327 | 115093.1873 | 1058.6375 | 2346.3303
1 | 5800 | 707 | 0.03 | 15 | 15 | 7 | 7.4989e-13 | 5spot_SharedNeighbor | Water | Porous | Wet | R245fa | MinimizeLCOE_Brownfield | IgnoreSilica | 2019 | 5.04 | 1.9604 | 0.1973 | 4 | 36718.1416 | 79462.7651 | 748.549 | 1619.9559 | 163.5675 | 0 | 74.3888 | 771630.3277 | 43097.7169 | 566846.8508 | 291576.864 | 0 | 137126.1988 | 0 | 706008.4037 | 1836889.0442 | 1253714.517 | 5606889.9231 | 961560.8286 | 22410181.7999 | 22410181.7999 | 1478867.319 | 9845793.7898 | 0 | 28978632.5517 | 62713475.4604 | 749.8942 | 0.78922 | 36718.1416 | 79462.7651 | 748.549 | 1619.9559
1 | 5800 | 707 | 0.03 | 15 | 15 | 7 | 1e-12 | 5spot_SharedNeighbor | Water | Porous | Wet | R245fa | MinimizeLCOE_Brownfield | IgnoreSilica | 2019 | 6.6259 | 2.7031 | 0.28446 | 4 | 26847.2485 | 56495.8446 | 547.3175 | 1151.7442 | 167.7443 | 0 | 76.9906 | 982846.178 | 57009.7825 | 730868.607 | 387267.5612 | 0 | 158790.5593 | 0 | 903545.2483 | 2350839.3934 | 1604496.1909 | 7175663.5205 | 961560.8286 | 22410181.7999 | 22410181.7999 | 1478867.319 | 9845793.7898 | 0 | 30547406.149 | 64282249.0578 | 1000 | 1.1378 | 26847.2485 | 56495.8446 | 547.3175 | 1151.7442
1 | 5800 | 707 | 0.03 | 15 | 15 | 7 | 1.3335e-12 | 5spot_SharedNeighbor | Water | Porous | Wet | R245fa | MinimizeLCOE_Brownfield | IgnoreSilica | 2019 | 8.7259 | 3.6859 | 0.40045 | 4 | 20289.2992 | 41350.0111 | 413.6248 | 842.9759 | 170.8149 | 0 | 75.6212 | 1237672.3776 | 73978.9136 | 934614.8906 | 515330.6984 | 0 | 185355.5931 | 0 | 1149311.4646 | 2990272.6746 | 2040922.5444 | 9127459.1569 | 961560.8286 | 22410181.7999 | 22410181.7999 | 1478867.319 | 9845793.7898 | 0 | 32499201.7854 | 66234044.6942 | 1333.5214 | 1.6018 | 20289.2992 | 41350.0111 | 413.6248 | 842.9759
1 | 5800 | 707 | 0.03 | 15 | 15 | 7 | 1.7783e-12 | 5spot_SharedNeighbor | Water | Porous | Wet | R245fa | MinimizeLCOE_Brownfield | IgnoreSilica | 2019 | 11.5322 | 5.034 | 0.56324 | 4 | 15543.347 | 30516.9493 | 316.8722 | 622.1293 | 173.7492 | 0 | 93.5306 | 1560171.7781 | 96114.5768 | 1196753.0752 | 689984.1285 | 0 | 217310.8161 | 0 | 1466530.4061 | 3815611.2901 | 2604233.1084 | 11646709.1794 | 961560.8286 | 22410181.7999 | 22410181.7999 | 1478867.319 | 9845793.7898 | 0 | 35018451.8079 | 68753294.7166 | 1778.2794 | 2.253 | 15543.347 | 30516.9493 | 316.8722 | 622.1293
1 | 5800 | 707 | 0.03 | 15 | 15 | 7 | 2.3714e-12 | 5spot_SharedNeighbor | Water | Porous | Wet | R245fa | MinimizeLCOE_Brownfield | IgnoreSilica | 2019 | 15.2421 | 6.8014 | 0.77656 | 4 | 12274.7766 | 23135.1617 | 250.2379 | 471.6416 | 175.7708 | 0 | 100.0528 | 1945846.2432 | 122572.2802 | 1520142.6104 | 919510.0319 | 0 | 256318.8846 | 0 | 1858112.1196 | 4834426.584 | 3299595.4811 | 14756524.2351 | 961560.8286 | 22410181.7999 | 22410181.7999 | 1478867.319 | 9845793.7898 | 0 | 38128266.8636 | 71863109.7723 | 2371.3737 | 3.1062 | 12274.7766 | 23135.1617 | 250.2379 | 471.6416
1 | 5800 | 707 | 0.03 | 15 | 15 | 7 | 3.1623e-12 | 5spot_SharedNeighbor | Water | Porous | Wet | R245fa | MinimizeLCOE_Brownfield | IgnoreSilica | 2019 | 20.1601 | 9.1471 | 1.0597 | 4 | 9911.1828 | 17870.1236 | 202.0529 | 364.3066 | 177.3263 | 0 | 102.1532 | 2413972.0992 | 154537.7425 | 1924615.1224 | 1220616.8713 | 0 | 303812.5803 | 0 | 2346846.2222 | 6106012.4657 | 4167478.9738 | 18637892.0775 | 961560.8286 | 22410181.7999 | 22410181.7999 | 1478867.319 | 9845793.7898 | 0 | 42009634.706 | 75744477.6147 | 3162.2777 | 4.2386 | 9911.1828 | 17870.1236 | 202.0529 | 364.3066
1 | 5800 | 707 | 0.03 | 15 | 15 | 7 | 4.217e-12 | 5spot_SharedNeighbor | Water | Porous | Wet | R245fa | MinimizeLCOE_Brownfield | IgnoreSilica | 2019 | 26.6453 | 12.3231 | 1.4357 | 4 | 8172.9539 | 14047.0867 | 166.6167 | 286.3689 | 178.5137 | 0 | 92.9483 | 2985363.8182 | 191655.3303 | 2442098.1389 | 1626597.4299 | 0 | 362674.8475 | 0 | 2967271.9302 | 7720232.8913 | 5269217.5832 | 23565111.9695 | 961560.8286 | 22410181.7999 | 22410181.7999 | 1478867.319 | 9845793.7898 | 0 | 46936854.598 | 80671697.5068 | 4216.965 | 5.7429 | 8172.9539 | 14047.0867 | 166.6167 | 286.3689
1 | 5800 | 707 | 0.03 | 15 | 15 | 7 | 5.6234e-12 | 5spot_SharedNeighbor | Water | Porous | Wet | R245fa | MinimizeLCOE_Brownfield | IgnoreSilica | 2019 | 35.1884 | 16.5472 | 1.9303 | 4 | 6877.6946 | 11246.8694 | 140.2111 | 229.2826 | 179.4197 | 0 | 119.8457 | 3676826.5616 | 235234.1947 | 3091673.0645 | 2160617.89 | 0 | 435002.9659 | 0 | 3743748.3239 | 9740465.1905 | 6648067.639 | 29731635.8302 | 961560.8286 | 22410181.7999 | 22410181.7999 | 1478867.319 | 9845793.7898 | 0 | 53103378.4587 | 86838221.3674 | 5623.4133 | 7.7211 | 6877.6946 | 11246.8694 | 140.2111 | 229.2826
1 | 5800 | 707 | 0.03 | 15 | 15 | 7 | 7.4989e-12 | 5spot_SharedNeighbor | Water | Porous | Wet | R245fa | MinimizeLCOE_Brownfield | IgnoreSilica | 2019 | 46.258 | 21.9769 | 2.5688 | 4 | 5900.2513 | 9183.4342 | 120.2846 | 187.2167 | 180.0953 | 0 | 85.5339 | 4498070.3372 | 287358.1686 | 3879340.9341 | 2842875.3921 | 0 | 520297.7125 | 0 | 4690897.5923 | 12204753.2998 | 8329994.9097 | 37253588.3464 | 961560.8286 | 22410181.7999 | 22410181.7999 | 1478867.319 | 9845793.7898 | 0 | 60625330.9749 | 94360173.8836 | 7498.9421 | 10.275 | 5900.2513 | 9183.4342 | 120.2846 | 187.2167
1 | 5800 | 707 | 0.03 | 15 | 15 | 7 | 1e-11 | 5spot_SharedNeighbor | Water | Porous | Wet | R245fa | MinimizeLCOE_Brownfield | IgnoreSilica | 2019 | 60.399 | 28.8964 | 3.3796 | 4 | 5159.4758 | 7654.9262 | 105.1829 | 156.056 | 180.5443 | 0 | 101.4835 | 5462912.7703 | 348046.582 | 4829025.1188 | 3711929.6843 | 0 | 621618.8165 | 0 | 5839677.859 | 15193643.9066 | 10369974.1644 | 46376828.902 | 961560.8286 | 22410181.7999 | 22410181.7999 | 1478867.319 | 9845793.7898 | 0 | 69748571.5305 | 103483414.4392 | 10000 | 13.5185 | 5159.4758 | 7654.9262 | 105.1829 | 156.056
1 | 5800 | 707 | 0.03 | 15 | 15 | 7 | 1.3335e-11 | 5spot_SharedNeighbor | Water | Porous | Wet | R245fa | MinimizeLCOE_Brownfield | IgnoreSilica | 2019 | 77.9022 | 37.3463 | 4.3669 | 4 | 4604.7724 | 6536.0688 | 93.8745 | 133.2466 | 180.6756 | 0 | 107.9394 | 6555593.0965 | 416504.6718 | 5929011.9571 | 4783463.1737 | 0 | 738826.0458 | 0 | 7185125.5885 | 18694222.9095 | 12759191.2636 | 57061938.7065 | 961560.8286 | 22410181.7999 | 22410181.7999 | 1478867.319 | 9845793.7898 | 0 | 80433681.3351 | 114168524.2438 | 13335.2143 | 17.4675 | 4604.7724 | 6536.0688 | 93.8745 | 133.2466
1 | 5800 | 707 | 0.03 | 15 | 15 | 7 | 1.7783e-11 | 5spot_SharedNeighbor | Water | Porous | Wet | R245fa | MinimizeLCOE_Brownfield | IgnoreSilica | 2019 | 98.5795 | 47.0288 | 5.4915 | 4 | 4201.4421 | 5737.2058 | 85.6521 | 116.9607 | 180.361 | 0 | 124.7105 | 7724220.8234 | 489442.6694 | 7129777.6255 | 6038223.7726 | 0 | 869608.0494 | 0 | 8677996.4467 | 22578366.6526 | 15410199.1794 | 68917835.2191 | 961560.8286 | 22410181.7999 | 22410181.7999 | 1478867.319 | 9845793.7898 | 0 | 92289577.8476 | 126024420.7564 | 17782.7941 | 21.9662 | 4201.4421 | 5737.2058 | 85.6521 | 116.9607
1 | 5800 | 707 | 0.03 | 15 | 15 | 7 | 2.3714e-11 | 5spot_SharedNeighbor | Water | Porous | Wet | R245fa | MinimizeLCOE_Brownfield | IgnoreSilica | 2019 | 121.6559 | 57.3144 | 6.6699 | 4 | 3921.1189 | 5185.56 | 79.9373 | 105.7147 | 179.5422 | 0 | 130.9401 | 8890052.0869 | 561456.3845 | 8352545.6264 | 7415588.0449 | 0 | 1010799.8539 | 0 | 10229872.3786 | 26616029.4939 | 18165987.0343 | 81242330.9033 | 961560.8286 | 22410181.7999 | 22410181.7999 | 1478867.319 | 9845793.7898 | 0 | 104614073.5318 | 138348916.4405 | 23713.7371 | 26.6796 | 3921.1189 | 5185.56 | 79.9373 | 105.7147
1 | 5800 | 707 | 0.03 | 15 | 15 | 7 | 3.1623e-11 | 5spot_SharedNeighbor | Water | Porous | Wet | R245fa | MinimizeLCOE_Brownfield | IgnoreSilica | 2019 | 143.7 | 66.416 | 7.729 | 4 | 3729.5973 | 4820.7818 | 76.0329 | 98.2782 | 178.4829 | 0 | 152.9229 | 9878104.4454 | 623269.9093 | 9397253.9521 | 8662579.7524 | 0 | 1120490.4097 | 0 | 11575862.4029 | 30118019.4364 | 20556167.1287 | 91931747.4369 | 961560.8286 | 22410181.7999 | 22410181.7999 | 1478867.319 | 9845793.7898 | 0 | 115303490.0654 | 149038332.9741 | 31622.7766 | 30.9158 | 3729.5973 | 4820.7818 | 76.0329 | 98.2782
1 | 5800 | 707 | 0.03 | 15 | 15 | 7 | 4.217e-11 | 5spot_SharedNeighbor | Water | Porous | Wet | R245fa | MinimizeLCOE_Brownfield | IgnoreSilica | 2019 | 151.4971 | 69.4259 | 8.2495 | 4 | 3587.1894 | 4609.5153 | 73.1297 | 93.9712 | 178.0851 | 0 | 177.1983 | 10200743.9908 | 644237.2607 | 9735530.0645 | 9076832.6531 | 0 | 1014604.8081 | 0 | 11962060.0231 | 31122826.4242 | 21241968.5446 | 94998803.7691 | 961560.8286 | 22410181.7999 | 22410181.7999 | 1478867.319 | 9845793.7898 | 0 | 118370546.3976 | 152105389.3063 | 42169.6503 | 32.9981 | 3587.1894 | 4609.5153 | 73.1297 | 93.9712
1 | 5800 | 707 | 0.03 | 15 | 15 | 7 | 5.6234e-11 | 5spot_SharedNeighbor | Water | Porous | Wet | R245fa | MinimizeLCOE_Brownfield | IgnoreSilica | 2019 | 156.3165 | 71.3502 | 8.6283 | 4 | 3480.0884 | 4457.5309 | 70.9463 | 90.8728 | 177.8237 | 0 | 233.0238 | 10396241.2837 | 655380.0996 | 9951704.5594 | 9339078.8506 | 0 | 891029.3337 | 0 | 12181039.3095 | 31692565.6086 | 21630827.245 | 96737866.2899 | 961560.8286 | 22410181.7999 | 22410181.7999 | 1478867.319 | 9845793.7898 | 0 | 120109608.9184 | 153844451.8272 | 56234.1325 | 34.5134 | 3480.0884 | 4457.5309 | 70.9463 | 90.8728
1 | 5800 | 707 | 0.03 | 15 | 15 | 7 | 7.4989e-11 | 5spot_SharedNeighbor | Water | Porous | Wet | R245fa | MinimizeLCOE_Brownfield | IgnoreSilica | 2019 | 161.9534 | 73.6438 | 8.9982 | 4 | 3399.1311 | 4336.4027 | 69.2959 | 88.4034 | 177.51 | 0 | 234.8036 | 10621592.6003 | 667164.6307 | 10208831.3549 | 9650356.2519 | 0 | 806762.1389 | 0 | 12462335.7209 | 32424441.1693 | 22130347.3537 | 98971831.2206 | 961560.8286 | 22410181.7999 | 22410181.7999 | 1478867.319 | 9845793.7898 | 0 | 122343573.8492 | 156078416.7579 | 74989.4209 | 35.9926 | 3399.1311 | 4336.4027 | 69.2959 | 88.4034
1 | 5800 | 707 | 0.03 | 15 | 15 | 7 | 1e-10 | 5spot_SharedNeighbor | Water | Porous | Wet | R245fa | MinimizeLCOE_Brownfield | IgnoreSilica | 2019 | 166.4692 | 75.4614 | 9.2943 | 4 | 3337.5981 | 4245.002 | 68.0415 | 86.5401 | 177.249 | 0 | 245.3781 | 10797782.1651 | 676207.5838 | 10411615.5415 | 9898363.0486 | 0 | 732324.6309 | 0 | 12681354.2583 | 32994282.4766 | 22519275.755 | 100711205.4597 | 961560.8286 | 22410181.7999 | 22410181.7999 | 1478867.319 | 9845793.7898 | 0 | 124082948.0882 | 157817790.9969 | 100000 | 37.1773 | 3337.5981 | 4245.002 | 68.0415 | 86.5401
1 | 5800 | 707 | 0.03 | 15 | 15 | 7 | 1.3335e-10 | 5spot_SharedNeighbor | Water | Porous | Wet | R245fa | MinimizeLCOE_Brownfield | IgnoreSilica | 2019 | 169.9387 | 76.8462 | 9.5247 | 4 | 3290.8545 | 4176.3074 | 67.0885 | 85.1397 | 177.0433 | 0 | 268.4451 | 10930640.7971 | 682927.2858 | 10565562.7624 | 10088152.9491 | 0 | 667187.2767 | 0 | 12844443.7177 | 33418607.7959 | 22808886.5044 | 102006409.0891 | 961560.8286 | 22410181.7999 | 22410181.7999 | 1478867.319 | 9845793.7898 | 0 | 125378151.7176 | 159112994.6264 | 133352.1432 | 38.099 | 3290.8545 | 4176.3074 | 67.0885 | 85.1397
1 | 5800 | 707 | 0.03 | 15 | 15 | 7 | 1.7783e-10 | 5spot_SharedNeighbor | Water | Porous | Wet | R245fa | MinimizeLCOE_Brownfield | IgnoreSilica | 2019 | 171.9844 | 77.6652 | 9.6809 | 4 | 3255.4839 | 4126.6571 | 66.3674 | 84.1275 | 176.9192 | 0 | 299.8029 | 11008117.3397 | 686703.8741 | 10656484.0462 | 10200549.1368 | 0 | 603930.9516 | 0 | 12930756.2859 | 33643175.3931 | 22962158.5039 | 102691875.5315 | 961560.8286 | 22410181.7999 | 22410181.7999 | 1478867.319 | 9845793.7898 | 0 | 126063618.16 | 159798461.0688 | 177827.941 | 38.7235 | 3255.4839 | 4126.6571 | 66.3674 | 84.1275
1 | 5800 | 707 | 0.03 | 15 | 15 | 7 | 2.3714e-10 | 5spot_SharedNeighbor | Water | Porous | Wet | R245fa | MinimizeLCOE_Brownfield | IgnoreSilica | 2019 | 173.9017 | 78.4345 | 9.8137 | 4 | 3228.7367 | 4088.1139 | 65.8222 | 83.3417 | 176.8021 | 0 | 273.0662 | 11080275.7076 | 690148.1421 | 10741786.4947 | 10306215.1778 | 0 | 557040.1461 | 0 | 13016431.6106 | 33866085.0135 | 23114298.9001 | 103372281.1923 | 961560.8286 | 22410181.7999 | 22410181.7999 | 1478867.319 | 9845793.7898 | 0 | 126744023.8208 | 160478866.7296 | 237137.3706 | 39.255 | 3228.7367 | 4088.1139 | 65.8222 | 83.3417
1 | 5800 | 707 | 0.03 | 15 | 15 | 7 | 3.1623e-10 | 5spot_SharedNeighbor | Water | Porous | Wet | R245fa | MinimizeLCOE_Brownfield | IgnoreSilica | 2019 | 175.3024 | 78.9948 | 9.9131 | 4 | 3208.5098 | 4059.2754 | 65.4098 | 82.7538 | 176.7156 | 0 | 279.6043 | 11132577.1484 | 692624.3098 | 10803823.3916 | 10383314.3572 | 0 | 518384.5664 | 0 | 13076982.2716 | 34023625.4129 | 23221823.4599 | 103853154.9178 | 961560.8286 | 22410181.7999 | 22410181.7999 | 1478867.319 | 9845793.7898 | 0 | 127224897.5463 | 160959740.4551 | 316227.766 | 39.6523 | 3208.5098 | 4059.2754 | 65.4098 | 82.7538
1 | 5800 | 707 | 0.03 | 15 | 15 | 7 | 4.217e-10 | 5spot_SharedNeighbor | Water | Porous | Wet | R245fa | MinimizeLCOE_Brownfield | IgnoreSilica | 2019 | 176.3307 | 79.4052 | 9.9874 | 4 | 3193.2324 | 4037.6706 | 65.0984 | 82.3134 | 176.6517 | 0 | 268.8954 | 11170756.8895 | 694420.8919 | 10849223.0821 | 10439873.4032 | 0 | 487184.8296 | 0 | 13120169.0476 | 34135988.545 | 23298513.6064 | 104196130.2953 | 961560.8286 | 22410181.7999 | 22410181.7999 | 1478867.319 | 9845793.7898 | 0 | 127567872.9238 | 161302715.8326 | 421696.5034 | 39.9494 | 3193.2324 | 4037.6706 | 65.0984 | 82.3134
1 | 5800 | 707 | 0.03 | 15 | 15 | 7 | 5.6234e-10 | 5spot_SharedNeighbor | Water | Porous | Wet | R245fa | MinimizeLCOE_Brownfield | IgnoreSilica | 2019 | 177.0882 | 79.7072 | 10.0429 | 4 | 3181.7059 | 4021.4732 | 64.8634 | 81.9832 | 176.6044 | 0 | 244.9678 | 11198782.3057 | 695735.0304 | 10882599.9744 | 10481523.6031 | 0 | 462409.2924 | 0 | 13151209.5803 | 34216749.644 | 23353634.7159 | 104442644.1463 | 961560.8286 | 22410181.7999 | 22410181.7999 | 1478867.319 | 9845793.7898 | 0 | 127814386.7748 | 161549229.6836 | 562341.3252 | 40.1717 | 3181.7059 | 4021.4732 | 64.8634 | 81.9832
1 | 5800 | 707 | 0.03 | 15 | 15 | 7 | 7.4989e-10 | 5spot_SharedNeighbor | Water | Porous | Wet | R245fa | MinimizeLCOE_Brownfield | IgnoreSilica | 2019 | 177.6413 | 79.9273 | 10.0842 | 4 | 3173.0191 | 4009.3479 | 64.6863 | 81.736 | 176.5697 | 0 | 251.955 | 11219178.3696 | 696688.1504 | 10906924.1968 | 10511917.2033 | 0 | 442879.8567 | 0 | 13173259.2329 | 34274118.3171 | 23392790.0141 | 104617755.3409 | 961560.8286 | 22410181.7999 | 22410181.7999 | 1478867.319 | 9845793.7898 | 0 | 127989497.9695 | 161724340.8782 | 749894.2093 | 40.3368 | 3173.0191 | 4009.3479 | 64.6863 | 81.736
1 | 5800 | 707 | 0.03 | 15 | 15 | 7 | 1e-09 | 5spot_SharedNeighbor | Water | Porous | Wet | R245fa | MinimizeLCOE_Brownfield | IgnoreSilica | 2019 | 178.0286 | 80.0813 | 10.1143 | 4 | 3166.4785 | 4000.3222 | 64.5529 | 81.552 | 176.5454 | 0 | 268.4961 | 11233424.3932 | 697351.8859 | 10923933.2914 | 10533191.8069 | 0 | 427403.6299 | 0 | 13187968.9528 | 34312389.9907 | 23418911.2178 | 104734575.1684 | 961560.8286 | 22410181.7999 | 22410181.7999 | 1478867.319 | 9845793.7898 | 0 | 128106317.797 | 161841160.7057 | 1000000 | 40.457 | 3166.4785 | 4000.3222 | 64.5529 | 81.552
1 | 5800 | 707 | 0.03 | 15 | 15 | 7 | 1.3335e-09 | 5spot_SharedNeighbor | Water | Porous | Wet | R245fa | MinimizeLCOE_Brownfield | IgnoreSilica | 2019 | 178.3233 | 80.1984 | 10.137 | 4 | 3161.5576 | 3993.5299 | 64.4526 | 81.4135 | 176.5268 | 0 | 289.2249 | 11244247.5638 | 697855.3524 | 10936864.1628 | 10549376.1603 | 0 | 415579.9839 | 0 | 13199130.0571 | 34341428.8946 | 23438730.8664 | 104823213.0412 | 961560.8286 | 22410181.7999 | 22410181.7999 | 1478867.319 | 9845793.7898 | 0 | 128194955.6697 | 161929798.5785 | 1333521.4322 | 40.548 | 3161.5576 | 3993.5299 | 64.4526 | 81.4135
1 | 5800 | 707 | 0.03 | 15 | 15 | 7 | 1.7783e-09 | 5spot_SharedNeighbor | Water | Porous | Wet | R245fa | MinimizeLCOE_Brownfield | IgnoreSilica | 2019 | 178.5233 | 80.2779 | 10.1533 | 4 | 3157.8579 | 3988.4931 | 64.3772 | 81.3108 | 176.5141 | 0 | 259.8626 | 11251581.8494 | 698195.7503 | 10945633.6989 | 10560358.8571 | 0 | 406261.4104 | 0 | 13206192.3108 | 34359803.4301 | 23451271.8644 | 104879299.1713 | 961560.8286 | 22410181.7999 | 22410181.7999 | 1478867.319 | 9845793.7898 | 0 | 128251041.7999 | 161985884.7086 | 1778279.41 | 40.6133 | 3157.8579 | 3988.4931 | 64.3772 | 81.3108
1 | 5800 | 707 | 0.03 | 15 | 15 | 7 | 2.3714e-09 | 5spot_SharedNeighbor | Water | Porous | Wet | R245fa | MinimizeLCOE_Brownfield | IgnoreSilica | 2019 | 178.6734 | 80.3375 | 10.1656 | 4 | 3155.0778 | 3984.7115 | 64.3205 | 81.2337 | 176.5046 | 0 | 309.9943 | 11257081.6123 | 698450.7784 | 10952212.0744 | 10568600.283 | 0 | 399177.6439 | 0 | 13211453.7329 | 34373492.5712 | 23460614.9845 | 104921083.6806 | 961560.8286 | 22410181.7999 | 22410181.7999 | 1478867.319 | 9845793.7898 | 0 | 128292826.3091 | 162027669.2179 | 2371373.7057 | 40.6623 | 3155.0778 | 3984.7115 | 64.3205 | 81.2337
1 | 5800 | 707 | 0.03 | 15 | 15 | 7 | 3.1623e-09 | 5spot_SharedNeighbor | Water | Porous | Wet | R245fa | MinimizeLCOE_Brownfield | IgnoreSilica | 2019 | 178.8003 | 80.3879 | 10.1753 | 4 | 3152.9897 | 3981.8298 | 64.278 | 81.175 | 176.4966 | 0 | 287.1146 | 11261730.0305 | 698666.44 | 10957771.811 | 10575566.4961 | 0 | 394006.9357 | 0 | 13216219.2682 | 34385891.5164 | 23469077.5194 | 104958930.0171 | 961560.8286 | 22410181.7999 | 22410181.7999 | 1478867.319 | 9845793.7898 | 0 | 128330672.6456 | 162065515.5544 | 3162277.6602 | 40.7013 | 3152.9897 | 3981.8298 | 64.278 | 81.175
1 | 5800 | 707 | 0.03 | 15 | 15 | 7 | 4.217e-09 | 5spot_SharedNeighbor | Water | Porous | Wet | R245fa | MinimizeLCOE_Brownfield | IgnoreSilica | 2019 | 178.8781 | 80.4187 | 10.182 | 4 | 3151.4219 | 3979.7199 | 64.246 | 81.132 | 176.4916 | 0 | 304.0441 | 11264575.1665 | 698798.0862 | 10961177.5176 | 10579835.6921 | 0 | 389856.6105 | 0 | 13218754.7984 | 34392488.446 | 23473580.0593 | 104979066.3765 | 961560.8286 | 22410181.7999 | 22410181.7999 | 1478867.319 | 9845793.7898 | 0 | 128350809.0051 | 162085651.9138 | 4216965.0343 | 40.7279 | 3151.4219 | 3979.7199 | 64.246 | 81.132
1 | 5800 | 707 | 0.03 | 15 | 15 | 7 | 5.6234e-09 | 5spot_SharedNeighbor | Water | Porous | Wet | R245fa | MinimizeLCOE_Brownfield | IgnoreSilica | 2019 | 178.9318 | 80.44 | 10.1868 | 4 | 3150.2451 | 3978.1509 | 64.222 | 81.1 | 176.4882 | 0 | 294.8574 | 11266537.8741 | 698888.7782 | 10963527.9298 | 10582782.7666 | 0 | 386661.0733 | 0 | 13220375.3846 | 34396704.8788 | 23476457.8614 | 104991936.5468 | 961560.8286 | 22410181.7999 | 22410181.7999 | 1478867.319 | 9845793.7898 | 0 | 128363679.1753 | 162098522.0841 | 5623413.2519 | 40.7472 | 3150.2451 | 3978.1509 | 64.222 | 81.1
1 | 5800 | 707 | 0.03 | 15 | 15 | 7 | 7.4989e-09 | 5spot_SharedNeighbor | Water | Porous | Wet | R245fa | MinimizeLCOE_Brownfield | IgnoreSilica | 2019 | 178.9855 | 80.4613 | 10.1909 | 4 | 3149.3621 | 3976.9331 | 64.204 | 81.0752 | 176.4848 | 0 | 280.7229 | 11268503.8266 | 698979.8881 | 10965880.3559 | 10585731.5899 | 0 | 384440.6874 | 0 | 13222379.1756 | 34401918.3321 | 23480016.1504 | 105007850.006 | 961560.8286 | 22410181.7999 | 22410181.7999 | 1478867.319 | 9845793.7898 | 0 | 128379592.6345 | 162114435.5433 | 7498942.0933 | 40.7637 | 3149.3621 | 3976.9331 | 64.204 | 81.0752
1 | 5800 | 707 | 0.03 | 15 | 15 | 7 | 1e-08 | 5spot_SharedNeighbor | Water | Porous | Wet | R245fa | MinimizeLCOE_Brownfield | IgnoreSilica | 2019 | 179.0218 | 80.4757 | 10.1939 | 4 | 3148.6995 | 3976.0317 | 64.1905 | 81.0568 | 176.4825 | 0 | 315.9644 | 11269831.1054 | 699041.3201 | 10967469.1775 | 10587723.6384 | 0 | 382714.1694 | 0 | 13223643.9702 | 34405209.0681 | 23482262.1453 | 105017894.5945 | 961560.8286 | 22410181.7999 | 22410181.7999 | 1478867.319 | 9845793.7898 | 0 | 128389637.223 | 162124480.1317 | 10000000 | 40.7754 | 3148.6995 | 3976.0317 | 64.1905 | 81.0568
1 | 5900 | 707 | 0.03 | 15 | 15 | 7 | 1e-13 | 5spot_SharedNeighbor | Water | Porous | Wet | R245fa | MinimizeLCOE_Brownfield | IgnoreSilica | 2019 | 0 | 0 | 0 | 0 |  |  |  |  | 15 |  | 24.9275 | [19 empty] | 100 | 0
1 | 5900 | 707 | 0.03 | 15 | 15 | 7 | 1.3335e-13 | 5spot_SharedNeighbor | Water | Porous | Wet | R245fa | MinimizeLCOE_Brownfield | IgnoreSilica | 2019 | 1.0498 | 0.21207 | 0.0073466 | 4 | 852071.3627 | 2026055.9233 | 17370.6272 | 41303.8904 | 114.2557 | 0 | 49.3976 | 130853.1825 | 5028.5062 | 98905.3361 | 62617.2251 | 0 | 64727.2714 | 0 | 141231.2933 | 367454.8546 | 250795.4887 | 1121613.1579 | 961560.8286 | 22956191.5802 | 22956191.5802 | 1478867.319 | 10064197.702 | 0 | 25039365.5668 | 59538622.168 | 133.3521 | 0.029386 | 852071.3627 | 2026055.9233 | 17370.6272 | 41303.8904
1 | 5900 | 707 | 0.03 | 15 | 15 | 7 | 1.7783e-13 | 5spot_SharedNeighbor | Water | Porous | Wet | R245fa | MinimizeLCOE_Brownfield | IgnoreSilica | 2019 | 1.3834 | 0.33723 | 0.018184 | 4 | 350000.8176 | 824304.9841 | 7135.2401 | 16804.5721 | 126.9315 | 0 | 72.559 | 193019.5984 | 8121.2745 | 142081.3059 | 79771.8993 | 0 | 74254.6394 | 0 | 193926.9998 | 504558.2736 | 344371.3894 | 1540105.3804 | 961560.8286 | 22956191.5802 | 22956191.5802 | 1478867.319 | 10064197.702 | 0 | 25457857.7892 | 59957114.3904 | 177.8279 | 0.072737 | 350000.8176 | 824304.9841 | 7135.2401 | 16804.5721
1 | 5900 | 707 | 0.03 | 15 | 15 | 7 | 2.3714e-13 | 5spot_SharedNeighbor | Water | Porous | Wet | R245fa | MinimizeLCOE_Brownfield | IgnoreSilica | 2019 | 1.7875 | 0.50299 | 0.034654 | 4 | 187274.4389 | 436160.459 | 3817.8427 | 8891.7209 | 137.3999 | 0 | 298.1197 | 267740.0126 | 12157.9648 | 194251.7169 | 101858.5859 | 0 | 83038.3194 | 0 | 257028.1739 | 668734.5846 | 456425.0951 | 2041234.4533 | 961560.8286 | 22956191.5802 | 22956191.5802 | 1478867.319 | 10064197.702 | 0 | 25958986.8621 | 60458243.4633 | 237.1374 | 0.13861 | 187274.4389 | 436160.459 | 3817.8427 | 8891.7209
1 | 5900 | 707 | 0.03 | 15 | 15 | 7 | 3.1623e-13 | 5spot_SharedNeighbor | Water | Porous | Wet | R245fa | MinimizeLCOE_Brownfield | IgnoreSilica | 2019 | 2.3126 | 0.73196 | 0.059094 | 4 | 112517.2564 | 258468.7185 | 2293.8165 | 5269.2344 | 146.4925 | 0 | 386.4583 | 361698.3233 | 17584.7953 | 260662.8325 | 131815.8105 | 0 | 93036.152 | 0 | 337271.1863 | 877510.4429 | 598918.9083 | 2678498.4509 | 961560.8286 | 22956191.5802 | 22956191.5802 | 1478867.319 | 10064197.702 | 0 | 26596250.8598 | 61095507.461 | 316.2278 | 0.23637 | 112517.2564 | 258468.7185 | 2293.8165 | 5269.2344
1 | 5900 | 707 | 0.03 | 15 | 15 | 7 | 4.217e-13 | 5spot_SharedNeighbor | Water | Porous | Wet | R245fa | MinimizeLCOE_Brownfield | IgnoreSilica | 2019 | 3.0128 | 1.0515 | 0.094863 | 4 | 72271.8193 | 163190.6465 | 1473.3588 | 3326.8621 | 154.343 | 0 | 511.2461 | 481281.7872 | 24907.7567 | 346466.5683 | 173880.0291 | 0 | 105394.0857 | 0 | 441452.7886 | 1148569.6014 | 783922.3537 | 3505874.9707 | 961560.8286 | 22956191.5802 | 22956191.5802 | 1478867.319 | 10064197.702 | 0 | 27423627.3795 | 61922883.9807 | 421.6965 | 0.37945 | 72271.8193 | 163190.6465 | 1473.3588 | 3326.8621
1 | 5900 | 707 | 0.03 | 15 | 15 | 7 | 5.6234e-13 | 5spot_SharedNeighbor | Water | Porous | Wet | R245fa | MinimizeLCOE_Brownfield | IgnoreSilica | 2019 | 3.9385 | 1.4854 | 0.14495 | 4 | 49092.4196 | 108594.9021 | 1000.8154 | 2213.854 | 160.871 | 0 | 83.5674 | 628805.747 | 34333.3688 | 454804.6007 | 229508.956 | 0 | 120234.4308 | 0 | 572397.9703 | 1489262.1037 | 1016451.9871 | 4545799.1644 | 961560.8286 | 22956191.5802 | 22956191.5802 | 1478867.319 | 10064197.702 | 0 | 28463551.5733 | 62962808.1745 | 562.3413 | 0.5798 | 49092.4196 | 108594.9021 | 1000.8154 | 2213.854
1 | 5900 | 707 | 0.03 | 15 | 15 | 7 | 7.4989e-13 | 5spot_SharedNeighbor | Water | Porous | Wet | R245fa | MinimizeLCOE_Brownfield | IgnoreSilica | 2019 | 5.1495 | 2.0623 | 0.21319 | 4 | 34886.3653 | 75342.6595 | 711.2057 | 1535.962 | 166.1331 | 0 | 93.7779 | 807562.242 | 46139.7116 | 589284.5721 | 302344.6434 | 0 | 137539.0031 | 0 | 734319.3672 | 1910548.3638 | 1303988.5161 | 5831726.4194 | 961560.8286 | 22956191.5802 | 22956191.5802 | 1478867.319 | 10064197.702 | 0 | 29749478.8283 | 64248735.4295 | 749.8942 | 0.85275 | 34886.3653 | 75342.6595 | 711.2057 | 1535.962
1 | 5900 | 707 | 0.03 | 15 | 15 | 7 | 1e-12 | 5spot_SharedNeighbor | Water | Porous | Wet | R245fa | MinimizeLCOE_Brownfield | IgnoreSilica | 2019 | 6.7768 | 2.8474 | 0.30774 | 4 | 25509.3963 | 53535.6552 | 520.0435 | 1091.3967 | 170.3622 | 0 | 87.4906 | 1030594.4178 | 61380.5281 | 760486.4022 | 404145.4914 | 0 | 159515.0805 | 0 | 942287.5488 | 2451638.9122 | 1673293.9337 | 7483342.3148 | 961560.8286 | 22956191.5802 | 22956191.5802 | 1478867.319 | 10064197.702 | 0 | 31401094.7236 | 65900351.3248 | 1000 | 1.231 | 25509.3963 | 53535.6552 | 520.0435 | 1091.3967
1 | 5900 | 707 | 0.03 | 15 | 15 | 7 | 1.3335e-12 | 5spot_SharedNeighbor | Water | Porous | Wet | R245fa | MinimizeLCOE_Brownfield | IgnoreSilica | 2019 | 8.9085 | 3.8772 | 0.43246 | 4 | 19325.2755 | 39269.0427 | 393.9719 | 800.5526 | 173.4776 | 0 | 89.9331 | 1296799.9855 | 79739.3808 | 971341.2427 | 537478.8799 | 0 | 185626.0307 | 0 | 1197684.3526 | 3116129.0067 | 2126822.0771 | 9511620.9559 | 961560.8286 | 22956191.5802 | 22956191.5802 | 1478867.319 | 10064197.702 | 0 | 33429373.3648 | 67928629.966 | 1333.5214 | 1.7298 | 19325.2755 | 39269.0427 | 393.9719 | 800.5526
1 | 5900 | 707 | 0.03 | 15 | 15 | 7 | 1.7783e-12 | 5spot_SharedNeighbor | Water | Porous | Wet | R245fa | MinimizeLCOE_Brownfield | IgnoreSilica | 2019 | 11.7654 | 5.2852 | 0.60691 | 4 | 14846.0151 | 29056.9306 | 302.6561 | 592.3648 | 176.4157 | 0 | 100.21 | 1633298.7961 | 103803.6251 | 1241790.775 | 718039.7619 | 0 | 217279.8651 | 0 | 1526543.001 | 3971751.7516 | 2710802.1818 | 12123309.7574 | 961560.8286 | 22956191.5802 | 22956191.5802 | 1478867.319 | 10064197.702 | 0 | 36041062.1663 | 70540318.7675 | 1778.2794 | 2.4277 | 14846.0151 | 29056.9306 | 302.6561 | 592.3648
1 | 5900 | 707 | 0.03 | 15 | 15 | 7 | 2.3714e-12 | 5spot_SharedNeighbor | Water | Porous | Wet | R245fa | MinimizeLCOE_Brownfield | IgnoreSilica | 2019 | 15.5394 | 7.1781 | 0.83598 | 4 | 11754.7832 | 22071.7916 | 239.6372 | 449.9633 | 178.4569 | 0 | 100.2814 | 2037830.44 | 131325.7597 | 1584846.2723 | 957858.4301 | 0 | 256834.1923 | 0 | 1937791.0868 | 5041734.9122 | 3441087.6749 | 15389308.7681 | 961560.8286 | 22956191.5802 | 22956191.5802 | 1478867.319 | 10064197.702 | 0 | 39307061.177 | 73806317.7782 | 2371.3737 | 3.3439 | 11754.7832 | 22071.7916 | 239.6372 | 449.9633
1 | 5900 | 707 | 0.03 | 15 | 15 | 7 | 3.1623e-12 | 5spot_SharedNeighbor | Water | Porous | Wet | R245fa | MinimizeLCOE_Brownfield | IgnoreSilica | 2019 | 20.5474 | 9.752 | 1.1397 | 4 | 9527.0865 | 17094.9187 | 194.2225 | 348.503 | 180.0304 | 0 | 116.9953 | 2530096.716 | 162709.9238 | 2025169.4682 | 1275804.6659 | 0 | 306348.925 | 0 | 2457050.5826 | 6392741.6055 | 4363177.5034 | 19513099.3904 | 961560.8286 | 22956191.5802 | 22956191.5802 | 1478867.319 | 10064197.702 | 0 | 43430851.7992 | 77930108.4004 | 3162.2777 | 4.5587 | 9527.0865 | 17094.9187 | 194.2225 | 348.503
1 | 5900 | 707 | 0.03 | 15 | 15 | 7 | 4.217e-12 | 5spot_SharedNeighbor | Water | Porous | Wet | R245fa | MinimizeLCOE_Brownfield | IgnoreSilica | 2019 | 27.1595 | 13.1323 | 1.5386 | 4 | 7885.4117 | 13491.1219 | 160.7548 | 275.0348 | 181.2333 | 0 | 89.43 | 3122858.81 | 200394.825 | 2569558.2601 | 1687448.0716 | 0 | 365968.5901 | 0 | 3099029.1371 | 8063038.1165 | 5503189.1934 | 24611485.0038 | 961560.8286 | 22956191.5802 | 22956191.5802 | 1478867.319 | 10064197.702 | 0 | 48529237.4127 | 83028494.0138 | 4216.965 | 6.1543 | 7885.4117 | 13491.1219 | 160.7548 | 275.0348
1 | 5900 | 707 | 0.03 | 15 | 15 | 7 | 5.6234e-12 | 5spot_SharedNeighbor | Water | Porous | Wet | R245fa | MinimizeLCOE_Brownfield | IgnoreSilica | 2019 | 35.8559 | 17.5794 | 2.0631 | 4 | 6650.3703 | 10830.9306 | 135.5768 | 220.8032 | 182.1496 | 0 | 83.2449 | 3839421.3984 | 245781.9338 | 3244801.4811 | 2228667.4923 | 0 | 438290.1004 | 0 | 3898815.3383 | 10143917.7533 | 6923432.3033 | 30963127.8007 | 961560.8286 | 22956191.5802 | 22956191.5802 | 1478867.319 | 10064197.702 | 0 | 54880880.2095 | 89380136.8107 | 5623.4133 | 8.2523 | 6650.3703 | 10830.9306 | 135.5768 | 220.8032
1 | 5900 | 707 | 0.03 | 15 | 15 | 7 | 7.4989e-12 | 5spot_SharedNeighbor | Water | Porous | Wet | R245fa | MinimizeLCOE_Brownfield | IgnoreSilica | 2019 | 47.1252 | 23.3409 | 2.7425 | 4 | 5714.9952 | 8859.8753 | 116.5079 | 180.6205 | 182.8316 | 0 | 110.5997 | 4694431.3211 | 299729.0945 | 4070786.7682 | 2929991.1069 | 0 | 524412.4015 | 0 | 4882546.7699 | 12703385.1473 | 8670321.3915 | 38775604.0009 | 961560.8286 | 22956191.5802 | 22956191.5802 | 1478867.319 | 10064197.702 | 0 | 62693356.4098 | 97192613.011 | 7498.9421 | 10.97 | 5714.9952 | 8859.8753 | 116.5079 | 180.6205
1 | 5900 | 707 | 0.03 | 15 | 15 | 7 | 1e-11 | 5spot_SharedNeighbor | Water | Porous | Wet | R245fa | MinimizeLCOE_Brownfield | IgnoreSilica | 2019 | 61.4636 | 30.6418 | 3.6026 | 4 | 5005.2845 | 7399.3291 | 102.0395 | 150.8453 | 183.2752 | 0 | 120.9014 | 5695363.2676 | 362632.79 | 5060999.1272 | 3820876.4765 | 0 | 625739.342 | 0 | 6070588.2913 | 15794425.485 | 10780019.9365 | 48210644.7159 | 961560.8286 | 22956191.5802 | 22956191.5802 | 1478867.319 | 10064197.702 | 0 | 72128397.1247 | 106627653.7259 | 10000 | 14.4104 | 5005.2845 | 7399.3291 | 102.0395 | 150.8453
1 | 5900 | 707 | 0.03 | 15 | 15 | 7 | 1.3335e-11 | 5spot_SharedNeighbor | Water | Porous | Wet | R245fa | MinimizeLCOE_Brownfield | IgnoreSilica | 2019 | 79.1863 | 39.5388 | 4.6475 | 4 | 4473.2989 | 6329.079 | 91.1942 | 129.0268 | 183.3823 | 0 | 109.2787 | 6827101.1818 | 433474.7116 | 6205887.7195 | 4917660.0336 | 0 | 743019.1244 | 0 | 7459585.6807 | 19408311.7697 | 13246571.5837 | 59241611.805 | 961560.8286 | 22956191.5802 | 22956191.5802 | 1478867.319 | 10064197.702 | 0 | 83159364.2138 | 117658620.815 | 13335.2143 | 18.5902 | 4473.2989 | 6329.079 | 91.1942 | 129.0268
1 | 5900 | 707 | 0.03 | 15 | 15 | 7 | 1.7783e-11 | 5spot_SharedNeighbor | Water | Porous | Wet | R245fa | MinimizeLCOE_Brownfield | IgnoreSilica | 2019 | 100.048 | 49.6917 | 5.8334 | 4 | 4086.623 | 5565.1581 | 83.3113 | 113.4533 | 183.0198 | 0 | 125.8379 | 8033164.0571 | 508681.2207 | 7450953.336 | 6198399.7635 | 0 | 873451.9101 | 0 | 8995213.6121 | 23403700.6466 | 15973506.5893 | 71437071.1354 | 961560.8286 | 22956191.5802 | 22956191.5802 | 1478867.319 | 10064197.702 | 0 | 95354823.5442 | 129854080.1454 | 17782.7941 | 23.3334 | 4086.623 | 5565.1581 | 83.3113 | 113.4533
1 | 5900 | 707 | 0.03 | 15 | 15 | 7 | 2.3714e-11 | 5spot_SharedNeighbor | Water | Porous | Wet | R245fa | MinimizeLCOE_Brownfield | IgnoreSilica | 2019 | 123.1958 | 60.3881 | 7.0702 | 4 | 3817.2858 | 5037.1754 | 77.8205 | 102.6896 | 182.1361 | 0 | 131.6695 | 9230101.3928 | 583059.4598 | 8708547.3811 | 7598306.1572 | 0 | 1012901.9589 | 0 | 10581837.3764 | 27531770.2202 | 18790998.8966 | 84037522.8431 | 961560.8286 | 22956191.5802 | 22956191.5802 | 1478867.319 | 10064197.702 | 0 | 107955275.252 | 142454531.8532 | 23713.7371 | 28.2806 | 3817.2858 | 5037.1754 | 77.8205 | 102.6896
1 | 5900 | 707 | 0.03 | 15 | 15 | 7 | 3.1623e-11 | 5spot_SharedNeighbor | Water | Porous | Wet | R245fa | MinimizeLCOE_Brownfield | IgnoreSilica | 2019 | 144.7233 | 69.7679 | 8.1712 | 4 | 3635.7835 | 4691.2995 | 74.1204 | 95.6385 | 181.0365 | 0 | 139.6997 | 10230854.9864 | 645068.4277 | 9774826.9934 | 8880323.183 | 0 | 1114419.7611 | 0 | 11951742.4071 | 31095982.1038 | 21223646.7444 | 94916864.6069 | 961560.8286 | 22956191.5802 | 22956191.5802 | 1478867.319 | 10064197.702 | 0 | 118834617.0157 | 153333873.6169 | 31622.7766 | 32.6847 | 3635.7835 | 4691.2995 | 74.1204 | 95.6385
1 | 5900 | 707 | 0.03 | 15 | 15 | 7 | 4.217e-11 | 5spot_SharedNeighbor | Water | Porous | Wet | R245fa | MinimizeLCOE_Brownfield | IgnoreSilica | 2019 | 153.8398 | 73.6058 | 8.7721 | 4 | 3501.4376 | 4484.6497 | 71.3815 | 91.4257 | 180.5487 | 0 | 190.0039 | 10629184.4305 | 669707.8433 | 10202681.6418 | 9417438.3569 | 0 | 1025997.9952 | 0 | 12458554.0044 | 32414601.9187 | 22123631.863 | 98941798.0539 | 961560.8286 | 22956191.5802 | 22956191.5802 | 1478867.319 | 10064197.702 | 0 | 122859550.4628 | 157358807.064 | 42169.6503 | 35.0883 | 3501.4376 | 4484.6497 | 71.3815 | 91.4257
1 | 5900 | 707 | 0.03 | 15 | 15 | 7 | 5.6234e-11 | 5spot_SharedNeighbor | Water | Porous | Wet | R245fa | MinimizeLCOE_Brownfield | IgnoreSilica | 2019 | 161.089 | 76.5846 | 9.2608 | 4 | 3399.1054 | 4330.4285 | 69.2954 | 88.2816 | 180.139 | 0 | 254.064 | 10934308.6345 | 688566.4166 | 10531681.3133 | 9842149.3365 | 0 | 934482.5902 | 0 | 12843163.4335 | 33415276.7589 | 22806613.0032 | 101996241.4867 | 961560.8286 | 22956191.5802 | 22956191.5802 | 1478867.319 | 10064197.702 | 0 | 125913993.8955 | 160413250.4967 | 56234.1325 | 37.0433 | 3399.1054 | 4330.4285 | 69.2954 | 88.2816
1 | 5900 | 707 | 0.03 | 15 | 15 | 7 | 7.4989e-11 | 5spot_SharedNeighbor | Water | Porous | Wet | R245fa | MinimizeLCOE_Brownfield | IgnoreSilica | 2019 | 166.4692 | 78.7599 | 9.6387 | 4 | 3321.4538 | 4216.268 | 67.7123 | 85.9543 | 179.8227 | 0 | 253.8939 | 11153693.4703 | 701877.1956 | 10770553.7436 | 10153897.3161 | 0 | 843239.7985 | 0 | 13113071.9945 | 34117523.4686 | 23285910.8124 | 104139767.7997 | 961560.8286 | 22956191.5802 | 22956191.5802 | 1478867.319 | 10064197.702 | 0 | 128057520.2085 | 162556776.8097 | 74989.4209 | 38.5547 | 3321.4538 | 4216.268 | 67.7123 | 85.9543
1 | 5900 | 707 | 0.03 | 15 | 15 | 7 | 1e-10 | 5spot_SharedNeighbor | Water | Porous | Wet | R245fa | MinimizeLCOE_Brownfield | IgnoreSilica | 2019 | 171.6218 | 80.819 | 9.9717 | 4 | 3262.5821 | 4127.5092 | 66.5121 | 84.1449 | 179.5134 | 0 | 284.3495 | 11358633.215 | 714098.9487 | 10995630.6111 | 10449759.4724 | 0 | 775655.8055 | 0 | 13374573.4406 | 34797896.5901 | 23750279.448 | 106216527.5314 | 961560.8286 | 22956191.5802 | 22956191.5802 | 1478867.319 | 10064197.702 | 0 | 130134279.9402 | 164633536.5414 | 100000 | 39.8869 | 3262.5821 | 4127.5092 | 66.5121 | 84.1449
1 | 5900 | 707 | 0.03 | 15 | 15 | 7 | 1.3335e-10 | 5spot_SharedNeighbor | Water | Porous | Wet | R245fa | MinimizeLCOE_Brownfield | IgnoreSilica | 2019 | 174.9345 | 82.1324 | 10.2072 | 4 | 3217.8286 | 4062.8053 | 65.5998 | 82.8258 | 179.3154 | 0 | 289.4764 | 11488531.0375 | 721832.2392 | 11138614.3488 | 10639669.3669 | 0 | 707198.8884 | 0 | 13531379.8935 | 35205874.8153 | 24028732.9698 | 107461833.5594 | 961560.8286 | 22956191.5802 | 22956191.5802 | 1478867.319 | 10064197.702 | 0 | 131379585.9683 | 165878842.5695 | 133352.1432 | 40.8286 | 3217.8286 | 4062.8053 | 65.5998 | 82.8258
1 | 5900 | 707 | 0.03 | 15 | 15 | 7 | 1.7783e-10 | 5spot_SharedNeighbor | Water | Porous | Wet | R245fa | MinimizeLCOE_Brownfield | IgnoreSilica | 2019 | 176.7593 | 82.8176 | 10.3582 | 4 | 3184.4334 | 4017.0919 | 64.919 | 81.8939 | 179.179 | 0 | 293.9082 | 11555797.7888 | 725786.1059 | 11213081.718 | 10742605.2851 | 0 | 639369.7133 | 0 | 13601889.8383 | 35389327.2281 | 24153943.0112 | 108021800.6888 | 961560.8286 | 22956191.5802 | 22956191.5802 | 1478867.319 | 10064197.702 | 0 | 131939553.0976 | 166438809.6988 | 177827.941 | 41.4327 | 3184.4334 | 4017.0919 | 64.919 | 81.8939
1 | 5900 | 707 | 0.03 | 15 | 15 | 7 | 2.3714e-10 | 5spot_SharedNeighbor | Water | Porous | Wet | R245fa | MinimizeLCOE_Brownfield | IgnoreSilica | 2019 | 182.4675 | 84.9438 | 10.631 | 4 | 3158.5832 | 3969.8714 | 64.392 | 80.9312 | 178.8232 | 0 | 286.3587 | 11768157.7436 | 739114.0952 | 11442557.646 | 11049169.3672 | 0 | 644831.1832 | 0 | 13901093.7137 | 36167794.3367 | 24685262.8087 | 110397980.8943 | 961560.8286 | 22956191.5802 | 22956191.5802 | 1478867.319 | 10064197.702 | 0 | 134315733.3032 | 168814989.9043 | 237137.3706 | 42.524 | 3158.5832 | 3969.8714 | 64.392 | 80.9312
1 | 5900 | 707 | 0.03 | 15 | 15 | 7 | 3.1623e-10 | 5spot_SharedNeighbor | Water | Porous | Wet | R245fa | MinimizeLCOE_Brownfield | IgnoreSilica | 2019 | 183.9265 | 85.4566 | 10.7338 | 4 | 3138.85 | 3942.3705 | 63.9897 | 80.3706 | 178.731 | 0 | 314.52 | 11820288.0864 | 742589.2151 | 11497532.8952 | 11122011.4606 | 0 | 607086.0698 | 0 | 13957908.0136 | 36315613.4909 | 24786152.4188 | 110849181.6506 | 961560.8286 | 22956191.5802 | 22956191.5802 | 1478867.319 | 10064197.702 | 0 | 134766934.0594 | 169266190.6606 | 316227.766 | 42.9351 | 3138.85 | 3942.3705 | 63.9897 | 80.3706
1 | 5900 | 707 | 0.03 | 15 | 15 | 7 | 4.217e-10 | 5spot_SharedNeighbor | Water | Porous | Wet | R245fa | MinimizeLCOE_Brownfield | IgnoreSilica | 2019 | 184.9929 | 85.8289 | 10.8104 | 4 | 3123.9778 | 3921.8045 | 63.6865 | 79.9513 | 178.6632 | 0 | 350.4131 | 11858106.6972 | 745114.1876 | 11537404.5447 | 11175030.8213 | 0 | 576746.1041 | 0 | 13998036.9184 | 36420020.6696 | 24857412.4636 | 111167872.4065 | 961560.8286 | 22956191.5802 | 22956191.5802 | 1478867.319 | 10064197.702 | 0 | 135085624.8154 | 169584881.4166 | 421696.5034 | 43.2415 | 3123.9778 | 3921.8045 | 63.6865 | 79.9513
1 | 5900 | 707 | 0.03 | 15 | 15 | 7 | 5.6234e-10 | 5spot_SharedNeighbor | Water | Porous | Wet | R245fa | MinimizeLCOE_Brownfield | IgnoreSilica | 2019 | 185.7823 | 86.103 | 10.8677 | 4 | 3112.7786 | 3906.3949 | 63.4582 | 79.6371 | 178.6128 | 0 | 369.3267 | 11885931.7623 | 746974.4194 | 11566731.6088 | 11214141.0508 | 0 | 552826.9579 | 0 | 14026976.2616 | 36495314.9043 | 24908802.3259 | 111397699.291 | 961560.8286 | 22956191.5802 | 22956191.5802 | 1478867.319 | 10064197.702 | 0 | 135315451.6999 | 169814708.3011 | 562341.3252 | 43.471 | 3112.7786 | 3906.3949 | 63.4582 | 79.6371
1 | 5900 | 707 | 0.03 | 15 | 15 | 7 | 7.4989e-10 | 5spot_SharedNeighbor | Water | Porous | Wet | R245fa | MinimizeLCOE_Brownfield | IgnoreSilica | 2019 | 186.365 | 86.3046 | 10.9106 | 4 | 3104.3513 | 3894.8509 | 63.2864 | 79.4018 | 178.5754 | 0 | 352.5158 | 11906389.5269 | 748343.2178 | 11588290.7358 | 11242947.0402 | 0 | 534142.6987 | 0 | 14047844.1556 | 36549608.8838 | 24945859.0826 | 111563425.3415 | 961560.8286 | 22956191.5802 | 22956191.5802 | 1478867.319 | 10064197.702 | 0 | 135481177.7504 | 169980434.3516 | 749894.2093 | 43.6423 | 3104.3513 | 3894.8509 | 63.2864 | 79.4018
1 | 5900 | 707 | 0.03 | 15 | 15 | 7 | 1e-09 | 5spot_SharedNeighbor | Water | Porous | Wet | R245fa | MinimizeLCOE_Brownfield | IgnoreSilica | 2019 | 186.7936 | 86.4525 | 10.9425 | 4 | 3098.0142 | 3886.2069 | 63.1572 | 79.2256 | 178.5479 | 0 | 313.2985 | 11921392.5988 | 749347.6703 | 11604099.7496 | 11264100.4568 | 0 | 519643.1841 | 0 | 14062847.6272 | 36588644.8394 | 24972501.9243 | 111682578.0505 | 961560.8286 | 22956191.5802 | 22956191.5802 | 1478867.319 | 10064197.702 | 0 | 135600330.4593 | 170099587.0605 | 1000000 | 43.7701 | 3098.0142 | 3886.2069 | 63.1572 | 79.2256
1 | 5900 | 707 | 0.03 | 15 | 15 | 7 | 1.3335e-09 | 5spot_SharedNeighbor | Water | Porous | Wet | R245fa | MinimizeLCOE_Brownfield | IgnoreSilica | 2019 | 187.1077 | 86.5606 | 10.9663 | 4 | 3093.2516 | 3879.7376 | 63.0601 | 79.0937 | 178.5276 | 0 | 312.9929 | 11932363.2603 | 750082.5049 | 11615658.6584 | 11279583.8027 | 0 | 508446.8142 | 0 | 14073592.6658 | 36616601.2256 | 24991582.7324 | 111767911.6642 | 961560.8286 | 22956191.5802 | 22956191.5802 | 1478867.319 | 10064197.702 | 0 | 135685664.0731 | 170184920.6743 | 1333521.4322 | 43.8651 | 3093.2516 | 3879.7376 | 63.0601 | 79.0937
1 | 5900 | 707 | 0.03 | 15 | 15 | 7 | 1.7783e-09 | 5spot_SharedNeighbor | Water | Porous | Wet | R245fa | MinimizeLCOE_Brownfield | IgnoreSilica | 2019 | 187.3318 | 86.6377 | 10.9837 | 4 | 3089.6739 | 3874.9114 | 62.9872 | 78.9953 | 178.5132 | 0 | 303.476 | 11940175.4469 | 750606.0086 | 11623888.8383 | 11290618.2265 | 0 | 499757.4672 | 0 | 14080967.9351 | 36635790.1636 | 25004679.5768 | 111826483.6631 | 961560.8286 | 22956191.5802 | 22956191.5802 | 1478867.319 | 10064197.702 | 0 | 135744236.0719 | 170243492.6731 | 1778279.41 | 43.9348 | 3089.6739 | 3874.9114 | 62.9872 | 78.9953
1 | 5900 | 707 | 0.03 | 15 | 15 | 7 | 2.3714e-09 | 5spot_SharedNeighbor | Water | Porous | Wet | R245fa | MinimizeLCOE_Brownfield | IgnoreSilica | 2019 | 187.5144 | 86.7004 | 10.9973 | 4 | 3086.9875 | 3871.254 | 62.9324 | 78.9207 | 178.5014 | 0 | 346.6676 | 11946537.8682 | 751032.3662 | 11630592.087 | 11299607.9883 | 0 | 493376.6086 | 0 | 14087247.2981 | 36652127.778 | 25015830.3344 | 111876352.3287 | 961560.8286 | 22956191.5802 | 22956191.5802 | 1478867.319 | 10064197.702 | 0 | 135794104.7376 | 170293361.3387 | 2371373.7057 | 43.9892 | 3086.9875 | 3871.254 | 62.9324 | 78.9207
1 | 5900 | 707 | 0.03 | 15 | 15 | 7 | 3.1623e-09 | 5spot_SharedNeighbor | Water | Porous | Wet | R245fa | MinimizeLCOE_Brownfield | IgnoreSilica | 2019 | 187.6413 | 86.744 | 11.0072 | 4 | 3084.9708 | 3868.5351 | 62.8913 | 78.8653 | 178.4932 | 0 | 313.6782 | 11950951.7342 | 751328.2594 | 11635241.8469 | 11305848.0273 | 0 | 488403.3146 | 0 | 14091391.5411 | 36662910.2482 | 25023189.5918 | 111909264.5635 | 961560.8286 | 22956191.5802 | 22956191.5802 | 1478867.319 | 10064197.702 | 0 | 135827016.9723 | 170326273.5735 | 3162277.6602 | 44.0286 | 3084.9708 | 3868.5351 | 62.8913 | 78.8653
1 | 5900 | 707 | 0.03 | 15 | 15 | 7 | 4.217e-09 | 5spot_SharedNeighbor | Water | Porous | Wet | R245fa | MinimizeLCOE_Brownfield | IgnoreSilica | 2019 | 187.7339 | 86.7757 | 11.0145 | 4 | 3083.4574 | 3866.5018 | 62.8604 | 78.8239 | 178.4872 | 0 | 308.5297 | 11954170.8146 | 751544.1007 | 11638632.7833 | 11310400.5109 | 0 | 484612.4208 | 0 | 14094350.6458 | 36670609.2316 | 25028444.3063 | 111932764.8141 | 961560.8286 | 22956191.5802 | 22956191.5802 | 1478867.319 | 10064197.702 | 0 | 135850517.2229 | 170349773.8241 | 4216965.0343 | 44.0579 | 3083.4574 | 3866.5018 | 62.8604 | 78.8239
1 | 5900 | 707 | 0.03 | 15 | 15 | 7 | 5.6234e-09 | 5spot_SharedNeighbor | Water | Porous | Wet | R245fa | MinimizeLCOE_Brownfield | IgnoreSilica | 2019 | 187.8117 | 86.8024 | 11.0202 | 4 | 3082.3218 | 3864.956 | 62.8373 | 78.7924 | 178.4822 | 0 | 332.2459 | 11956875.947 | 751725.4437 | 11641482.6748 | 11314226.053 | 0 | 481876.5014 | 0 | 14097012.7817 | 36677535.5632 | 25033171.6698 | 111953906.6346 | 961560.8286 | 22956191.5802 | 22956191.5802 | 1478867.319 | 10064197.702 | 0 | 135871659.0434 | 170370915.6446 | 5623413.2519 | 44.0809 | 3082.3218 | 3864.956 | 62.8373 | 78.7924
1 | 5900 | 707 | 0.03 | 15 | 15 | 7 | 7.4989e-09 | 5spot_SharedNeighbor | Water | Porous | Wet | R245fa | MinimizeLCOE_Brownfield | IgnoreSilica | 2019 | 187.8628 | 86.8199 | 11.0243 | 4 | 3081.4698 | 3863.8143 | 62.8199 | 78.7691 | 178.4789 | 0 | 355.5231 | 11958650.7833 | 751844.4742 | 11643352.1662 | 11316737.1304 | 0 | 479712.0924 | 0 | 14098615.6922 | 36681706.0074 | 25036018.0837 | 111966636.43 | 961560.8286 | 22956191.5802 | 22956191.5802 | 1478867.319 | 10064197.702 | 0 | 135884388.8388 | 170383645.44 | 7498942.0933 | 44.0973 | 3081.4698 | 3863.8143 | 62.8199 | 78.7691
1 | 5900 | 707 | 0.03 | 15 | 15 | 7 | 1e-08 | 5spot_SharedNeighbor | Water | Porous | Wet | R245fa | MinimizeLCOE_Brownfield | IgnoreSilica | 2019 | 187.8971 | 86.8316 | 11.0272 | 4 | 3080.8306 | 3862.9681 | 62.8069 | 78.7518 | 178.4767 | 0 | 330.9523 | 11959839.1549 | 751924.2046 | 11644603.7133 | 11318419.1167 | 0 | 478025.4229 | 0 | 14099596.5289 | 36684257.9432 | 25037759.8323 | 111974425.9169 | 961560.8286 | 22956191.5802 | 22956191.5802 | 1478867.319 | 10064197.702 | 0 | 135892178.3257 | 170391434.9269 | 10000000 | 44.1089 | 3080.8306 | 3862.9681 | 62.8069 | 78.7518
1 | 6000 | 707 | 0.03 | 15 | 15 | 7 | 1e-13 | 5spot_SharedNeighbor | Water | Porous | Wet | R245fa | MinimizeLCOE_Brownfield | IgnoreSilica | 2019 | 0 | 0 | 0 | 0 |  |  |  |  | 15 |  | 25.4267 | [19 empty] | 100 | 0
1 | 6000 | 707 | 0.03 | 15 | 15 | 7 | 1.3335e-13 | 5spot_SharedNeighbor | Water | Porous | Wet | R245fa | MinimizeLCOE_Brownfield | IgnoreSilica | 2019 | 1.0887 | 0.22902 | 0.0087504 | 4 | 732884.2209 | 1740602.8458 | 14940.8361 | 35484.5434 | 116.881 | 0 | 56.6319 | 140071.3768 | 5484.1839 | 104984.4058 | 64850.2467 | 0 | 66424.8936 | 0 | 148907.8917 | 387427.7889 | 264427.4268 | 1182578.2141 | 961560.8286 | 23508061.4514 | 23508061.4514 | 1478867.319 | 10284945.6504 | 0 | 25652200.4941 | 60924074.915 | 133.3521 | 0.035002 | 732884.2209 | 1740602.8458 | 14940.8361 | 35484.5434
1 | 6000 | 707 | 0.03 | 15 | 15 | 7 | 1.7783e-13 | 5spot_SharedNeighbor | Water | Porous | Wet | R245fa | MinimizeLCOE_Brownfield | IgnoreSilica | 2019 | 1.3982 | 0.34874 | 0.019876 | 4 | 327576.0193 | 771225.0726 | 6678.0802 | 15722.4663 | 128.5376 | 0 | 54.6409 | 199171.4087 | 8478.0939 | 145786.1091 | 81135.5151 | 0 | 73615.099 | 0 | 198192.6281 | 515656.5634 | 351946.2002 | 1573981.6176 | 961560.8286 | 23508061.4514 | 23508061.4514 | 1478867.319 | 10284945.6504 | 0 | 26043603.8976 | 61315478.3184 | 177.8279 | 0.079504 | 327576.0193 | 771225.0726 | 6678.0802 | 15722.4663
1 | 6000 | 707 | 0.03 | 15 | 15 | 7 | 2.3714e-13 | 5spot_SharedNeighbor | Water | Porous | Wet | R245fa | MinimizeLCOE_Brownfield | IgnoreSilica | 2019 | 1.8264 | 0.52924 | 0.038028 | 4 | 174781.2459 | 406661.5749 | 3563.1521 | 8290.3463 | 139.6278 | 0 | 300.8329 | 280157.4186 | 12930.8068 | 202019.1471 | 104866.7697 | 0 | 83461.4427 | 0 | 266539.8782 | 693482.0881 | 473315.7748 | 2116773.3261 | 961560.8286 | 23508061.4514 | 23508061.4514 | 1478867.319 | 10284945.6504 | 0 | 26586395.6061 | 61858270.0269 | 237.1374 | 0.15211 | 174781.2459 | 406661.5749 | 3563.1521 | 8290.3463
1 | 6000 | 707 | 0.03 | 15 | 15 | 7 | 3.1623e-13 | 5spot_SharedNeighbor | Water | Porous | Wet | R245fa | MinimizeLCOE_Brownfield | IgnoreSilica | 2019 | 2.371 | 0.77397 | 0.064698 | 4 | 105341.4778 | 241634.8913 | 2147.5285 | 4926.0541 | 148.9479 | 0 | 394.0082 | 379953.9542 | 18823.7507 | 272121.1926 | 136680.201 | 0 | 93892.6818 | 0 | 351573.9943 | 914723.4155 | 624317.5268 | 2792086.7169 | 961560.8286 | 23508061.4514 | 23508061.4514 | 1478867.319 | 10284945.6504 | 0 | 27261708.9969 | 62533583.4177 | 316.2278 | 0.25879 | 105341.4778 | 241634.8913 | 2147.5285 | 4926.0541
1 | 6000 | 707 | 0.03 | 15 | 15 | 7 | 4.217e-13 | 5spot_SharedNeighbor | Water | Porous | Wet | R245fa | MinimizeLCOE_Brownfield | IgnoreSilica | 2019 | 3.0906 | 1.1119 | 0.10333 | 4 | 68048.0862 | 153383.7266 | 1387.2523 | 3126.9347 | 156.8899 | 0 | 518.3368 | 505461.7419 | 26692.0622 | 361691.0275 | 180404.7542 | 0 | 106399.0651 | 0 | 460452.9739 | 1198004.1861 | 817662.4735 | 3656768.2844 | 961560.8286 | 23508061.4514 | 23508061.4514 | 1478867.319 | 10284945.6504 | 0 | 28126390.5645 | 63398264.9853 | 421.6965 | 0.41333 | 68048.0862 | 153383.7266 | 1387.2523 | 3126.9347
1 | 6000 | 707 | 0.03 | 15 | 15 | 7 | 5.6234e-13 | 5spot_SharedNeighbor | Water | Porous | Wet | R245fa | MinimizeLCOE_Brownfield | IgnoreSilica | 2019 | 4.0311 | 1.5656 | 0.157 | 4 | 46502.18 | 102669.0061 | 948.0098 | 2093.0466 | 163.4228 | 0 | 80.4135 | 658872.4527 | 36762.7326 | 473557.2509 | 238005.3867 | 0 | 120932.7537 | 0 | 595970.9249 | 1550594.0961 | 1058312.3321 | 4733007.9297 | 961560.8286 | 23508061.4514 | 23508061.4514 | 1478867.319 | 10284945.6504 | 0 | 29202630.2097 | 64474504.6306 | 562.3413 | 0.62798 | 46502.18 | 102669.0061 | 948.0098 | 2093.0466
1 | 6000 | 707 | 0.03 | 15 | 15 | 7 | 7.4989e-13 | 5spot_SharedNeighbor | Water | Porous | Wet | R245fa | MinimizeLCOE_Brownfield | IgnoreSilica | 2019 | 5.2615 | 2.1699 | 0.23035 | 4 | 33146.438 | 71427.2073 | 675.735 | 1456.1402 | 168.7038 | 0 | 94.2456 | 845609.9448 | 49512.8329 | 612654.4056 | 314554.8392 | 0 | 137947.4818 | 0 | 764509.0067 | 1989095.613 | 1357598.6277 | 6071482.7515 | 961560.8286 | 23508061.4514 | 23508061.4514 | 1478867.319 | 10284945.6504 | 0 | 30541105.0316 | 65812979.4524 | 749.8942 | 0.9214 | 33146.438 | 71427.2073 | 675.735 | 1456.1402
1 | 6000 | 707 | 0.03 | 15 | 15 | 7 | 1e-12 | 5spot_SharedNeighbor | Water | Porous | Wet | R245fa | MinimizeLCOE_Brownfield | IgnoreSilica | 2019 | 6.9205 | 2.995 | 0.33213 | 4 | 24287.2818 | 50837.4284 | 495.1291 | 1036.3897 | 172.9603 | 0 | 92.8437 | 1079325.834 | 66054.7076 | 790388.5533 | 421448.951 | 0 | 159862.2172 | 0 | 981661.3026 | 2554081.343 | 1743212.9977 | 7796035.9064 | 961560.8286 | 23508061.4514 | 23508061.4514 | 1478867.319 | 10284945.6504 | 0 | 32265658.1865 | 67537532.6073 | 1000 | 1.3285 | 24287.2818 | 50837.4284 | 495.1291 | 1036.3897
1 | 6000 | 707 | 0.03 | 15 | 15 | 7 | 1.3335e-12 | 5spot_SharedNeighbor | Water | Porous | Wet | R245fa | MinimizeLCOE_Brownfield | IgnoreSilica | 2019 | 9.0937 | 4.0778 | 0.46728 | 4 | 18395.248 | 37266.0596 | 375.012 | 759.719 | 176.2429 | 0 | 85.2313 | 1359666.2433 | 86327.6747 | 1009243.9763 | 559897.5038 | 0 | 185559.8954 | 0 | 1248271.1645 | 3247745.5143 | 2216653.048 | 9913365.0203 | 961560.8286 | 23508061.4514 | 23508061.4514 | 1478867.319 | 10284945.6504 | 0 | 34382987.3004 | 69654861.7212 | 1333.5214 | 1.8691 | 18395.248 | 37266.0596 | 375.012 | 759.719
1 | 6000 | 707 | 0.03 | 15 | 15 | 7 | 1.7783e-12 | 5spot_SharedNeighbor | Water | Porous | Wet | R245fa | MinimizeLCOE_Brownfield | IgnoreSilica | 2019 | 12.0043 | 5.6162 | 0.65397 | 4 | 14203.9387 | 27687.6183 | 289.5665 | 564.4495 | 179.0822 | 0 | 86.2518 | 1712834.6397 | 110311.6967 | 1302517.4523 | 751635.0378 | 0 | 218708.4866 | 0 | 1597442.8521 | 4156218.6206 | 2836704.6103 | 12686373.396 | 961560.8286 | 23508061.4514 | 23508061.4514 | 1478867.319 | 10284945.6504 | 0 | 37155995.676 | 72427870.0969 | 1778.2794 | 2.6159 | 14203.9387 | 27687.6183 | 289.5665 | 564.4495
1 | 6000 | 707 | 0.03 | 15 | 15 | 7 | 2.3714e-12 | 5spot_SharedNeighbor | Water | Porous | Wet | R245fa | MinimizeLCOE_Brownfield | IgnoreSilica | 2019 | 15.8559 | 7.6567 | 0.89655 | 4 | 11308.3116 | 21143.7328 | 230.5352 | 431.0436 | 181.1467 | 0 | 75.2718 | 2132692.2175 | 137364.4286 | 1668844.7396 | 994814.5293 | 0 | 259383.1049 | 0 | 2025308.6178 | 5269437.5756 | 3596499.4214 | 16084344.6347 | 961560.8286 | 23508061.4514 | 23508061.4514 | 1478867.319 | 10284945.6504 | 0 | 40553966.9148 | 75825841.3356 | 2371.3737 | 3.5862 | 11308.3116 | 21143.7328 | 230.5352 | 431.0436
1 | 6000 | 707 | 0.03 | 15 | 15 | 7 | 3.1623e-12 | 5spot_SharedNeighbor | Water | Porous | Wet | R245fa | MinimizeLCOE_Brownfield | IgnoreSilica | 2019 | 20.9495 | 10.3611 | 1.2172 | 4 | 9198.7492 | 16442.9278 | 187.5289 | 335.2113 | 182.7337 | 0 | 108.5062 | 2640794.5552 | 169758.004 | 2125731.8432 | 1315351.3646 | 0 | 308707.9801 | 0 | 2558534.0614 | 6656780.8002 | 4543389.6793 | 20319048.2881 | 961560.8286 | 23508061.4514 | 23508061.4514 | 1478867.319 | 10284945.6504 | 0 | 44788670.5681 | 80060544.9889 | 3162.2777 | 4.869 | 9198.7492 | 16442.9278 | 187.5289 | 335.2113
1 | 6000 | 707 | 0.03 | 15 | 15 | 7 | 4.217e-12 | 5spot_SharedNeighbor | Water | Porous | Wet | R245fa | MinimizeLCOE_Brownfield | IgnoreSilica | 2019 | 27.6905 | 13.9408 | 1.6415 | 4 | 7627.6117 | 12999.3812 | 155.4992 | 265.01 | 183.9507 | 0 | 105.3663 | 3257767.7381 | 208953.3222 | 2695354.7307 | 1739099.7802 | 0 | 368881.2252 | 0 | 3225322.1506 | 8391626.6313 | 5727457.6066 | 25614463.1849 | 961560.8286 | 23508061.4514 | 23508061.4514 | 1478867.319 | 10284945.6504 | 0 | 50084085.465 | 85355959.8858 | 4216.965 | 6.5662 | 7627.6117 | 12999.3812 | 155.4992 | 265.01
1 | 6000 | 707 | 0.03 | 15 | 15 | 7 | 5.6234e-12 | 5spot_SharedNeighbor | Water | Porous | Wet | R245fa | MinimizeLCOE_Brownfield | IgnoreSilica | 2019 | 36.5332 | 18.6385 | 2.1982 | 4 | 6444.3916 | 10455.7953 | 131.3776 | 213.1555 | 184.8756 | 0 | 90.2997 | 4001993.2072 | 256056.0583 | 3400274.3452 | 2295020.9341 | 0 | 441436.3499 | 0 | 4053964.5489 | 10547584.1739 | 7198942.9298 | 32195272.5473 | 961560.8286 | 23508061.4514 | 23508061.4514 | 1478867.319 | 10284945.6504 | 0 | 56664894.8274 | 91936769.2482 | 5623.4133 | 8.7929 | 6444.3916 | 10455.7953 | 131.3776 | 213.1555
1 | 6000 | 707 | 0.03 | 15 | 15 | 7 | 7.4989e-12 | 5spot_SharedNeighbor | Water | Porous | Wet | R245fa | MinimizeLCOE_Brownfield | IgnoreSilica | 2019 | 47.9948 | 24.7245 | 2.9192 | 4 | 5545.9738 | 8566.6447 | 113.0622 | 174.6426 | 185.5629 | 0 | 92.2611 | 4890300.5301 | 312058.6377 | 4262718.9976 | 3015154.0269 | 0 | 528000.5213 | 0 | 5073210.7583 | 13199453.7344 | 9008898.3954 | 40289795.6016 | 961560.8286 | 23508061.4514 | 23508061.4514 | 1478867.319 | 10284945.6504 | 0 | 64759417.8816 | 100031292.3024 | 7498.9421 | 11.6768 | 5545.9738 | 8566.6447 | 113.0622 | 174.6426
1 | 6000 | 707 | 0.03 | 15 | 15 | 7 | 1e-11 | 5spot_SharedNeighbor | Water | Porous | Wet | R245fa | MinimizeLCOE_Brownfield | IgnoreSilica | 2019 | 62.5574 | 32.4243 | 3.8305 | 4 | 4863.7225 | 7165.7623 | 99.1536 | 146.0838 | 186.0005 | 0 | 107.9449 | 5928885.902 | 377273.5176 | 5295184.7766 | 3929163.6909 | 0 | 629736.8431 | 0 | 6302495.4448 | 16397800.3277 | 11191835.6647 | 50052376.1673 | 961560.8286 | 23508061.4514 | 23508061.4514 | 1478867.319 | 10284945.6504 | 0 | 74521998.4473 | 109793872.8682 | 10000 | 15.322 | 4863.7225 | 7165.7623 | 99.1536 | 146.0838
1 | 6000 | 707 | 0.03 | 15 | 15 | 7 | 1.3335e-11 | 5spot_SharedNeighbor | Water | Porous | Wet | R245fa | MinimizeLCOE_Brownfield | IgnoreSilica | 2019 | 80.489 | 41.7649 | 4.9329 | 4 | 4352.6863 | 6140.2525 | 88.7354 | 125.1774 | 186.0809 | 0 | 120.9295 | 7098406.5586 | 450417.0495 | 6483860.926 | 5049899.5797 | 0 | 746807.8089 | 0 | 7733462.8499 | 20120883.984 | 13732916.7619 | 61416655.5184 | 961560.8286 | 23508061.4514 | 23508061.4514 | 1478867.319 | 10284945.6504 | 0 | 85886277.7984 | 121158152.2193 | 13335.2143 | 19.7318 | 4352.6863 | 6140.2525 | 88.7354 | 125.1774
1 | 6000 | 707 | 0.03 | 15 | 15 | 7 | 1.7783e-11 | 5spot_SharedNeighbor | Water | Porous | Wet | R245fa | MinimizeLCOE_Brownfield | IgnoreSilica | 2019 | 101.522 | 52.3766 | 6.1788 | 4 | 3981.3186 | 5408.4611 | 81.1646 | 110.2588 | 185.6687 | 0 | 146.8016 | 8339946.7853 | 527768.2514 | 7771319.5121 | 6353520.8814 | 0 | 876592.3731 | 0 | 9308967.6433 | 24220024.276 | 16530664.2401 | 73928803.9627 | 961560.8286 | 23508061.4514 | 23508061.4514 | 1478867.319 | 10284945.6504 | 0 | 98398426.2427 | 133670300.6636 | 17782.7941 | 24.715 | 3981.3186 | 5408.4611 | 81.1646 | 110.2588
1 | 6000 | 707 | 0.03 | 15 | 15 | 7 | 2.3714e-11 | 5spot_SharedNeighbor | Water | Porous | Wet | R245fa | MinimizeLCOE_Brownfield | IgnoreSilica | 2019 | 124.7622 | 63.5072 | 7.473 | 4 | 3722.6638 | 4902.6427 | 75.8915 | 99.947 | 184.7171 | 0 | 124.1938 | 9567463.6245 | 603980.5404 | 9066569.1172 | 7774492.2607 | 0 | 1014927.2467 | 0 | 10930698.7879 | 28439436.0514 | 19410499.4771 | 86808067.1058 | 961560.8286 | 23508061.4514 | 23508061.4514 | 1478867.319 | 10284945.6504 | 0 | 111277689.3859 | 146549563.8067 | 23713.7371 | 29.892 | 3722.6638 | 4902.6427 | 75.8915 | 99.947
1 | 6000 | 707 | 0.03 | 15 | 15 | 7 | 3.1623e-11 | 5spot_SharedNeighbor | Water | Porous | Wet | R245fa | MinimizeLCOE_Brownfield | IgnoreSilica | 2019 | 147.4493 | 73.7529 | 8.6661 | 4 | 3547.9428 | 4565.4695 | 72.3296 | 93.0733 | 183.5029 | 0 | 130.1202 | 10644338.3434 | 670644.7625 | 10218995.8649 | 9140430.0676 | 0 | 1133583.786 | 0 | 12405117.2015 | 32275570.3188 | 22028739.9393 | 98517420.2839 | 961560.8286 | 23508061.4514 | 23508061.4514 | 1478867.319 | 10284945.6504 | 0 | 122987042.5639 | 158258916.9848 | 31622.7766 | 34.6643 | 3547.9428 | 4565.4695 | 72.3296 | 93.0733
1 | 6000 | 707 | 0.03 | 15 | 15 | 7 | 4.217e-11 | 5spot_SharedNeighbor | Water | Porous | Wet | R245fa | MinimizeLCOE_Brownfield | IgnoreSilica | 2019 | 156.564 | 77.7226 | 9.2886 | 4 | 3420.3052 | 4369.6385 | 69.7275 | 89.081 | 182.9854 | 0 | 178.8987 | 11049996.5039 | 695713.2125 | 10656700.3371 | 9684870.7218 | 0 | 1041954.8271 | 0 | 12920401.8849 | 33616235.3657 | 22943771.3816 | 102609644.2345 | 961560.8286 | 23508061.4514 | 23508061.4514 | 1478867.319 | 10284945.6504 | 0 | 127079266.5145 | 162351140.9354 | 42169.6503 | 37.1544 | 3420.3052 | 4369.6385 | 69.7275 | 89.081
1 | 6000 | 707 | 0.03 | 15 | 15 | 7 | 5.6234e-11 | 5spot_SharedNeighbor | Water | Porous | Wet | R245fa | MinimizeLCOE_Brownfield | IgnoreSilica | 2019 | 163.8734 | 80.8246 | 9.7959 | 4 | 3323.0147 | 4223.1864 | 67.7441 | 86.0954 | 182.5488 | 0 | 217.4484 | 11362920.4421 | 715035.279 | 10995616.2645 | 10116805.6813 | 0 | 948806.8791 | 0 | 13314281.9729 | 34641030.5587 | 23643215.1583 | 105737712.2358 | 961560.8286 | 23508061.4514 | 23508061.4514 | 1478867.319 | 10284945.6504 | 0 | 130207334.5158 | 165479208.9367 | 56234.1325 | 39.1835 | 3323.0147 | 4223.1864 | 67.7441 | 86.0954
1 | 6000 | 707 | 0.03 | 15 | 15 | 7 | 7.4989e-11 | 5spot_SharedNeighbor | Water | Porous | Wet | R245fa | MinimizeLCOE_Brownfield | IgnoreSilica | 2019 | 169.6144 | 83.2126 | 10.2005 | 4 | 3249.0659 | 4113.5305 | 66.2366 | 83.8599 | 182.1931 | 0 | 262.0458 | 11601518.6468 | 729758.9963 | 11254757.2515 | 10454668.3254 | 0 | 860773.9091 | 0 | 13611576.0803 | 35414528.8429 | 24171143.6311 | 108098725.6834 | 961560.8286 | 23508061.4514 | 23508061.4514 | 1478867.319 | 10284945.6504 | 0 | 132568347.9634 | 167840222.3843 | 74989.4209 | 40.802 | 3249.0659 | 4113.5305 | 66.2366 | 83.8599
1 | 6000 | 707 | 0.03 | 15 | 15 | 7 | 1e-10 | 5spot_SharedNeighbor | Water | Porous | Wet | R245fa | MinimizeLCOE_Brownfield | IgnoreSilica | 2019 | 174.0675 | 85.0346 | 10.5181 | 4 | 3192.9657 | 4031.325 | 65.0929 | 82.184 | 181.9099 | 0 | 279.2457 | 11782263.4171 | 740907.5444 | 11451472.7296 | 10715690.9365 | 0 | 781878.4799 | 0 | 13834163.1119 | 35993654.6401 | 24566408.8875 | 109866439.7469 | 961560.8286 | 23508061.4514 | 23508061.4514 | 1478867.319 | 10284945.6504 | 0 | 134336062.027 | 169607936.4478 | 100000 | 42.0725 | 3192.9657 | 4031.325 | 65.0929 | 82.184
1 | 6000 | 707 | 0.03 | 15 | 15 | 7 | 1.3335e-10 | 5spot_SharedNeighbor | Water | Porous | Wet | R245fa | MinimizeLCOE_Brownfield | IgnoreSilica | 2019 | 177.4024 | 86.3807 | 10.7611 | 4 | 3150.4654 | 3969.8981 | 64.2265 | 80.9317 | 181.6936 | 0 | 298.6137 | 11915095.6331 | 749098.036 | 11596263.5277 | 10910308.4865 | 0 | 712579.0849 | 0 | 13994504.4596 | 36410829.9362 | 24851139.5992 | 111139818.7631 | 961560.8286 | 23508061.4514 | 23508061.4514 | 1478867.319 | 10284945.6504 | 0 | 135609441.0431 | 170881315.464 | 133352.1432 | 43.0443 | 3150.4654 | 3969.8981 | 64.2265 | 80.9317
1 | 6000 | 707 | 0.03 | 15 | 15 | 7 | 1.7783e-10 | 5spot_SharedNeighbor | Water | Porous | Wet | R245fa | MinimizeLCOE_Brownfield | IgnoreSilica | 2019 | 179.9038 | 87.3805 | 10.9462 | 4 | 3118.3112 | 3923.8853 | 63.571 | 79.9937 | 181.5291 | 0 | 352.9672 | 12013377.4947 | 755156.6503 | 11703512.9371 | 11056019.6133 | 0 | 653962.072 | 0 | 14110991.2193 | 36713904.5902 | 25057994.2781 | 112064918.8549 | 961560.8286 | 23508061.4514 | 23508061.4514 | 1478867.319 | 10284945.6504 | 0 | 136534541.1349 | 171806415.5558 | 177827.941 | 43.7848 | 3118.3112 | 3923.8853 | 63.571 | 79.9937
1 | 6000 | 707 | 0.03 | 15 | 15 | 7 | 2.3714e-10 | 5spot_SharedNeighbor | Water | Porous | Wet | R245fa | MinimizeLCOE_Brownfield | IgnoreSilica | 2019 | 181.748 | 88.1121 | 11.0855 | 4 | 3094.0104 | 3889.4629 | 63.0756 | 79.292 | 181.4066 | 0 | 334.0623 | 12085101.4909 | 759577.304 | 11781844.8776 | 11163302.3623 | 0 | 605216.3497 | 0 | 14194066.5299 | 36930049.5075 | 25205517.6255 | 112724676.0475 | 961560.8286 | 23508061.4514 | 23508061.4514 | 1478867.319 | 10284945.6504 | 0 | 137194298.3275 | 172466172.7484 | 237137.3706 | 44.3419 | 3094.0104 | 3889.4629 | 63.0756 | 79.292
1 | 6000 | 707 | 0.03 | 15 | 15 | 7 | 3.1623e-10 | 5spot_SharedNeighbor | Water | Porous | Wet | R245fa | MinimizeLCOE_Brownfield | IgnoreSilica | 2019 | 183.0929 | 88.6427 | 11.1894 | 4 | 3075.6645 | 3863.7303 | 62.7016 | 78.7674 | 181.3166 | 0 | 296.7065 | 12137003.0785 | 762775.8034 | 11838561.4526 | 11241457.1131 | 0 | 565325.3725 | 0 | 14252597.8999 | 37082336.1257 | 25309456.3716 | 113189513.2173 | 961560.8286 | 23508061.4514 | 23508061.4514 | 1478867.319 | 10284945.6504 | 0 | 137659135.4973 | 172931009.9182 | 316227.766 | 44.7575 | 3075.6645 | 3863.7303 | 62.7016 | 78.7674
1 | 6000 | 707 | 0.03 | 15 | 15 | 7 | 4.217e-10 | 5spot_SharedNeighbor | Water | Porous | Wet | R245fa | MinimizeLCOE_Brownfield | IgnoreSilica | 2019 | 184.0797 | 89.0303 | 11.267 | 4 | 3061.8272 | 3844.4651 | 62.4195 | 78.3746 | 181.2501 | 0 | 330.222 | 12174870.9508 | 765109.2386 | 11879959.9447 | 11298761.8631 | 0 | 533325.698 | 0 | 14294290.8012 | 37190812.5024 | 25383493.7276 | 113520624.7264 | 961560.8286 | 23508061.4514 | 23508061.4514 | 1478867.319 | 10284945.6504 | 0 | 137990247.0065 | 173262121.4273 | 421696.5034 | 45.0679 | 3061.8272 | 3844.4651 | 62.4195 | 78.3746
1 | 6000 | 707 | 0.03 | 15 | 15 | 7 | 5.6234e-10 | 5spot_SharedNeighbor | Water | Porous | Wet | R245fa | MinimizeLCOE_Brownfield | IgnoreSilica | 2019 | 184.7862 | 89.3069 | 11.3242 | 4 | 3051.3999 | 3830.0863 | 62.2069 | 78.0815 | 181.2023 | 0 | 307.8797 | 12201862.342 | 766772.3476 | 11909476.9011 | 11339760.8431 | 0 | 507737.8024 | 0 | 14322987.9921 | 37265476.7067 | 25434453.5813 | 113748528.5165 | 961560.8286 | 23508061.4514 | 23508061.4514 | 1478867.319 | 10284945.6504 | 0 | 138218150.7965 | 173490025.2174 | 562341.3252 | 45.2966 | 3051.3999 | 3830.0863 | 62.2069 | 78.0815
1 | 6000 | 707 | 0.03 | 15 | 15 | 7 | 7.4989e-10 | 5spot_SharedNeighbor | Water | Porous | Wet | R245fa | MinimizeLCOE_Brownfield | IgnoreSilica | 2019 | 185.2977 | 89.5067 | 11.3665 | 4 | 3043.5486 | 3819.3355 | 62.0469 | 77.8623 | 181.1675 | 0 | 333.0853 | 12221346.4309 | 767972.8265 | 11930788.7561 | 11369437.2486 | 0 | 487601.2533 | 0 | 14343087.141 | 37317770.5691 | 25470145.2169 | 113908149.4424 | 961560.8286 | 23508061.4514 | 23508061.4514 | 1478867.319 | 10284945.6504 | 0 | 138377771.7224 | 173649646.1433 | 749894.2093 | 45.4659 | 3043.5486 | 3819.3355 | 62.0469 | 77.8623
1 | 6000 | 707 | 0.03 | 15 | 15 | 7 | 1e-09 | 5spot_SharedNeighbor | Water | Porous | Wet | R245fa | MinimizeLCOE_Brownfield | IgnoreSilica | 2019 | 185.6728 | 89.6529 | 11.398 | 4 | 3037.6413 | 3811.2846 | 61.9264 | 77.6982 | 181.142 | 0 | 313.9585 | 12235599.3779 | 768850.9666 | 11946381.2129 | 11391189.089 | 0 | 471959.6717 | 0 | 14357452.3241 | 37355145.8289 | 25495654.5997 | 114022233.0708 | 961560.8286 | 23508061.4514 | 23508061.4514 | 1478867.319 | 10284945.6504 | 0 | 138491855.3508 | 173763729.7717 | 1000000 | 45.5919 | 3037.6413 | 3811.2846 | 61.9264 | 77.6982
1 | 6000 | 707 | 0.03 | 15 | 15 | 7 | 1.3335e-09 | 5spot_SharedNeighbor | Water | Porous | Wet | R245fa | MinimizeLCOE_Brownfield | IgnoreSilica | 2019 | 185.946 | 89.7593 | 11.4213 | 4 | 3033.1996 | 3805.2613 | 61.8359 | 77.5754 | 181.1234 | 0 | 333.7343 | 12245962.8763 | 769489.4571 | 11957719.9934 | 11407029.1891 | 0 | 459862.6994 | 0 | 14367625.044 | 37381613.1592 | 25513719.0965 | 114103021.5149 | 961560.8286 | 23508061.4514 | 23508061.4514 | 1478867.319 | 10284945.6504 | 0 | 138572643.795 | 173844518.2158 | 1333521.4322 | 45.6853 | 3033.1996 | 3805.2613 | 61.8359 | 77.5754
1 | 6000 | 707 | 0.03 | 15 | 15 | 7 | 1.7783e-09 | 5spot_SharedNeighbor | Water | Porous | Wet | R245fa | MinimizeLCOE_Brownfield | IgnoreSilica | 2019 | 186.1332 | 89.8321 | 11.4382 | 4 | 3029.8616 | 3800.7866 | 61.7678 | 77.4842 | 181.1105 | 0 | 325.8228 | 12253053.4037 | 769926.2934 | 11965478.4259 | 11417882.7052 | 0 | 450386.1451 | 0 | 14374123.5197 | 37398520.86 | 25525258.9497 | 114154630.3028 | 961560.8286 | 23508061.4514 | 23508061.4514 | 1478867.319 | 10284945.6504 | 0 | 138624252.5828 | 173896127.0037 | 1778279.41 | 45.7527 | 3029.8616 | 3800.7866 | 61.7678 | 77.4842
1 | 6000 | 707 | 0.03 | 15 | 15 | 7 | 2.3714e-09 | 5spot_SharedNeighbor | Water | Porous | Wet | R245fa | MinimizeLCOE_Brownfield | IgnoreSilica | 2019 | 186.2964 | 89.8956 | 11.4517 | 4 | 3027.3543 | 3797.3675 | 61.7167 | 77.4145 | 181.0994 | 0 | 341.092 | 12259233.428 | 770307.0298 | 11972241.0086 | 11427341.8693 | 0 | 443523.9607 | 0 | 14380332.4456 | 37414675.2116 | 25536284.6266 | 114203939.5803 | 961560.8286 | 23508061.4514 | 23508061.4514 | 1478867.319 | 10284945.6504 | 0 | 138673561.8603 | 173945436.2811 | 2371373.7057 | 45.8068 | 3027.3543 | 3797.3675 | 61.7167 | 77.4145
1 | 6000 | 707 | 0.03 | 15 | 15 | 7 | 3.1623e-09 | 5spot_SharedNeighbor | Water | Porous | Wet | R245fa | MinimizeLCOE_Brownfield | IgnoreSilica | 2019 | 186.389 | 89.9315 | 11.4607 | 4 | 3025.4717 | 3794.8809 | 61.6783 | 77.3638 | 181.093 | 0 | 338.0566 | 12262731.4735 | 770522.5338 | 11976068.9697 | 11432707.5529 | 0 | 437892.8934 | 0 | 14383170.1351 | 37422058.2977 | 25541323.7346 | 114226475.5909 | 961560.8286 | 23508061.4514 | 23508061.4514 | 1478867.319 | 10284945.6504 | 0 | 138696097.8709 | 173967972.2917 | 3162277.6602 | 45.8428 | 3025.4717 | 3794.8809 | 61.6783 | 77.3638
1 | 6000 | 707 | 0.03 | 15 | 15 | 7 | 4.217e-09 | 5spot_SharedNeighbor | Water | Porous | Wet | R245fa | MinimizeLCOE_Brownfield | IgnoreSilica | 2019 | 186.4692 | 89.9627 | 11.4679 | 4 | 3024.0585 | 3792.9866 | 61.6495 | 77.3252 | 181.0875 | 0 | 301.2353 | 12265763.7735 | 770709.3434 | 11979387.36 | 11437356.3871 | 0 | 433798.178 | 0 | 14385935.8663 | 37429254.163 | 25546235.0605 | 114248440.1317 | 961560.8286 | 23508061.4514 | 23508061.4514 | 1478867.319 | 10284945.6504 | 0 | 138718062.4118 | 173989936.8326 | 4216965.0343 | 45.8715 | 3024.0585 | 3792.9866 | 61.6495 | 77.3252
1 | 6000 | 707 | 0.03 | 15 | 15 | 7 | 5.6234e-09 | 5spot_SharedNeighbor | Water | Porous | Wet | R245fa | MinimizeLCOE_Brownfield | IgnoreSilica | 2019 | 186.5398 | 89.9901 | 11.4737 | 4 | 3022.9979 | 3791.5378 | 61.6279 | 77.2956 | 181.0827 | 0 | 323.9037 | 12268432.9044 | 770873.7783 | 11982308.395 | 11441446.2771 | 0 | 430863.5188 | 0 | 14388630.7007 | 37436265.5692 | 25551020.4893 | 114269841.6328 | 961560.8286 | 23508061.4514 | 23508061.4514 | 1478867.319 | 10284945.6504 | 0 | 138739463.9128 | 174011338.3337 | 5623413.2519 | 45.8947 | 3022.9979 | 3791.5378 | 61.6279 | 77.2956
1 | 6000 | 707 | 0.03 | 15 | 15 | 7 | 7.4989e-09 | 5spot_SharedNeighbor | Water | Porous | Wet | R245fa | MinimizeLCOE_Brownfield | IgnoreSilica | 2019 | 186.5741 | 90.0034 | 11.4773 | 4 | 3022.2021 | 3790.5005 | 61.6117 | 77.2745 | 181.0803 | 0 | 304.4491 | 12269724.2556 | 770953.3332 | 11983721.6459 | 11443430.7633 | 0 | 428379.5114 | 0 | 14389521.7087 | 37438583.7894 | 25552602.7222 | 114276917.7299 | 961560.8286 | 23508061.4514 | 23508061.4514 | 1478867.319 | 10284945.6504 | 0 | 138746540.01 | 174018414.4308 | 7498942.0933 | 45.9091 | 3022.2021 | 3790.5005 | 61.6117 | 77.2745
1 | 6000 | 707 | 0.03 | 15 | 15 | 7 | 1e-08 | 5spot_SharedNeighbor | Water | Porous | Wet | R245fa | MinimizeLCOE_Brownfield | IgnoreSilica | 2019 | 186.6083 | 90.0167 | 11.4803 | 4 | 3021.6051 | 3789.6997 | 61.5995 | 77.2582 | 181.078 | 0 | 313.9604 | 12271018.5958 | 771033.0721 | 11985138.1851 | 11445416.3466 | 0 | 426637.1558 | 0 | 14390704.9086 | 37441662.2327 | 25554703.823 | 114286314.3197 | 961560.8286 | 23508061.4514 | 23508061.4514 | 1478867.319 | 10284945.6504 | 0 | 138755936.5997 | 174027811.0206 | 10000000 | 45.9213 | 3021.6051 | 3789.6997 | 61.5995 | 77.2582
1 | 6100 | 707 | 0.03 | 15 | 15 | 7 | 1e-13 | 5spot_SharedNeighbor | Water | Porous | Wet | R245fa | MinimizeLCOE_Brownfield | IgnoreSilica | 2019 | 0 | 0 | 0 | 0 |  |  |  |  | 15 |  | 25.1328 | [19 empty] | 100 | 0
1 | 6100 | 707 | 0.03 | 15 | 15 | 7 | 1.3335e-13 | 5spot_SharedNeighbor | Water | Porous | Wet | R245fa | MinimizeLCOE_Brownfield | IgnoreSilica | 2019 | 1.1081 | 0.23936 | 0.0099205 | 4 | 661361.7533 | 1569902.7869 | 13482.7539 | 32004.5918 | 118.6259 | 0 | 61.755 | 145806.693 | 5779.2669 | 108626.1975 | 66112.5035 | 0 | 66534.2885 | 0 | 153214.9903 | 398633.976 | 272075.8797 | 1216783.7953 | 961560.8286 | 24065791.4134 | 24065791.4134 | 1478867.319 | 10508037.6352 | 0 | 26244136.0374 | 62296832.4051 | 133.3521 | 0.039682 | 661361.7533 | 1569902.7869 | 13482.7539 | 32004.5918
1 | 6100 | 707 | 0.03 | 15 | 15 | 7 | 1.7783e-13 | 5spot_SharedNeighbor | Water | Porous | Wet | R245fa | MinimizeLCOE_Brownfield | IgnoreSilica | 2019 | 1.4371 | 0.37045 | 0.022273 | 4 | 299347.8282 | 704008.2091 | 6102.6104 | 14352.1596 | 130.9002 | 0 | 63.5861 | 210094.3945 | 9096.5215 | 152754.681 | 83785.7791 | 0 | 74628.0505 | 0 | 206840.1764 | 538155.7103 | 367302.3303 | 1642657.6437 | 961560.8286 | 24065791.4134 | 24065791.4134 | 1478867.319 | 10508037.6352 | 0 | 26670009.8857 | 62722706.2534 | 177.8279 | 0.089094 | 299347.8282 | 704008.2091 | 6102.6104 | 14352.1596
1 | 6100 | 707 | 0.03 | 15 | 15 | 7 | 2.3714e-13 | 5spot_SharedNeighbor | Water | Porous | Wet | R245fa | MinimizeLCOE_Brownfield | IgnoreSilica | 2019 | 1.8653 | 0.5566 | 0.041638 | 4 | 163449.6645 | 379915.9218 | 3332.1425 | 7745.0999 | 141.8537 | 0 | 311.3235 | 293062.8801 | 13754.9993 | 210013.892 | 108154.8889 | 0 | 83825.6652 | 0 | 276436.8069 | 719231.8667 | 490890.5277 | 2195371.5268 | 961560.8286 | 24065791.4134 | 24065791.4134 | 1478867.319 | 10508037.6352 | 0 | 27222723.7688 | 63275420.1365 | 237.1374 | 0.16655 | 163449.6645 | 379915.9218 | 3332.1425 | 7745.0999
1 | 6100 | 707 | 0.03 | 15 | 15 | 7 | 3.1623e-13 | 5spot_SharedNeighbor | Water | Porous | Wet | R245fa | MinimizeLCOE_Brownfield | IgnoreSilica | 2019 | 2.4293 | 0.81708 | 0.070559 | 4 | 98972.8254 | 226712.9611 | 2017.6949 | 4621.8504 | 151.398 | 0 | 407.6386 | 398510.3334 | 20113.289 | 283732.5617 | 141302.6796 | 0 | 94660.0087 | 0 | 365944.3602 | 952112.1597 | 649836.113 | 2906211.5052 | 961560.8286 | 24065791.4134 | 24065791.4134 | 1478867.319 | 10508037.6352 | 0 | 27933563.7473 | 63986260.115 | 316.2278 | 0.28223 | 98972.8254 | 226712.9611 | 2017.6949 | 4621.8504
1 | 6100 | 707 | 0.03 | 15 | 15 | 7 | 4.217e-13 | 5spot_SharedNeighbor | Water | Porous | Wet | R245fa | MinimizeLCOE_Brownfield | IgnoreSilica | 2019 | 3.1489 | 1.1655 | 0.11155 | 4 | 64584.0786 | 145384.5726 | 1316.6338 | 2963.8612 | 159.2619 | 0 | 534.2447 | 527377.3393 | 28407.2166 | 374974.6209 | 186452.3093 | 0 | 106348.8778 | 0 | 477188.5419 | 1241546.7013 | 847381.1349 | 3789676.742 | 961560.8286 | 24065791.4134 | 24065791.4134 | 1478867.319 | 10508037.6352 | 0 | 28817028.984 | 64869725.3518 | 421.6965 | 0.44619 | 64584.0786 | 145384.5726 | 1316.6338 | 2963.8612
1 | 6100 | 707 | 0.03 | 15 | 15 | 7 | 5.6234e-13 | 5spot_SharedNeighbor | Water | Porous | Wet | R245fa | MinimizeLCOE_Brownfield | IgnoreSilica | 2019 | 4.1043 | 1.6385 | 0.16872 | 4 | 44345.6997 | 97767.9443 | 904.0471 | 1993.1318 | 165.8647 | 0 | 78.1645 | 686616.9751 | 39134.5763 | 490335.2632 | 245292.0643 | 0 | 120641.9836 | 0 | 616988.1364 | 1605276.5691 | 1095634.2436 | 4899919.8115 | 961560.8286 | 24065791.4134 | 24065791.4134 | 1478867.319 | 10508037.6352 | 0 | 29927272.0535 | 65979968.4212 | 562.3413 | 0.67486 | 44345.6997 | 97767.9443 | 904.0471 | 1993.1318
1 | 6100 | 707 | 0.03 | 15 | 15 | 7 | 7.4989e-13 | 5spot_SharedNeighbor | Water | Porous | Wet | R245fa | MinimizeLCOE_Brownfield | IgnoreSilica | 2019 | 5.3884 | 2.2888 | 0.24948 | 4 | 31431.8016 | 67559.03 | 640.7798 | 1377.2822 | 171.3194 | 0 | 81.2313 | 887617.3128 | 53414.5788 | 638130.1576 | 328867.7225 | 0 | 138817.1864 | 0 | 798270.3136 | 2076935.6083 | 1417551.2294 | 6339604.1095 | 961560.8286 | 24065791.4134 | 24065791.4134 | 1478867.319 | 10508037.6352 | 0 | 31366956.3515 | 67419652.7193 | 749.8942 | 0.99794 | 31431.8016 | 67559.03 | 640.7798 | 1377.2822
1 | 6100 | 707 | 0.03 | 15 | 15 | 7 | 1e-12 | 5spot_SharedNeighbor | Water | Porous | Wet | R245fa | MinimizeLCOE_Brownfield | IgnoreSilica | 2019 | 7.0474 | 3.1364 | 0.35683 | 4 | 23205.4186 | 48464.2479 | 473.0738 | 988.0092 | 175.5206 | 0 | 77.9532 | 1127079.4442 | 71018.3157 | 818529.9724 | 437413.2573 | 0 | 159386.8004 | 0 | 1019236.8381 | 2651845.1785 | 1809938.8243 | 8094448.6308 | 961560.8286 | 24065791.4134 | 24065791.4134 | 1478867.319 | 10508037.6352 | 0 | 33121800.8729 | 69174497.2406 | 1000 | 1.4273 | 23205.4186 | 48464.2479 | 473.0738 | 988.0092
1 | 6100 | 707 | 0.03 | 15 | 15 | 7 | 1.3335e-12 | 5spot_SharedNeighbor | Water | Porous | Wet | R245fa | MinimizeLCOE_Brownfield | IgnoreSilica | 2019 | 9.2789 | 4.3351 | 0.50458 | 4 | 17542.0772 | 35404.9787 | 357.619 | 721.7784 | 178.994 | 0 | 82.5769 | 1427231.3007 | 92010.4293 | 1058858.6592 | 586161.037 | 0 | 186392.3799 | 0 | 1306754.9844 | 3399908.417 | 2320507.3557 | 10377824.5632 | 961560.8286 | 24065791.4134 | 24065791.4134 | 1478867.319 | 10508037.6352 | 0 | 35405176.8052 | 71457873.1729 | 1333.5214 | 2.0183 | 17542.0772 | 35404.9787 | 357.619 | 721.7784
1 | 6100 | 707 | 0.03 | 15 | 15 | 7 | 1.7783e-12 | 5spot_SharedNeighbor | Water | Porous | Wet | R245fa | MinimizeLCOE_Brownfield | IgnoreSilica | 2019 | 12.2406 | 5.9646 | 0.69913 | 4 | 13673.7666 | 26565.6933 | 278.7582 | 541.5776 | 181.7426 | 0 | 89.45 | 1788180.4621 | 115333.5506 | 1366632.6576 | 775378.4053 | 0 | 220120.1345 | 0 | 1663601.632 | 4328350.1947 | 2954187.9466 | 13211784.9834 | 961560.8286 | 24065791.4134 | 24065791.4134 | 1478867.319 | 10508037.6352 | 0 | 38239137.2255 | 74291833.5932 | 1778.2794 | 2.7965 | 13673.7666 | 26565.6933 | 278.7582 | 541.5776
1 | 6100 | 707 | 0.03 | 15 | 15 | 7 | 2.3714e-12 | 5spot_SharedNeighbor | Water | Porous | Wet | R245fa | MinimizeLCOE_Brownfield | IgnoreSilica | 2019 | 16.1654 | 8.1242 | 0.95623 | 4 | 10918.2477 | 20343.985 | 222.5832 | 414.7397 | 183.8293 | 0 | 72.8237 | 2223841.7946 | 143183.8839 | 1749887.1962 | 1024809.0052 | 0 | 261154.3235 | 0 | 2107121.7193 | 5482298.4836 | 3741781.365 | 16734077.7713 | 961560.8286 | 24065791.4134 | 24065791.4134 | 1478867.319 | 10508037.6352 | 0 | 41761430.0134 | 77814126.3811 | 2371.3737 | 3.8249 | 10918.2477 | 20343.985 | 222.5832 | 414.7397
1 | 6100 | 707 | 0.03 | 15 | 15 | 7 | 3.1623e-12 | 5spot_SharedNeighbor | Water | Porous | Wet | R245fa | MinimizeLCOE_Brownfield | IgnoreSilica | 2019 | 21.371 | 10.9898 | 1.2973 | 4 | 8896.5404 | 15844.2066 | 181.368 | 323.0056 | 185.437 | 0 | 109.5455 | 2753131.764 | 176905.4093 | 2228322.3887 | 1355314.3478 | 0 | 311212.5953 | 0 | 2661705.737 | 6925212.3367 | 4726599.7187 | 21138404.2973 | 961560.8286 | 24065791.4134 | 24065791.4134 | 1478867.319 | 10508037.6352 | 0 | 46165756.5394 | 82218452.9071 | 3162.2777 | 5.1892 | 8896.5404 | 15844.2066 | 181.368 | 323.0056
1 | 6100 | 707 | 0.03 | 15 | 15 | 7 | 4.217e-12 | 5spot_SharedNeighbor | Water | Porous | Wet | R245fa | MinimizeLCOE_Brownfield | IgnoreSilica | 2019 | 28.2311 | 14.767 | 1.7469 | 4 | 7391.4247 | 12550.8666 | 150.6842 | 255.8664 | 186.6646 | 0 | 89.8146 | 3393321.9036 | 217546.3227 | 2822401.2017 | 1790426.575 | 0 | 371595.7334 | 0 | 3352163.7772 | 8721642.5249 | 5952700.2351 | 26621798.2735 | 961560.8286 | 24065791.4134 | 24065791.4134 | 1478867.319 | 10508037.6352 | 0 | 51649150.5156 | 87701846.8833 | 4216.965 | 6.9877 | 7391.4247 | 12550.8666 | 150.6842 | 255.8664
1 | 6100 | 707 | 0.03 | 15 | 15 | 7 | 5.6234e-12 | 5spot_SharedNeighbor | Water | Porous | Wet | R245fa | MinimizeLCOE_Brownfield | IgnoreSilica | 2019 | 37.23 | 19.7231 | 2.3368 | 4 | 6254.7295 | 10111.8436 | 127.5111 | 206.1436 | 187.5983 | 0 | 102.7723 | 4165760.5986 | 266397.6216 | 3557670.4446 | 2361076.5817 | 0 | 444469.1599 | 0 | 4210196.0185 | 10954066.4102 | 7476375.4085 | 33436012.2436 | 961560.8286 | 24065791.4134 | 24065791.4134 | 1478867.319 | 10508037.6352 | 0 | 58463364.4857 | 94516060.8534 | 5623.4133 | 9.3471 | 6254.7295 | 10111.8436 | 127.5111 | 206.1436
1 | 6100 | 707 | 0.03 | 15 | 15 | 7 | 7.4989e-12 | 5spot_SharedNeighbor | Water | Porous | Wet | R245fa | MinimizeLCOE_Brownfield | IgnoreSilica | 2019 | 48.8768 | 26.1343 | 3.0996 | 4 | 5390.432 | 8298.2591 | 109.8912 | 169.1712 | 188.2894 | 0 | 101.4361 | 5086674.9288 | 324409.8632 | 4456078.2565 | 3099365.9976 | 0 | 531209.9262 | 0 | 5264118.1992 | 13696155.7353 | 9347907.7172 | 41805920.6241 | 961560.8286 | 24065791.4134 | 24065791.4134 | 1478867.319 | 10508037.6352 | 0 | 66833272.8662 | 102885969.2339 | 7498.9421 | 12.3985 | 5390.432 | 8298.2591 | 109.8912 | 169.1712
1 | 6100 | 707 | 0.03 | 15 | 15 | 7 | 1e-11 | 5spot_SharedNeighbor | Water | Porous | Wet | R245fa | MinimizeLCOE_Brownfield | IgnoreSilica | 2019 | 63.6562 | 34.2312 | 4.0621 | 4 | 4733.423 | 6952.2419 | 96.4972 | 141.7309 | 188.7194 | 0 | 117.6512 | 6161904.3601 | 391870.2722 | 5529963.4289 | 4034841.7027 | 0 | 633078.2707 | 0 | 6533146.6335 | 16997907.4076 | 11601421.0778 | 51884133.1533 | 961560.8286 | 24065791.4134 | 24065791.4134 | 1478867.319 | 10508037.6352 | 0 | 76911485.3954 | 112964181.7631 | 10000 | 16.2486 | 4733.423 | 6952.2419 | 96.4972 | 141.7309
1 | 6100 | 707 | 0.03 | 15 | 15 | 7 | 1.3335e-11 | 5spot_SharedNeighbor | Water | Porous | Wet | R245fa | MinimizeLCOE_Brownfield | IgnoreSilica | 2019 | 81.7996 | 44.018 | 5.2225 | 4 | 4241.4721 | 5967.2924 | 86.4681 | 121.6513 | 188.7713 | 0 | 108.6803 | 7368860.6886 | 467291.7183 | 6762213.0347 | 5178873.492 | 0 | 749901.257 | 0 | 8005584.6744 | 20828889.1515 | 14216144.8368 | 63577758.8533 | 961560.8286 | 24065791.4134 | 24065791.4134 | 1478867.319 | 10508037.6352 | 0 | 88605111.0954 | 124657807.4631 | 13335.2143 | 20.8902 | 4241.4721 | 5967.2924 | 86.4681 | 121.6513
1 | 6100 | 707 | 0.03 | 15 | 15 | 7 | 1.7783e-11 | 5spot_SharedNeighbor | Water | Porous | Wet | R245fa | MinimizeLCOE_Brownfield | IgnoreSilica | 2019 | 102.9984 | 55.0862 | 6.5282 | 4 | 3884.2064 | 5264.8588 | 79.1848 | 107.3313 | 188.3076 | 0 | 128.3958 | 8645055.432 | 546734.833 | 8091308.2313 | 6505025.3546 | 0 | 878937.4818 | 0 | 9620153.9197 | 25029667.1342 | 17083262.1273 | 76400144.5139 | 961560.8286 | 24065791.4134 | 24065791.4134 | 1478867.319 | 10508037.6352 | 0 | 101427496.7559 | 137480193.1236 | 17782.7941 | 26.1128 | 3884.2064 | 5264.8588 | 79.1848 | 107.3313
1 | 6100 | 707 | 0.03 | 15 | 15 | 7 | 2.3714e-11 | 5spot_SharedNeighbor | Water | Porous | Wet | R245fa | MinimizeLCOE_Brownfield | IgnoreSilica | 2019 | 126.3164 | 66.637 | 7.8784 | 4 | 3635.4357 | 4779.476 | 74.1133 | 97.4361 | 187.2876 | 0 | 122.5849 | 9901305.5678 | 624665.7869 | 9422301.652 | 7944610.1722 | 0 | 1015922.7172 | 0 | 11274434.2995 | 29333765.3427 | 20020897.595 | 89537903.1333 | 961560.8286 | 24065791.4134 | 24065791.4134 | 1478867.319 | 10508037.6352 | 0 | 114565255.3754 | 150617951.7431 | 23713.7371 | 31.5135 | 3635.4357 | 4779.476 | 74.1133 | 97.4361
1 | 6100 | 707 | 0.03 | 15 | 15 | 7 | 3.1623e-11 | 5spot_SharedNeighbor | Water | Porous | Wet | R245fa | MinimizeLCOE_Brownfield | IgnoreSilica | 2019 | 150.1749 | 77.7856 | 9.1676 | 4 | 3466.8067 | 4449.963 | 70.6755 | 90.7185 | 185.9526 | 0 | 131.8813 | 11056384.6021 | 696107.7927 | 10663608.0978 | 9396894.0733 | 0 | 1152243.5147 | 0 | 12856442.8514 | 33449827.0804 | 22830194.3076 | 102101702.32 | 961560.8286 | 24065791.4134 | 24065791.4134 | 1478867.319 | 10508037.6352 | 0 | 127129054.5621 | 163181750.9298 | 31622.7766 | 36.6704 | 3466.8067 | 4449.963 | 70.6755 | 90.7185
1 | 6100 | 707 | 0.03 | 15 | 15 | 7 | 4.217e-11 | 5spot_SharedNeighbor | Water | Porous | Wet | R245fa | MinimizeLCOE_Brownfield | IgnoreSilica | 2019 | 159.1756 | 81.8258 | 9.8056 | 4 | 3345.3047 | 4264.4903 | 68.1986 | 86.9374 | 185.4121 | 0 | 169.5037 | 11463193.8335 | 721224.0112 | 11104447.4842 | 9938474.0556 | 0 | 1055820.4546 | 0 | 13370432.3373 | 34787122.2888 | 23742925.766 | 106183640.2312 | 961560.8286 | 24065791.4134 | 24065791.4134 | 1478867.319 | 10508037.6352 | 0 | 131210992.4733 | 167263688.841 | 42169.6503 | 39.2224 | 3345.3047 | 4264.4903 | 68.1986 | 86.9374
1 | 6100 | 707 | 0.03 | 15 | 15 | 7 | 5.6234e-11 | 5spot_SharedNeighbor | Water | Porous | Wet | R245fa | MinimizeLCOE_Brownfield | IgnoreSilica | 2019 | 166.4876 | 85.0301 | 10.3293 | 4 | 3252.7186 | 4125.3052 | 66.3111 | 84.0999 | 184.9511 | 0 | 209.3277 | 11781815.5816 | 740879.9267 | 11450984.8923 | 10376268.404 | 0 | 960479.9537 | 0 | 13771067.2157 | 35829492.061 | 24454364.5541 | 109365352.589 | 961560.8286 | 24065791.4134 | 24065791.4134 | 1478867.319 | 10508037.6352 | 0 | 134392704.831 | 170445401.1987 | 56234.1325 | 41.317 | 3252.7186 | 4125.3052 | 66.3111 | 84.0999
1 | 6100 | 707 | 0.03 | 15 | 15 | 7 | 7.4989e-11 | 5spot_SharedNeighbor | Water | Porous | Wet | R245fa | MinimizeLCOE_Brownfield | IgnoreSilica | 2019 | 172.1749 | 87.4691 | 10.7437 | 4 | 3182.3333 | 4021.2611 | 64.8762 | 81.9788 | 184.5795 | 0 | 257.7193 | 12022073.6533 | 755692.6669 | 11713007.4226 | 10713988.7952 | 0 | 869958.3732 | 0 | 14069141.1554 | 36605019.3086 | 24983677.836 | 111732559.2111 | 961560.8286 | 24065791.4134 | 24065791.4134 | 1478867.319 | 10508037.6352 | 0 | 136759911.4532 | 172812607.8209 | 74989.4209 | 42.9747 | 3182.3333 | 4021.2611 | 64.8762 | 81.9788
1 | 6100 | 707 | 0.03 | 15 | 15 | 7 | 1e-10 | 5spot_SharedNeighbor | Water | Porous | Wet | R245fa | MinimizeLCOE_Brownfield | IgnoreSilica | 2019 | 176.5398 | 89.311 | 11.0669 | 4 | 3128.9381 | 3943.3655 | 63.7876 | 80.3908 | 184.2869 | 0 | 274.6555 | 12202260.0927 | 766796.8548 | 11909911.9251 | 10972411.4125 | 0 | 788508.5777 | 0 | 14289556.6565 | 37178495.229 | 25375086.9355 | 113483027.6837 | 961560.8286 | 24065791.4134 | 24065791.4134 | 1478867.319 | 10508037.6352 | 0 | 138510379.9258 | 174563076.2935 | 100000 | 44.2675 | 3128.9381 | 3943.3655 | 63.7876 | 80.3908
1 | 6100 | 707 | 0.03 | 15 | 15 | 7 | 1.3335e-10 | 5spot_SharedNeighbor | Water | Porous | Wet | R245fa | MinimizeLCOE_Brownfield | IgnoreSilica | 2019 | 179.8339 | 90.6834 | 11.315 | 4 | 3088.4905 | 3885.0561 | 62.9631 | 79.2021 | 184.0619 | 0 | 261.2619 | 12335844.2438 | 775026.4325 | 12056105.9124 | 11167003.0269 | 0 | 717638.9359 | 0 | 14450131.2351 | 37596277.3443 | 25660231.8137 | 114758258.9447 | 961560.8286 | 24065791.4134 | 24065791.4134 | 1478867.319 | 10508037.6352 | 0 | 139785611.1868 | 175838307.5545 | 133352.1432 | 45.2602 | 3088.4905 | 3885.0561 | 62.9631 | 79.2021
1 | 6100 | 707 | 0.03 | 15 | 15 | 7 | 1.7783e-10 | 5spot_SharedNeighbor | Water | Porous | Wet | R245fa | MinimizeLCOE_Brownfield | IgnoreSilica | 2019 | 182.3157 | 91.7069 | 11.5044 | 4 | 3057.8844 | 3841.3381 | 62.3391 | 78.3109 | 183.8901 | 0 | 327.8186 | 12435091.2213 | 781139.1653 | 12164839.0569 | 11313180.9973 | 0 | 657972.1721 | 0 | 14567366.8191 | 37901300.2854 | 25868416.2386 | 115689305.956 | 961560.8286 | 24065791.4134 | 24065791.4134 | 1478867.319 | 10508037.6352 | 0 | 140716658.1981 | 176769354.5658 | 177827.941 | 46.0177 | 3057.8844 | 3841.3381 | 62.3391 | 78.3109
1 | 6100 | 707 | 0.03 | 15 | 15 | 7 | 2.3714e-10 | 5spot_SharedNeighbor | Water | Porous | Wet | R245fa | MinimizeLCOE_Brownfield | IgnoreSilica | 2019 | 184.1233 | 92.4465 | 11.6459 | 4 | 3034.7506 | 3808.6878 | 61.8675 | 77.6453 | 183.7636 | 0 | 348.3046 | 12506613.5493 | 785543.5336 | 12243259.2881 | 11419427.1763 | 0 | 608086.9709 | 0 | 14649542.9021 | 38115105.5967 | 26014342.7568 | 116341921.7737 | 961560.8286 | 24065791.4134 | 24065791.4134 | 1478867.319 | 10508037.6352 | 0 | 141369274.0157 | 177421970.3835 | 237137.3706 | 46.5835 | 3034.7506 | 3808.6878 | 61.8675 | 77.6453
1 | 6100 | 707 | 0.03 | 15 | 15 | 7 | 3.1623e-10 | 5spot_SharedNeighbor | Water | Porous | Wet | R245fa | MinimizeLCOE_Brownfield | IgnoreSilica | 2019 | 185.4487 | 92.9858 | 11.7517 | 4 | 3017.2831 | 3784.2531 | 61.5114 | 77.1471 | 183.6702 | 0 | 313.7346 | 12558663.0431 | 788748.3537 | 12300360.955 | 11497262.2223 | 0 | 567422.6511 | 0 | 14707858.3178 | 38266830.3464 | 26117898.0161 | 116805043.9055 | 961560.8286 | 24065791.4134 | 24065791.4134 | 1478867.319 | 10508037.6352 | 0 | 141832396.1476 | 177885092.5153 | 316227.766 | 47.0067 | 3017.2831 | 3784.2531 | 61.5114 | 77.1471
1 | 6100 | 707 | 0.03 | 15 | 15 | 7 | 4.217e-10 | 5spot_SharedNeighbor | Water | Porous | Wet | R245fa | MinimizeLCOE_Brownfield | IgnoreSilica | 2019 | 186.389 | 93.3667 | 11.8293 | 4 | 3004.1065 | 3766.0402 | 61.2428 | 76.7758 | 183.6034 | 0 | 335.4555 | 12595378.2057 | 791008.7956 | 12340656.1727 | 11552443.0936 | 0 | 534356.3873 | 0 | 14747398.6354 | 38369706.1419 | 26188112.8605 | 117119060.2927 | 961560.8286 | 24065791.4134 | 24065791.4134 | 1478867.319 | 10508037.6352 | 0 | 142146412.5348 | 178199108.9025 | 421696.5034 | 47.3174 | 3004.1065 | 3766.0402 | 61.2428 | 76.7758
1 | 6100 | 707 | 0.03 | 15 | 15 | 7 | 5.6234e-10 | 5spot_SharedNeighbor | Water | Porous | Wet | R245fa | MinimizeLCOE_Brownfield | IgnoreSilica | 2019 | 187.0929 | 93.651 | 11.8878 | 4 | 2994.1757 | 3752.3607 | 61.0403 | 76.4969 | 183.5533 | 0 | 325.9159 | 12622750.6305 | 792693.9236 | 12370706.404 | 11593725.9173 | 0 | 508410.2422 | 0 | 14776431.9758 | 38445244.9381 | 26239669.6411 | 117349633.6725 | 961560.8286 | 24065791.4134 | 24065791.4134 | 1478867.319 | 10508037.6352 | 0 | 142376985.9146 | 178429682.2823 | 562341.3252 | 47.5513 | 2994.1757 | 3752.3607 | 61.0403 | 76.4969
1 | 6100 | 707 | 0.03 | 15 | 15 | 7 | 7.4989e-10 | 5spot_SharedNeighbor | Water | Porous | Wet | R245fa | MinimizeLCOE_Brownfield | IgnoreSilica | 2019 | 187.6017 | 93.8561 | 11.9311 | 4 | 2986.6972 | 3742.1335 | 60.8879 | 76.2885 | 183.5169 | 0 | 393.435 | 12642484.4646 | 793908.7391 | 12392375.3996 | 11623563.5691 | 0 | 487983.3581 | 0 | 14796723.0569 | 38498038.1688 | 26275702.1058 | 117510778.862 | 961560.8286 | 24065791.4134 | 24065791.4134 | 1478867.319 | 10508037.6352 | 0 | 142538131.104 | 178590827.4717 | 749894.2093 | 47.7243 | 2986.6972 | 3742.1335 | 60.8879 | 76.2885
1 | 6100 | 707 | 0.03 | 15 | 15 | 7 | 1e-09 | 5spot_SharedNeighbor | Water | Porous | Wet | R245fa | MinimizeLCOE_Brownfield | IgnoreSilica | 2019 | 187.9501 | 93.9962 | 11.9623 | 4 | 2981.0699 | 3734.5379 | 60.7731 | 76.1336 | 183.4919 | 0 | 400.4843 | 12655958.1751 | 794738.1534 | 12407172.6086 | 11643983.3016 | 0 | 471752.1927 | 0 | 14809705.7282 | 38531816.4164 | 26298756.4539 | 117613883.0298 | 961560.8286 | 24065791.4134 | 24065791.4134 | 1478867.319 | 10508037.6352 | 0 | 142641235.2719 | 178693931.6396 | 1000000 | 47.849 | 2981.0699 | 3734.5379 | 60.7731 | 76.1336
1 | 6100 | 707 | 0.03 | 15 | 15 | 7 | 1.3335e-09 | 5spot_SharedNeighbor | Water | Porous | Wet | R245fa | MinimizeLCOE_Brownfield | IgnoreSilica | 2019 | 188.213 | 94.1018 | 11.9857 | 4 | 2976.8384 | 3728.8299 | 60.6869 | 76.0172 | 183.4731 | 0 | 388.4808 | 12666108.6412 | 795362.9805 | 12418321.3275 | 11659386.1756 | 0 | 459346.6542 | 0 | 14819425.0538 | 38557104.1079 | 26316015.8229 | 117691070.7635 | 961560.8286 | 24065791.4134 | 24065791.4134 | 1478867.319 | 10508037.6352 | 0 | 142718423.0055 | 178771119.3732 | 1333521.4322 | 47.943 | 2976.8384 | 3728.8299 | 60.6869 | 76.0172
1 | 6100 | 707 | 0.03 | 15 | 15 | 7 | 1.7783e-09 | 5spot_SharedNeighbor | Water | Porous | Wet | R245fa | MinimizeLCOE_Brownfield | IgnoreSilica | 2019 | 188.3982 | 94.1761 | 12.0029 | 4 | 2973.6582 | 3724.5751 | 60.622 | 75.9305 | 183.4597 | 0 | 378.4314 | 12673250.411 | 795802.5951 | 12426166.0712 | 11670237.924 | 0 | 449715.3735 | 0 | 14825917.2262 | 38573995.4087 | 26327544.4828 | 117742629.4926 | 961560.8286 | 24065791.4134 | 24065791.4134 | 1478867.319 | 10508037.6352 | 0 | 142769981.7346 | 178822678.1023 | 1778279.41 | 48.0116 | 2973.6582 | 3724.5751 | 60.622 | 75.9305
1 | 6100 | 707 | 0.03 | 15 | 15 | 7 | 2.3714e-09 | 5spot_SharedNeighbor | Water | Porous | Wet | R245fa | MinimizeLCOE_Brownfield | IgnoreSilica | 2019 | 188.5419 | 94.2337 | 12.016 | 4 | 2971.2692 | 3721.369 | 60.5733 | 75.8651 | 183.4494 | 0 | 391.5179 | 12678789.129 | 796143.5289 | 12432250.3207 | 11678658.0823 | 0 | 442474.9555 | 0 | 14831043.2464 | 38587332.2618 | 26336647.1591 | 117783338.6837 | 961560.8286 | 24065791.4134 | 24065791.4134 | 1478867.319 | 10508037.6352 | 0 | 142810690.9258 | 178863387.2935 | 2371373.7057 | 48.0639 | 2971.2692 | 3721.369 | 60.5733 | 75.8651
1 | 6100 | 707 | 0.03 | 15 | 15 | 7 | 3.1623e-09 | 5spot_SharedNeighbor | Water | Porous | Wet | R245fa | MinimizeLCOE_Brownfield | IgnoreSilica | 2019 | 188.6493 | 94.2768 | 12.0258 | 4 | 2969.4754 | 3718.9639 | 60.5368 | 75.8161 | 183.4416 | 0 | 390.0465 | 12682926.5159 | 796398.2017 | 12436795.4148 | 11684951.404 | 0 | 436988.3564 | 0 | 14834843.3582 | 38597219.3732 | 26343395.3158 | 117813517.94 | 961560.8286 | 24065791.4134 | 24065791.4134 | 1478867.319 | 10508037.6352 | 0 | 142840870.182 | 178893566.5497 | 3162277.6602 | 48.1031 | 2969.4754 | 3718.9639 | 60.5368 | 75.8161
1 | 6100 | 707 | 0.03 | 15 | 15 | 7 | 4.217e-09 | 5spot_SharedNeighbor | Water | Porous | Wet | R245fa | MinimizeLCOE_Brownfield | IgnoreSilica | 2019 | 188.7271 | 94.3079 | 12.033 | 4 | 2968.1288 | 3717.1663 | 60.5093 | 75.7795 | 183.436 | 0 | 378.3362 | 12685920.3798 | 796582.4848 | 12440084.4063 | 11689508.1181 | 0 | 432802.7238 | 0 | 14837510.264 | 38604158.115 | 26348131.1496 | 117834697.6414 | 961560.8286 | 24065791.4134 | 24065791.4134 | 1478867.319 | 10508037.6352 | 0 | 142862049.8834 | 178914746.2512 | 4216965.0343 | 48.132 | 2968.1288 | 3717.1663 | 60.5093 | 75.7795
1 | 6100 | 707 | 0.03 | 15 | 15 | 7 | 5.6234e-09 | 5spot_SharedNeighbor | Water | Porous | Wet | R245fa | MinimizeLCOE_Brownfield | IgnoreSilica | 2019 | 188.7855 | 94.3313 | 12.0384 | 4 | 2967.1181 | 3715.8177 | 60.4887 | 75.752 | 183.4318 | 0 | 392.2031 | 12688165.0352 | 796720.6506 | 12442550.3925 | 11692925.5229 | 0 | 429646.8478 | 0 | 14839503.2952 | 38609343.5733 | 26351670.3315 | 117850525.649 | 961560.8286 | 24065791.4134 | 24065791.4134 | 1478867.319 | 10508037.6352 | 0 | 142877877.8911 | 178930574.2588 | 5623413.2519 | 48.1538 | 2967.1181 | 3715.8177 | 60.4887 | 75.752
1 | 6100 | 707 | 0.03 | 15 | 15 | 7 | 7.4989e-09 | 5spot_SharedNeighbor | Water | Porous | Wet | R245fa | MinimizeLCOE_Brownfield | IgnoreSilica | 2019 | 188.8197 | 94.345 | 12.0421 | 4 | 2966.3598 | 3714.8303 | 60.4733 | 75.7318 | 183.4293 | 0 | 378.2475 | 12689480.0927 | 796801.5964 | 12443995.1423 | 11694931.5204 | 0 | 427128.2055 | 0 | 14840411.2574 | 38611705.9047 | 26353282.6712 | 117857736.3906 | 961560.8286 | 24065791.4134 | 24065791.4134 | 1478867.319 | 10508037.6352 | 0 | 142885088.6326 | 178937785.0003 | 7498942.0933 | 48.1685 | 2966.3598 | 3714.8303 | 60.4733 | 75.7318
1 | 6100 | 707 | 0.03 | 15 | 15 | 7 | 1e-08 | 5spot_SharedNeighbor | Water | Porous | Wet | R245fa | MinimizeLCOE_Brownfield | IgnoreSilica | 2019 | 188.8392 | 94.3527 | 12.0446 | 4 | 2965.7909 | 3714.1056 | 60.4617 | 75.7171 | 183.4279 | 0 | 378.0576 | 12690223.9088 | 796847.3805 | 12444812.322 | 11696069.203 | 0 | 425139.9322 | 0 | 14840706.1711 | 38612473.2097 | 26353806.3726 | 117860078.4998 | 961560.8286 | 24065791.4134 | 24065791.4134 | 1478867.319 | 10508037.6352 | 0 | 142887430.7419 | 178940127.1096 | 10000000 | 48.1785 | 2965.7909 | 3714.1056 | 60.4617 | 75.7171
1 | 6200 | 707 | 0.03 | 15 | 15 | 7 | 1e-13 | 5spot_SharedNeighbor | Water | Porous | Wet | R245fa | MinimizeLCOE_Brownfield | IgnoreSilica | 2019 | 0 | 0 | 0 | 0 |  |  |  |  | 15 |  | 25.4125 | [19 empty] | 100 | 0
1 | 6200 | 707 | 0.03 | 15 | 15 | 7 | 1.3335e-13 | 5spot_SharedNeighbor | Water | Porous | Wet | R245fa | MinimizeLCOE_Brownfield | IgnoreSilica | 2019 | 1.1424 | 0.25574 | 0.011459 | 4 | 586077.0376 | 1389821.7771 | 11947.9731 | 28333.3968 | 121.0242 | 0 | 47.544 | 154621.1393 | 6233.7201 | 114340.6985 | 68181.0444 | 0 | 67767.3578 | 0 | 160346.1444 | 417187.7762 | 284739.2296 | 1273417.1102 | 961560.8286 | 24629381.4663 | 24629381.4663 | 1478867.319 | 10733473.6564 | 0 | 26864359.4052 | 63706081.847 | 133.3521 | 0.045838 | 586077.0376 | 1389821.7771 | 11947.9731 | 28333.3968
1 | 6200 | 707 | 0.03 | 15 | 15 | 7 | 1.7783e-13 | 5spot_SharedNeighbor | Water | Porous | Wet | R245fa | MinimizeLCOE_Brownfield | IgnoreSilica | 2019 | 1.476 | 0.39292 | 0.024828 | 4 | 274931.9763 | 645907.7153 | 5604.8602 | 13167.7024 | 133.2546 | 0 | 69.4129 | 221307.3573 | 9745.7499 | 159866.953 | 86453.4913 | 0 | 75581.6669 | 0 | 215652.5352 | 561083.6602 | 382951.1272 | 1712642.541 | 961560.8286 | 24629381.4663 | 24629381.4663 | 1478867.319 | 10733473.6564 | 0 | 27303584.8359 | 64145307.2777 | 177.8279 | 0.09931 | 274931.9763 | 645907.7153 | 5604.8602 | 13167.7024
1 | 6200 | 707 | 0.03 | 15 | 15 | 7 | 2.3714e-13 | 5spot_SharedNeighbor | Water | Porous | Wet | R245fa | MinimizeLCOE_Brownfield | IgnoreSilica | 2019 | 1.9042 | 0.58474 | 0.045426 | 4 | 153358.101 | 356113.2575 | 3126.4123 | 7259.8504 | 144.0774 | 0 | 313.69 | 306247.3359 | 14616.0985 | 218141.6194 | 111412.0121 | 0 | 84125.5025 | 0 | 286471.6016 | 745340.344 | 508710.1 | 2275064.614 | 961560.8286 | 24629381.4663 | 24629381.4663 | 1478867.319 | 10733473.6564 | 0 | 27866006.909 | 64707729.3507 | 237.1374 | 0.18171 | 153358.101 | 356113.2575 | 3126.4123 | 7259.8504
1 | 6200 | 707 | 0.03 | 15 | 15 | 7 | 3.1623e-13 | 5spot_SharedNeighbor | Water | Porous | Wet | R245fa | MinimizeLCOE_Brownfield | IgnoreSilica | 2019 | 2.4877 | 0.86299 | 0.077046 | 4 | 92871.8332 | 212415.8097 | 1893.3179 | 4330.3836 | 153.8433 | 0 | 416.1124 | 418435.4009 | 21559.5684 | 295906.7913 | 147280.472 | 0 | 95365.9418 | 0 | 381633.788 | 992932.8325 | 677697.0609 | 3030811.8558 | 961560.8286 | 24629381.4663 | 24629381.4663 | 1478867.319 | 10733473.6564 | 0 | 28621754.1508 | 65463476.5925 | 316.2278 | 0.30819 | 92871.8332 | 212415.8097 | 1893.3179 | 4330.3836
1 | 6200 | 707 | 0.03 | 15 | 15 | 7 | 4.217e-13 | 5spot_SharedNeighbor | Water | Porous | Wet | R245fa | MinimizeLCOE_Brownfield | IgnoreSilica | 2019 | 3.2267 | 1.2303 | 0.12108 | 4 | 60993.9684 | 137061.3367 | 1243.4445 | 2794.1807 | 161.8001 | 0 | 543.4697 | 553228.0264 | 30446.4377 | 390922.5546 | 193651.7697 | 0 | 107164.2513 | 0 | 497411.0855 | 1294161.6114 | 883291.8922 | 3950277.6288 | 961560.8286 | 24629381.4663 | 24629381.4663 | 1478867.319 | 10733473.6564 | 0 | 29541219.9238 | 66382942.3655 | 421.6965 | 0.48433 | 60993.9684 | 137061.3367 | 1243.4445 | 2794.1807
1 | 6200 | 707 | 0.03 | 15 | 15 | 7 | 5.6234e-13 | 5spot_SharedNeighbor | Water | Porous | Wet | R245fa | MinimizeLCOE_Brownfield | IgnoreSilica | 2019 | 4.1969 | 1.7251 | 0.18239 | 4 | 42071.2366 | 92568.5351 | 857.6791 | 1887.1348 | 168.4094 | 0 | 75.3104 | 719215.7116 | 42004.2456 | 510039.8783 | 255296.1992 | 0 | 121132.765 | 0 | 642598.6319 | 1671909.8251 | 1141112.8099 | 5103310.0666 | 961560.8286 | 24629381.4663 | 24629381.4663 | 1478867.319 | 10733473.6564 | 0 | 30694252.3616 | 67535974.8034 | 562.3413 | 0.72958 | 42071.2366 | 92568.5351 | 857.6791 | 1887.1348
1 | 6200 | 707 | 0.03 | 15 | 15 | 7 | 7.4989e-13 | 5spot_SharedNeighbor | Water | Porous | Wet | R245fa | MinimizeLCOE_Brownfield | IgnoreSilica | 2019 | 5.5005 | 2.4045 | 0.26877 | 4 | 29938.668 | 64207.2797 | 610.3402 | 1308.9522 | 173.8815 | 0 | 81.9869 | 928543.7203 | 57414.2763 | 662612.5702 | 342000.7726 | 0 | 138965.6282 | 0 | 830519.4174 | 2160841.161 | 1474818.4933 | 6595716.0393 | 961560.8286 | 24629381.4663 | 24629381.4663 | 1478867.319 | 10733473.6564 | 0 | 32186658.3343 | 69028380.776 | 749.8942 | 1.0751 | 29938.668 | 64207.2797 | 610.3402 | 1308.9522
1 | 6200 | 707 | 0.03 | 15 | 15 | 7 | 1e-12 | 5spot_SharedNeighbor | Water | Porous | Wet | R245fa | MinimizeLCOE_Brownfield | IgnoreSilica | 2019 | 7.1984 | 3.3013 | 0.38398 | 4 | 22149.8869 | 46136.5884 | 451.5554 | 940.5568 | 178.1214 | 0 | 86.1843 | 1179691.8678 | 76380.4928 | 851331.2578 | 454454.0013 | 0 | 159771.2543 | 0 | 1061435.2609 | 2761636.8185 | 1884873.8746 | 8429574.8279 | 961560.8286 | 24629381.4663 | 24629381.4663 | 1478867.319 | 10733473.6564 | 0 | 34020517.1229 | 70862239.5647 | 1000 | 1.5359 | 22149.8869 | 46136.5884 | 451.5554 | 940.5568
1 | 6200 | 707 | 0.03 | 15 | 15 | 7 | 1.3335e-12 | 5spot_SharedNeighbor | Water | Porous | Wet | R245fa | MinimizeLCOE_Brownfield | IgnoreSilica | 2019 | 9.481 | 4.6163 | 0.54079 | 4 | 16836.5804 | 33867.9583 | 343.2365 | 690.4441 | 181.6911 | 0 | 98.405 | 1492772.2004 | 96394.5987 | 1113319.5554 | 605867.7275 | 0 | 188098.5482 | 0 | 1363616.5257 | 3547850.4838 | 2421480.8562 | 10829400.4958 | 961560.8286 | 24629381.4663 | 24629381.4663 | 1478867.319 | 10733473.6564 | 0 | 36420342.7908 | 73262065.2326 | 1333.5214 | 2.1632 | 16836.5804 | 33867.9583 | 343.2365 | 690.4441
1 | 6200 | 707 | 0.03 | 15 | 15 | 7 | 1.7783e-12 | 5spot_SharedNeighbor | Water | Porous | Wet | R245fa | MinimizeLCOE_Brownfield | IgnoreSilica | 2019 | 12.499 | 6.3348 | 0.74616 | 4 | 13183.6061 | 25527.4262 | 268.7656 | 520.4111 | 184.4141 | 0 | 79.4027 | 1865735.8582 | 120298.1419 | 1434068.1916 | 799604.632 | 0 | 222044.4148 | 0 | 1732282.983 | 4507044.9817 | 3076150.8105 | 13757230.0138 | 961560.8286 | 24629381.4663 | 24629381.4663 | 1478867.319 | 10733473.6564 | 0 | 39348172.3088 | 76189894.7506 | 1778.2794 | 2.9846 | 13183.6061 | 25527.4262 | 268.7656 | 520.4111
1 | 6200 | 707 | 0.03 | 15 | 15 | 7 | 2.3714e-12 | 5spot_SharedNeighbor | Water | Porous | Wet | R245fa | MinimizeLCOE_Brownfield | IgnoreSilica | 2019 | 16.499 | 8.6127 | 1.0184 | 4 | 10554.589 | 19598.5547 | 215.1696 | 399.543 | 186.517 | 0 | 96.4097 | 2317469.9025 | 149157.6929 | 1833570.0378 | 1055840.6409 | 0 | 263292.5867 | 0 | 2191539.0357 | 5701935.0244 | 3891687.8172 | 17404492.738 | 961560.8286 | 24629381.4663 | 24629381.4663 | 1478867.319 | 10733473.6564 | 0 | 42995435.033 | 79837157.4747 | 2371.3737 | 4.0736 | 10554.589 | 19598.5547 | 215.1696 | 399.543
1 | 6200 | 707 | 0.03 | 15 | 15 | 7 | 3.1623e-12 | 5spot_SharedNeighbor | Water | Porous | Wet | R245fa | MinimizeLCOE_Brownfield | IgnoreSilica | 2019 | 21.7802 | 11.6216 | 1.3782 | 4 | 8622.9298 | 15306.019 | 175.7901 | 312.0339 | 188.1328 | 0 | 83.0187 | 2864148.1785 | 183963.9116 | 2330219.9011 | 1393789.7356 | 0 | 313025.5176 | 0 | 2763207.4253 | 7189298.9089 | 4906844.2307 | 21944497.8094 | 961560.8286 | 24629381.4663 | 24629381.4663 | 1478867.319 | 10733473.6564 | 0 | 47535440.1043 | 84377162.5461 | 3162.2777 | 5.5127 | 8622.9298 | 15306.019 | 175.7901 | 312.0339
1 | 6200 | 707 | 0.03 | 15 | 15 | 7 | 4.217e-12 | 5spot_SharedNeighbor | Water | Porous | Wet | R245fa | MinimizeLCOE_Brownfield | IgnoreSilica | 2019 | 28.7648 | 15.6016 | 1.8539 | 4 | 7175.6337 | 12143.8863 | 146.285 | 247.5695 | 189.3729 | 0 | 90.1669 | 3528067.3361 | 226081.8441 | 2949309.8046 | 1840267.7716 | 0 | 373675.4057 | 0 | 3477786.8432 | 9048487.974 | 6175778.9701 | 27619455.9494 | 961560.8286 | 24629381.4663 | 24629381.4663 | 1478867.319 | 10733473.6564 | 0 | 53210398.2444 | 90052120.6862 | 4216.965 | 7.4154 | 7175.6337 | 12143.8863 | 146.285 | 247.5695
1 | 6200 | 707 | 0.03 | 15 | 15 | 7 | 5.6234e-12 | 5spot_SharedNeighbor | Water | Porous | Wet | R245fa | MinimizeLCOE_Brownfield | IgnoreSilica | 2019 | 37.9365 | 20.8298 | 2.4784 | 4 | 6079.6 | 9795.8191 | 123.9409 | 199.701 | 190.3169 | 0 | 75.774 | 4330223.2483 | 276775.1201 | 3716493.5082 | 2426631.8085 | 0 | 447145.1885 | 0 | 4366934.8607 | 11361868.726 | 7754708.8686 | 34680781.3288 | 961560.8286 | 24629381.4663 | 24629381.4663 | 1478867.319 | 10733473.6564 | 0 | 60271723.6238 | 97113446.0655 | 5623.4133 | 9.9138 | 6079.6 | 9795.8191 | 123.9409 | 199.701
1 | 6200 | 707 | 0.03 | 15 | 15 | 7 | 7.4989e-12 | 5spot_SharedNeighbor | Water | Porous | Wet | R245fa | MinimizeLCOE_Brownfield | IgnoreSilica | 2019 | 49.771 | 27.5721 | 3.284 | 4 | 5246.4628 | 8051.0716 | 106.9562 | 164.132 | 191.0111 | 0 | 107.3318 | 5283869.1732 | 336802.7522 | 4651149.8457 | 3183124.4559 | 0 | 533997.6843 | 0 | 5455688.1254 | 14194581.3867 | 9688093.4659 | 43327306.8891 | 961560.8286 | 24629381.4663 | 24629381.4663 | 1478867.319 | 10733473.6564 | 0 | 68918249.1841 | 105759971.6259 | 7498.9421 | 13.1361 | 5246.4628 | 8051.0716 | 106.9562 | 164.132
1 | 6200 | 707 | 0.03 | 15 | 15 | 7 | 1e-11 | 5spot_SharedNeighbor | Water | Porous | Wet | R245fa | MinimizeLCOE_Brownfield | IgnoreSilica | 2019 | 64.7816 | 36.0791 | 4.2994 | 4 | 4612.4003 | 6754.6804 | 94.03 | 137.7033 | 191.4322 | 0 | 107.6236 | 6396617.2814 | 406561.0485 | 5767519.3235 | 4140942.3116 | 0 | 636151.9907 | 0 | 6765638.8627 | 17602804.4974 | 12014275.7709 | 53730511.0867 | 961560.8286 | 24629381.4663 | 24629381.4663 | 1478867.319 | 10733473.6564 | 0 | 79321453.3817 | 116163175.8235 | 10000 | 17.1974 | 4612.4003 | 6754.6804 | 94.03 | 137.7033
1 | 6200 | 707 | 0.03 | 15 | 15 | 7 | 1.3335e-11 | 5spot_SharedNeighbor | Water | Porous | Wet | R245fa | MinimizeLCOE_Brownfield | IgnoreSilica | 2019 | 83.1226 | 46.3061 | 5.5173 | 4 | 4138.3401 | 5807.7136 | 84.3657 | 118.3981 | 191.4533 | 0 | 120.0271 | 7639524.7055 | 484165.395 | 7041988.617 | 5306841.6564 | 0 | 752372.8589 | 0 | 8277708.3608 | 21536899.1633 | 14699376.218 | 65738876.9749 | 961560.8286 | 24629381.4663 | 24629381.4663 | 1478867.319 | 10733473.6564 | 0 | 91329819.2699 | 128171541.7117 | 13335.2143 | 22.0692 | 4138.3401 | 5807.7136 | 84.3657 | 118.3981
1 | 6200 | 707 | 0.03 | 15 | 15 | 7 | 1.7783e-11 | 5spot_SharedNeighbor | Water | Porous | Wet | R245fa | MinimizeLCOE_Brownfield | IgnoreSilica | 2019 | 104.5064 | 57.8383 | 6.8836 | 4 | 3794.0319 | 5132.0648 | 77.3465 | 104.6241 | 190.9354 | 0 | 109.4528 | 8950645.5046 | 565715.5134 | 8413126.6112 | 6655655.6367 | 0 | 880920.3286 | 0 | 9931764.8019 | 25840414.7294 | 17636614.0203 | 78874857.1461 | 961560.8286 | 24629381.4663 | 24629381.4663 | 1478867.319 | 10733473.6564 | 0 | 104465799.4411 | 141307521.8829 | 17782.7941 | 27.5342 | 3794.0319 | 5132.0648 | 77.3465 | 104.6241
1 | 6200 | 707 | 0.03 | 15 | 15 | 7 | 2.3714e-11 | 5spot_SharedNeighbor | Water | Porous | Wet | R245fa | MinimizeLCOE_Brownfield | IgnoreSilica | 2019 | 127.9022 | 69.8009 | 8.2886 | 4 | 3554.521 | 4665.735 | 72.4637 | 95.1173 | 189.8453 | 0 | 119.5848 | 10234311.7599 | 645282.353 | 9778531.8181 | 8112161.0279 | 0 | 1016536.1501 | 0 | 11616861.0125 | 30224689.4088 | 20628971.5768 | 92257345.1071 | 961560.8286 | 24629381.4663 | 24629381.4663 | 1478867.319 | 10733473.6564 | 0 | 117848287.4021 | 154690009.8439 | 23713.7371 | 33.1545 | 3554.521 | 4665.735 | 72.4637 | 95.1173
1 | 6200 | 707 | 0.03 | 15 | 15 | 7 | 3.1623e-11 | 5spot_SharedNeighbor | Water | Porous | Wet | R245fa | MinimizeLCOE_Brownfield | IgnoreSilica | 2019 | 151.858 | 81.3689 | 9.6323 | 4 | 3391.5246 | 4347.7306 | 69.1408 | 88.6344 | 188.448 | 0 | 142.8328 | 11417478.3088 | 718402.6826 | 11054816.7271 | 9583706.6803 | 0 | 1152856.1534 | 0 | 13231631.6154 | 34425991.2823 | 23496446.4336 | 105081329.8834 | 961560.8286 | 24629381.4663 | 24629381.4663 | 1478867.319 | 10733473.6564 | 0 | 130672272.1784 | 167513994.6202 | 31622.7766 | 38.5291 | 3391.5246 | 4347.7306 | 69.1408 | 88.6344
1 | 6200 | 707 | 0.03 | 15 | 15 | 7 | 4.217e-11 | 5spot_SharedNeighbor | Water | Porous | Wet | R245fa | MinimizeLCOE_Brownfield | IgnoreSilica | 2019 | 161.8138 | 85.9812 | 10.3294 | 4 | 3275.6534 | 4167.3279 | 66.7786 | 84.9566 | 187.8209 | 0 | 166.0888 | 11875738.3401 | 746671.4901 | 11553343.5696 | 10189455.3957 | 0 | 1069646.8123 | 0 | 13819593.6871 | 35955747.9853 | 24540536.8167 | 109750734.097 | 961560.8286 | 24629381.4663 | 24629381.4663 | 1478867.319 | 10733473.6564 | 0 | 135341676.3919 | 172183398.8337 | 42169.6503 | 41.3175 | 3275.6534 | 4167.3279 | 66.7786 | 84.9566
1 | 6200 | 707 | 0.03 | 15 | 15 | 7 | 5.6234e-11 | 5spot_SharedNeighbor | Water | Porous | Wet | R245fa | MinimizeLCOE_Brownfield | IgnoreSilica | 2019 | 169.0286 | 89.235 | 10.864 | 4 | 3187.4056 | 4035.1963 | 64.9796 | 82.2629 | 187.3418 | 0 | 204.1667 | 12194845.7572 | 766340.0208 | 11901803.0587 | 10624820.8256 | 0 | 970760.2092 | 0 | 14218842.2498 | 36994510.8484 | 25249513.8152 | 112921436.7849 | 961560.8286 | 24629381.4663 | 24629381.4663 | 1478867.319 | 10733473.6564 | 0 | 138512379.0798 | 175354101.5216 | 56234.1325 | 43.4562 | 3187.4056 | 4035.1963 | 64.9796 | 82.2629
1 | 6200 | 707 | 0.03 | 15 | 15 | 7 | 7.4989e-11 | 5spot_SharedNeighbor | Water | Porous | Wet | R245fa | MinimizeLCOE_Brownfield | IgnoreSilica | 2019 | 174.677 | 91.7317 | 11.2887 | 4 | 3120.3365 | 3936.2356 | 63.6123 | 80.2455 | 186.9537 | 0 | 243.8286 | 12437495.1523 | 781287.2106 | 12167473.9956 | 10964419.9658 | 0 | 878138.2571 | 0 | 14519237.6867 | 37776078.1557 | 25782949.5621 | 115307079.9859 | 961560.8286 | 24629381.4663 | 24629381.4663 | 1478867.319 | 10733473.6564 | 0 | 140898022.2809 | 177739744.7227 | 74989.4209 | 45.1548 | 3120.3365 | 3936.2356 | 63.6123 | 80.2455
1 | 6200 | 707 | 0.03 | 15 | 15 | 7 | 1e-10 | 5spot_SharedNeighbor | Water | Porous | Wet | R245fa | MinimizeLCOE_Brownfield | IgnoreSilica | 2019 | 178.9862 | 93.6045 | 11.6183 | 4 | 3069.4509 | 3862.2052 | 62.5749 | 78.7363 | 186.6501 | 0 | 184.1715 | 12618282.3664 | 792418.8503 | 12365800.506 | 11222203.4468 | 0 | 794730.2132 | 0 | 14739439.7993 | 38348998.8828 | 26173979.7307 | 117055853.7955 | 961560.8286 | 24629381.4663 | 24629381.4663 | 1478867.319 | 10733473.6564 | 0 | 142646796.0905 | 179488518.5322 | 100000 | 46.4731 | 3069.4509 | 3862.2052 | 62.5749 | 78.7363
1 | 6200 | 707 | 0.03 | 15 | 15 | 7 | 1.3335e-10 | 5spot_SharedNeighbor | Water | Porous | Wet | R245fa | MinimizeLCOE_Brownfield | IgnoreSilica | 2019 | 182.2576 | 95.0084 | 11.8719 | 4 | 3030.9029 | 3806.7182 | 61.7891 | 77.6051 | 186.4154 | 0 | 275.3629 | 12753138.3078 | 800719.6963 | 12513951.8545 | 11417514.0832 | 0 | 722660.6014 | 0 | 14901113.9719 | 38769641.916 | 26461077.2441 | 118339817.6752 | 961560.8286 | 24629381.4663 | 24629381.4663 | 1478867.319 | 10733473.6564 | 0 | 143930759.9702 | 180772482.412 | 133352.1432 | 47.4878 | 3030.9029 | 3806.7182 | 61.7891 | 77.6051
1 | 6200 | 707 | 0.03 | 15 | 15 | 7 | 1.7783e-10 | 5spot_SharedNeighbor | Water | Porous | Wet | R245fa | MinimizeLCOE_Brownfield | IgnoreSilica | 2019 | 184.6593 | 96.0292 | 12.0628 | 4 | 3001.7329 | 3765.2699 | 61.1944 | 76.7601 | 186.2407 | 0 | 275.0378 | 12850841.4314 | 806732.2516 | 12621399.6158 | 11560697.3908 | 0 | 661165.3649 | 0 | 15015326.0613 | 39066798.3446 | 26663892.6126 | 119246853.0732 | 961560.8286 | 24629381.4663 | 24629381.4663 | 1478867.319 | 10733473.6564 | 0 | 144837795.3681 | 181679517.8099 | 177827.941 | 48.2514 | 3001.7329 | 3765.2699 | 61.1944 | 76.7601
1 | 6200 | 707 | 0.03 | 15 | 15 | 7 | 2.3714e-10 | 5spot_SharedNeighbor | Water | Porous | Wet | R245fa | MinimizeLCOE_Brownfield | IgnoreSilica | 2019 | 186.4427 | 96.7817 | 12.2069 | 4 | 2979.6848 | 3734.2129 | 60.7449 | 76.127 | 186.1098 | 0 | 303.2332 | 12922675.4285 | 811152.0966 | 12700457.7827 | 11666908.2689 | 0 | 610402.0515 | 0 | 15097522.295 | 39280656.0838 | 26809854.914 | 119899628.9208 | 961560.8286 | 24629381.4663 | 24629381.4663 | 1478867.319 | 10733473.6564 | 0 | 145490571.2158 | 182332293.6576 | 237137.3706 | 48.8275 | 2979.6848 | 3734.2129 | 60.7449 | 76.127
1 | 6200 | 707 | 0.03 | 15 | 15 | 7 | 3.1623e-10 | 5spot_SharedNeighbor | Water | Porous | Wet | R245fa | MinimizeLCOE_Brownfield | IgnoreSilica | 2019 | 187.7332 | 97.3232 | 12.3138 | 4 | 2963.0359 | 3711.011 | 60.4055 | 75.654 | 186.0143 | 0 | 373.2942 | 12974265.7348 | 814325.9858 | 12757267.4193 | 11743701.3918 | 0 | 568808.6343 | 0 | 15154763.9747 | 39429587.1927 | 26911503.456 | 120354223.7894 | 961560.8286 | 24629381.4663 | 24629381.4663 | 1478867.319 | 10733473.6564 | 0 | 145945166.0843 | 182786888.5261 | 316227.766 | 49.2553 | 2963.0359 | 3711.011 | 60.4055 | 75.654
1 | 6200 | 707 | 0.03 | 15 | 15 | 7 | 4.217e-10 | 5spot_SharedNeighbor | Water | Porous | Wet | R245fa | MinimizeLCOE_Brownfield | IgnoreSilica | 2019 | 188.766 | 97.754 | 12.3972 | 4 | 2950.47 | 3693.4168 | 60.1493 | 75.2953 | 185.9376 | 0 | 366.5285 | 13015262.7382 | 816847.9323 | 12802430.4589 | 11804792.7048 | 0 | 536760.8394 | 0 | 15200676.9227 | 39549043.2653 | 26993034.6801 | 120718849.5416 | 961560.8286 | 24629381.4663 | 24629381.4663 | 1478867.319 | 10733473.6564 | 0 | 146309791.8366 | 183151514.2783 | 421696.5034 | 49.5886 | 2950.47 | 3693.4168 | 60.1493 | 75.2953
1 | 6200 | 707 | 0.03 | 15 | 15 | 7 | 5.6234e-10 | 5spot_SharedNeighbor | Water | Porous | Wet | R245fa | MinimizeLCOE_Brownfield | IgnoreSilica | 2019 | 189.4434 | 98.0354 | 12.4558 | 4 | 2940.9978 | 3680.4442 | 59.9562 | 75.0308 | 185.8869 | 0 | 380.3131 | 13042004.459 | 818492.8493 | 12831898.3858 | 11844780.136 | 0 | 510164.875 | 0 | 15228462.875 | 39621336.6134 | 27042376.3757 | 120939516.5691 | 961560.8286 | 24629381.4663 | 24629381.4663 | 1478867.319 | 10733473.6564 | 0 | 146530458.8641 | 183372181.3059 | 562341.3252 | 49.8234 | 2940.9978 | 3680.4442 | 59.9562 | 75.0308
1 | 6200 | 707 | 0.03 | 15 | 15 | 7 | 7.4989e-10 | 5spot_SharedNeighbor | Water | Porous | Wet | R245fa | MinimizeLCOE_Brownfield | IgnoreSilica | 2019 | 189.9381 | 98.2404 | 12.4995 | 4 | 2933.8642 | 3670.7308 | 59.8108 | 74.8328 | 185.8498 | 0 | 373.7073 | 13061477.1329 | 819690.5834 | 12853360.5619 | 11873975.0956 | 0 | 489318.353 | 0 | 15248150.4734 | 39672559.7061 | 27077337.189 | 121095869.0954 | 961560.8286 | 24629381.4663 | 24629381.4663 | 1478867.319 | 10733473.6564 | 0 | 146686811.3903 | 183528533.8321 | 749894.2093 | 49.9978 | 2933.8642 | 3670.7308 | 59.8108 | 74.8328
1 | 6200 | 707 | 0.03 | 15 | 15 | 7 | 1e-09 | 5spot_SharedNeighbor | Water | Porous | Wet | R245fa | MinimizeLCOE_Brownfield | IgnoreSilica | 2019 | 190.2741 | 98.3793 | 12.5308 | 4 | 2928.4959 | 3663.5211 | 59.7014 | 74.6858 | 185.8244 | 0 | 352.1157 | 13074665.869 | 820501.7761 | 12867898.8538 | 11893795.4697 | 0 | 472731.3964 | 0 | 15260541.4123 | 39704798.3873 | 27099340.7514 | 121194273.9159 | 961560.8286 | 24629381.4663 | 24629381.4663 | 1478867.319 | 10733473.6564 | 0 | 146785216.2109 | 183626938.6527 | 1000000 | 50.1231 | 2928.4959 | 3663.5211 | 59.7014 | 74.6858
1 | 6200 | 707 | 0.03 | 15 | 15 | 7 | 1.3335e-09 | 5spot_SharedNeighbor | Water | Porous | Wet | R245fa | MinimizeLCOE_Brownfield | IgnoreSilica | 2019 | 190.5371 | 98.4879 | 12.5548 | 4 | 2924.4589 | 3658.0793 | 59.619 | 74.5749 | 185.8046 | 0 | 360.7965 | 13084978.0681 | 821136.0284 | 12879267.4304 | 11909308.8461 | 0 | 460197.5448 | 0 | 15270406.2879 | 39730464.7701 | 27116858.585 | 121272617.5607 | 961560.8286 | 24629381.4663 | 24629381.4663 | 1478867.319 | 10733473.6564 | 0 | 146863559.8557 | 183705282.2975 | 1333521.4322 | 50.2191 | 2924.4589 | 3658.0793 | 59.619 | 74.5749
1 | 6200 | 707 | 0.03 | 15 | 15 | 7 | 1.7783e-09 | 5spot_SharedNeighbor | Water | Porous | Wet | R245fa | MinimizeLCOE_Brownfield | IgnoreSilica | 2019 | 190.7151 | 98.5614 | 12.572 | 4 | 2921.4247 | 3654.0409 | 59.5572 | 74.4926 | 185.7911 | 0 | 355.5274 | 13091943.2174 | 821564.4129 | 12886946.6659 | 11919803.7929 | 0 | 450353.7947 | 0 | 15276538.6347 | 39746419.8785 | 27127748.2743 | 121321318.6714 | 961560.8286 | 24629381.4663 | 24629381.4663 | 1478867.319 | 10733473.6564 | 0 | 146912260.9663 | 183753983.4081 | 1778279.41 | 50.2879 | 2921.4247 | 3654.0409 | 59.5572 | 74.4926
1 | 6200 | 707 | 0.03 | 15 | 15 | 7 | 2.3714e-09 | 5spot_SharedNeighbor | Water | Porous | Wet | R245fa | MinimizeLCOE_Brownfield | IgnoreSilica | 2019 | 190.8466 | 98.6156 | 12.5848 | 4 | 2919.1453 | 3651.0144 | 59.5107 | 74.4309 | 185.7811 | 0 | 359.299 | 13097084.837 | 821880.6393 | 12892615.7177 | 11927557.0541 | 0 | 442850.5911 | 0 | 15280975.6473 | 39757964.0752 | 27135627.4258 | 121356555.9875 | 961560.8286 | 24629381.4663 | 24629381.4663 | 1478867.319 | 10733473.6564 | 0 | 146947498.2824 | 183789220.7242 | 2371373.7057 | 50.3392 | 2919.1453 | 3651.0144 | 59.5107 | 74.4309
1 | 6200 | 707 | 0.03 | 15 | 15 | 7 | 3.1623e-09 | 5spot_SharedNeighbor | Water | Porous | Wet | R245fa | MinimizeLCOE_Brownfield | IgnoreSilica | 2019 | 190.9586 | 98.6618 | 12.595 | 4 | 2917.4336 | 3648.7099 | 59.4758 | 74.3839 | 185.7727 | 0 | 357.7542 | 13101468.0825 | 822150.2207 | 12897448.8017 | 11934164.8281 | 0 | 437374.9478 | 0 | 15285116.6835 | 39768738.202 | 27142980.9887 | 121389442.7551 | 961560.8286 | 24629381.4663 | 24629381.4663 | 1478867.319 | 10733473.6564 | 0 | 146980385.0501 | 183822107.4918 | 3162277.6602 | 50.38 | 2917.4336 | 3648.7099 | 59.4758 | 74.3839
1 | 6200 | 707 | 0.03 | 15 | 15 | 7 | 4.217e-09 | 5spot_SharedNeighbor | Water | Porous | Wet | R245fa | MinimizeLCOE_Brownfield | IgnoreSilica | 2019 | 191.0272 | 98.69 | 12.602 | 4 | 2916.1486 | 3647.0189 | 59.4496 | 74.3494 | 185.7674 | 0 | 344.5871 | 13104142.8535 | 822314.7252 | 12900398.1665 | 11938204.1151 | 0 | 433002.6864 | 0 | 15287244.3933 | 39774274.0663 | 27146759.3298 | 121406340.3362 | 961560.8286 | 24629381.4663 | 24629381.4663 | 1478867.319 | 10733473.6564 | 0 | 146997282.6311 | 183839005.0729 | 4216965.0343 | 50.408 | 2916.1486 | 3647.0189 | 59.4496 | 74.3494
1 | 6200 | 707 | 0.03 | 15 | 15 | 7 | 5.6234e-09 | 5spot_SharedNeighbor | Water | Porous | Wet | R245fa | MinimizeLCOE_Brownfield | IgnoreSilica | 2019 | 191.0855 | 98.714 | 12.6076 | 4 | 2915.1842 | 3645.733 | 59.43 | 74.3232 | 185.763 | 0 | 330.7436 | 13106421.8995 | 822454.891 | 12902911.2352 | 11941643.7301 | 0 | 429812.1592 | 0 | 15289265.1268 | 39779531.6005 | 27150347.705 | 121422388.3473 | 961560.8286 | 24629381.4663 | 24629381.4663 | 1478867.319 | 10733473.6564 | 0 | 147013330.6423 | 183855053.084 | 5623413.2519 | 50.4302 | 2915.1842 | 3645.733 | 59.43 | 74.3232
1 | 6200 | 707 | 0.03 | 15 | 15 | 7 | 7.4989e-09 | 5spot_SharedNeighbor | Water | Porous | Wet | R245fa | MinimizeLCOE_Brownfield | IgnoreSilica | 2019 | 191.1218 | 98.7289 | 12.6114 | 4 | 2914.4606 | 3644.7867 | 59.4152 | 74.3039 | 185.7603 | 0 | 365.703 | 13107836.8483 | 822541.9128 | 12904471.5025 | 11943782.5136 | 0 | 427295.7598 | 0 | 15290312.1294 | 39782255.6865 | 27152206.9496 | 121430703.3025 | 961560.8286 | 24629381.4663 | 24629381.4663 | 1478867.319 | 10733473.6564 | 0 | 147021645.5975 | 183863368.0393 | 7498942.0933 | 50.4456 | 2914.4606 | 3644.7867 | 59.4152 | 74.3039
1 | 6200 | 707 | 0.03 | 15 | 15 | 7 | 1e-08 | 5spot_SharedNeighbor | Water | Porous | Wet | R245fa | MinimizeLCOE_Brownfield | IgnoreSilica | 2019 | 191.1561 | 98.743 | 12.6146 | 4 | 2913.9177 | 3644.0596 | 59.4042 | 74.2891 | 185.7577 | 0 | 352.6353 | 13109175.2697 | 822624.2278 | 12905947.4004 | 11945802.6718 | 0 | 425510.6097 | 0 | 15291533.47 | 39785433.3641 | 27154375.7799 | 121440402.7934 | 961560.8286 | 24629381.4663 | 24629381.4663 | 1478867.319 | 10733473.6564 | 0 | 147031345.0883 | 183873067.5301 | 10000000 | 50.4583 | 2913.9177 | 3644.0596 | 59.4042 | 74.2891
1 | 6300 | 707 | 0.03 | 15 | 15 | 7 | 1e-13 | 5spot_SharedNeighbor | Water | Porous | Wet | R245fa | MinimizeLCOE_Brownfield | IgnoreSilica | 2019 | 0.88403 | 0.16265 | 0.0039455 | 4 | 1717316.3212 | 4102274.4112 | 35009.8161 | 83630.4126 | 108.4012 | 0 | 55.6173 | 105215.4655 | 3875.5943 | 80330.6787 | 55154.5233 | 0 | 59552.9972 | 0 | 118610.411 | 308599.9592 | 210625.8133 | 941965.4426 | 961560.8286 | 25198831.6101 | 25198831.6101 | 1478867.319 | 10961253.7139 | 0 | 27102357.8813 | 64741310.5244 | 100 | 0.015782 | 1717316.3212 | 4102274.4112 | 35009.8161 | 83630.4126
1 | 6300 | 707 | 0.03 | 15 | 15 | 7 | 1.3335e-13 | 5spot_SharedNeighbor | Water | Porous | Wet | R245fa | MinimizeLCOE_Brownfield | IgnoreSilica | 2019 | 1.1619 | 0.26683 | 0.012785 | 4 | 537163.6893 | 1273188.2 | 10950.8084 | 25955.6636 | 122.7684 | 0 | 51.805 | 160692.3732 | 6558.6923 | 118146.7595 | 69497.0206 | 0 | 67795.7808 | 0 | 164849.3443 | 428904.1785 | 292735.9149 | 1309180.0641 | 961560.8286 | 25198831.6101 | 25198831.6101 | 1478867.319 | 10961253.7139 | 0 | 27469572.5028 | 65108525.1459 | 133.3521 | 0.051138 | 537163.6893 | 1273188.2 | 10950.8084 | 25955.6636
1 | 6300 | 707 | 0.03 | 15 | 15 | 7 | 1.7783e-13 | 5spot_SharedNeighbor | Water | Porous | Wet | R245fa | MinimizeLCOE_Brownfield | IgnoreSilica | 2019 | 1.5102 | 0.41416 | 0.0274 | 4 | 254907.6405 | 598331.5851 | 5196.637 | 12197.7987 | 135.4615 | 0 | 56.1048 | 231889.031 | 10375.0155 | 166498.4123 | 88898.4289 | 0 | 76155.0884 | 0 | 223788.2307 | 582251.0709 | 397398.32 | 1777253.5976 | 961560.8286 | 25198831.6101 | 25198831.6101 | 1478867.319 | 10961253.7139 | 0 | 27937646.0364 | 65576598.6794 | 177.8279 | 0.1096 | 254907.6405 | 598331.5851 | 5196.637 | 12197.7987
1 | 6300 | 707 | 0.03 | 15 | 15 | 7 | 2.3714e-13 | 5spot_SharedNeighbor | Water | Porous | Wet | R245fa | MinimizeLCOE_Brownfield | IgnoreSilica | 2019 | 1.9626 | 0.62278 | 0.050147 | 4 | 142299.8231 | 329942.3465 | 2900.9744 | 6726.321 | 146.697 | 0 | 316.3691 | 323503.3927 | 15743.2358 | 229032.9035 | 115664.5672 | 0 | 85554.0949 | 0 | 300104.2957 | 780809.8175 | 532918.7445 | 2383331.0516 | 961560.8286 | 25198831.6101 | 25198831.6101 | 1478867.319 | 10961253.7139 | 0 | 28543723.4904 | 66182676.1334 | 237.1374 | 0.20059 | 142299.8231 | 329942.3465 | 2900.9744 | 6726.321
1 | 6300 | 707 | 0.03 | 15 | 15 | 7 | 3.1623e-13 | 5spot_SharedNeighbor | Water | Porous | Wet | R245fa | MinimizeLCOE_Brownfield | IgnoreSilica | 2019 | 2.546 | 0.90932 | 0.083638 | 4 | 87615.2465 | 200121.2543 | 1786.1553 | 4079.7425 | 156.2838 | 0 | 414.173 | 438178.5595 | 23015.6596 | 308063.3385 | 152237.9664 | 0 | 95967.496 | 0 | 396810.5778 | 1032419.7264 | 704647.6774 | 3151341.0017 | 961560.8286 | 25198831.6101 | 25198831.6101 | 1478867.319 | 10961253.7139 | 0 | 29311733.4404 | 66950686.0835 | 316.2278 | 0.33455 | 87615.2465 | 200121.2543 | 1786.1553 | 4079.7425
1 | 6300 | 707 | 0.03 | 15 | 15 | 7 | 4.217e-13 | 5spot_SharedNeighbor | Water | Porous | Wet | R245fa | MinimizeLCOE_Brownfield | IgnoreSilica | 2019 | 3.3045 | 1.296 | 0.13088 | 4 | 57816.8451 | 129712.7548 | 1178.6746 | 2644.37 | 164.3329 | 0 | 548.6063 | 579137.747 | 32546.759 | 406877.4155 | 199891.3609 | 0 | 107846.618 | 0 | 517256.9611 | 1345796.5089 | 918533.7707 | 4107887.141 | 961560.8286 | 25198831.6101 | 25198831.6101 | 1478867.319 | 10961253.7139 | 0 | 30268279.5797 | 67907232.2228 | 421.6965 | 0.52352 | 57816.8451 | 129712.7548 | 1178.6746 | 2644.37
1 | 6300 | 707 | 0.03 | 15 | 15 | 7 | 5.6234e-13 | 5spot_SharedNeighbor | Water | Porous | Wet | R245fa | MinimizeLCOE_Brownfield | IgnoreSilica | 2019 | 4.2869 | 1.8134 | 0.19678 | 4 | 39982.0568 | 87799.9217 | 815.0883 | 1789.9202 | 170.936 | 0 | 89.7025 | 752628.8756 | 45100.0643 | 529863.9488 | 265675.9887 | 0 | 121394.7198 | 0 | 668718.8029 | 1739869.1522 | 1187496.4471 | 5310747.9995 | 961560.8286 | 25198831.6101 | 25198831.6101 | 1478867.319 | 10961253.7139 | 0 | 31471140.4382 | 69110093.0813 | 562.3413 | 0.78713 | 39982.0568 | 87799.9217 | 815.0883 | 1789.9202
1 | 6300 | 707 | 0.03 | 15 | 15 | 7 | 7.4989e-13 | 5spot_SharedNeighbor | Water | Porous | Wet | R245fa | MinimizeLCOE_Brownfield | IgnoreSilica | 2019 | 5.6099 | 2.5205 | 0.28895 | 4 | 28563.9747 | 61129.7306 | 582.3153 | 1246.2122 | 176.4312 | 0 | 101.7438 | 970347.4562 | 61832.3977 | 686720.3714 | 355001.2108 | 0 | 138823.03 | 0 | 862962.5418 | 2245251.5158 | 1532430.2948 | 6853368.8185 | 961560.8286 | 25198831.6101 | 25198831.6101 | 1478867.319 | 10961253.7139 | 0 | 33013761.2573 | 70652713.9003 | 749.8942 | 1.1558 | 28563.9747 | 61129.7306 | 582.3153 | 1246.2122
1 | 6300 | 707 | 0.03 | 15 | 15 | 7 | 1e-12 | 5spot_SharedNeighbor | Water | Porous | Wet | R245fa | MinimizeLCOE_Brownfield | IgnoreSilica | 2019 | 7.3615 | 3.5325 | 0.41278 | 4 | 21191.9393 | 43987.9055 | 432.0263 | 896.753 | 180.7378 | 0 | 96.5541 | 1236566.7858 | 79929.2976 | 898777.4697 | 473952.59 | 0 | 161723.4354 | 0 | 1111870.3356 | 2892858.5374 | 1974435.3941 | 8830113.8456 | 961560.8286 | 25198831.6101 | 25198831.6101 | 1478867.319 | 10961253.7139 | 0 | 34990506.2844 | 72629458.9274 | 1000 | 1.6511 | 21191.9393 | 43987.9055 | 432.0263 | 896.753
1 | 6300 | 707 | 0.03 | 15 | 15 | 7 | 1.3335e-12 | 5spot_SharedNeighbor | Water | Porous | Wet | R245fa | MinimizeLCOE_Brownfield | IgnoreSilica | 2019 | 9.681 | 4.9018 | 0.57712 | 4 | 16216.0736 | 32520.7596 | 330.5866 | 662.9797 | 184.3464 | 0 | 76.6905 | 1557210.4771 | 100529.8362 | 1168068.0694 | 624596.7512 | 0 | 189594.0931 | 0 | 1419599.6985 | 3693507.2157 | 2520894.5687 | 11274000.71 | 961560.8286 | 25198831.6101 | 25198831.6101 | 1478867.319 | 10961253.7139 | 0 | 37434393.1487 | 75073345.7918 | 1333.5214 | 2.3085 | 16216.0736 | 32520.7596 | 330.5866 | 662.9797
1 | 6300 | 707 | 0.03 | 15 | 15 | 7 | 1.7783e-12 | 5spot_SharedNeighbor | Water | Porous | Wet | R245fa | MinimizeLCOE_Brownfield | IgnoreSilica | 2019 | 12.7548 | 6.7097 | 0.79398 | 4 | 12739.4104 | 24590.7515 | 259.7101 | 501.3157 | 187.0793 | 0 | 86.4668 | 1942956.7685 | 125238.3392 | 1501568.313 | 823281.9768 | 0 | 223625.3823 | 0 | 1800501.6042 | 4684535.8403 | 3197291.9686 | 14299000.193 | 961560.8286 | 25198831.6101 | 25198831.6101 | 1478867.319 | 10961253.7139 | 0 | 40459392.6317 | 78098345.2748 | 1778.2794 | 3.1759 | 12739.4104 | 24590.7515 | 259.7101 | 501.3157
1 | 6300 | 707 | 0.03 | 15 | 15 | 7 | 2.3714e-12 | 5spot_SharedNeighbor | Water | Porous | Wet | R245fa | MinimizeLCOE_Brownfield | IgnoreSilica | 2019 | 16.8279 | 9.1064 | 1.0815 | 4 | 10223.7475 | 18924.1575 | 208.4249 | 385.7945 | 189.1983 | 0 | 98.7304 | 2410545.1087 | 155092.4166 | 1917180.9721 | 1085993.0118 | 0 | 264966.366 | 0 | 2275173.3713 | 5919534.4099 | 4040203.869 | 18068689.5254 | 961560.8286 | 25198831.6101 | 25198831.6101 | 1478867.319 | 10961253.7139 | 0 | 44229081.9641 | 81868034.6072 | 2371.3737 | 4.3261 | 10223.7475 | 18924.1575 | 208.4249 | 385.7945
1 | 6300 | 707 | 0.03 | 15 | 15 | 7 | 3.1623e-12 | 5spot_SharedNeighbor | Water | Porous | Wet | R245fa | MinimizeLCOE_Brownfield | IgnoreSilica | 2019 | 22.2212 | 12.2818 | 1.4625 | 4 | 8365.5017 | 14799.5906 | 170.5421 | 301.7097 | 190.8313 | 0 | 89.5527 | 2978330.5712 | 191218.7925 | 2435535.9705 | 1433672.9269 | 0 | 315236.0059 | 0 | 2868057.7641 | 7462097.9826 | 5093035.2039 | 22777185.2176 | 961560.8286 | 25198831.6101 | 25198831.6101 | 1478867.319 | 10961253.7139 | 0 | 48937577.6563 | 86576530.2994 | 3162.2777 | 5.8499 | 8365.5017 | 14799.5906 | 170.5421 | 301.7097
1 | 6300 | 707 | 0.03 | 15 | 15 | 7 | 4.217e-12 | 5spot_SharedNeighbor | Water | Porous | Wet | R245fa | MinimizeLCOE_Brownfield | IgnoreSilica | 2019 | 29.33 | 16.4684 | 1.9648 | 4 | 6973.2224 | 11762.4095 | 142.1586 | 239.7926 | 192.0806 | 0 | 95.4033 | 3665839.6638 | 234802.8739 | 3079685.4538 | 1891612.8226 | 0 | 376003.048 | 0 | 3606698.1062 | 9383888.6369 | 6404696.8143 | 28643227.4196 | 961560.8286 | 25198831.6101 | 25198831.6101 | 1478867.319 | 10961253.7139 | 0 | 54803619.8584 | 92442572.5014 | 4216.965 | 7.8592 | 6973.2224 | 11762.4095 | 142.1586 | 239.7926
1 | 6300 | 707 | 0.03 | 15 | 15 | 7 | 5.6234e-12 | 5spot_SharedNeighbor | Water | Porous | Wet | R245fa | MinimizeLCOE_Brownfield | IgnoreSilica | 2019 | 38.6527 | 21.9596 | 2.6234 | 4 | 5917.0195 | 9503.8448 | 120.6264 | 193.7487 | 193.0313 | 0 | 91.4612 | 4495555.1592 | 287199.6409 | 3876895.171 | 2491801.7235 | 0 | 449420.1396 | 0 | 4524340.0153 | 11771404.6502 | 8034225.5519 | 35930842.0517 | 961560.8286 | 25198831.6101 | 25198831.6101 | 1478867.319 | 10961253.7139 | 0 | 62091234.4904 | 99730187.1334 | 5623.4133 | 10.4937 | 5917.0195 | 9503.8448 | 120.6264 | 193.7487
1 | 6300 | 707 | 0.03 | 15 | 15 | 7 | 7.4989e-12 | 5spot_SharedNeighbor | Water | Porous | Wet | R245fa | MinimizeLCOE_Brownfield | IgnoreSilica | 2019 | 50.6937 | 29.0468 | 3.4734 | 4 | 5112.0093 | 7821.1015 | 104.2152 | 159.4437 | 193.7285 | 0 | 111.6845 | 5483098.3971 | 349313.7372 | 4849123.2948 | 3266850.9803 | 0 | 536591.1852 | 0 | 5649141.2619 | 14697906.7652 | 10031623.379 | 44863649.0006 | 961560.8286 | 25198831.6101 | 25198831.6101 | 1478867.319 | 10961253.7139 | 0 | 71024041.4394 | 108662994.0824 | 7498.9421 | 13.8936 | 5112.0093 | 7821.1015 | 104.2152 | 159.4437
1 | 6300 | 707 | 0.03 | 15 | 15 | 7 | 1e-11 | 5spot_SharedNeighbor | Water | Porous | Wet | R245fa | MinimizeLCOE_Brownfield | IgnoreSilica | 2019 | 65.907 | 37.9518 | 4.5406 | 4 | 4499.9159 | 6572.2812 | 91.7369 | 133.9848 | 194.1382 | 0 | 101.1224 | 6631021.1221 | 421220.678 | 6005797.3713 | 4244819.1046 | 0 | 638359.6221 | 0 | 6997074.9803 | 18204953.8013 | 12425255.0438 | 55568501.7235 | 961560.8286 | 25198831.6101 | 25198831.6101 | 1478867.319 | 10961253.7139 | 0 | 81728894.1622 | 119367846.8053 | 10000 | 18.1623 | 4499.9159 | 6572.2812 | 91.7369 | 133.9848
1 | 6300 | 707 | 0.03 | 15 | 15 | 7 | 1.3335e-11 | 5spot_SharedNeighbor | Water | Porous | Wet | R245fa | MinimizeLCOE_Brownfield | IgnoreSilica | 2019 | 84.4916 | 48.6464 | 5.819 | 4 | 4041.8748 | 5658.9516 | 82.3991 | 115.3654 | 194.1261 | 0 | 122.9029 | 7912467.0369 | 501167.2322 | 7325301.6875 | 5434821.7083 | 0 | 754690.4226 | 0 | 8552094.7542 | 22250796.2745 | 15186625.6655 | 67917964.7816 | 961560.8286 | 25198831.6101 | 25198831.6101 | 1478867.319 | 10961253.7139 | 0 | 94078357.2204 | 131717309.8634 | 13335.2143 | 23.2759 | 4041.8748 | 5658.9516 | 82.3991 | 115.3654
1 | 6300 | 707 | 0.03 | 15 | 15 | 7 | 1.7783e-11 | 5spot_SharedNeighbor | Water | Porous | Wet | R245fa | MinimizeLCOE_Brownfield | IgnoreSilica | 2019 | 106.0191 | 60.6173 | 7.2434 | 4 | 3709.9961 | 5009.0775 | 75.6333 | 102.1168 | 193.5525 | 0 | 115.6567 | 9255061.6458 | 584607.9586 | 8734984.7366 | 6802511.5111 | 0 | 881981.0139 | 0 | 10241067.2778 | 26645156.3251 | 18185866.6951 | 81331237.164 | 961560.8286 | 25198831.6101 | 25198831.6101 | 1478867.319 | 10961253.7139 | 0 | 107491629.6028 | 145130582.2458 | 17782.7941 | 28.9735 | 3709.9961 | 5009.0775 | 75.6333 | 102.1168
1 | 6300 | 707 | 0.03 | 15 | 15 | 7 | 2.3714e-11 | 5spot_SharedNeighbor | Water | Porous | Wet | R245fa | MinimizeLCOE_Brownfield | IgnoreSilica | 2019 | 129.4912 | 72.9883 | 8.7029 | 4 | 3479.1711 | 4560.3874 | 70.9276 | 92.9697 | 192.3913 | 0 | 118.3323 | 10565501.4427 | 665770.1617 | 10134151.9542 | 8276243.4006 | 0 | 1016261.9805 | 0 | 11956592.2865 | 31108600.4952 | 21232259.0558 | 94955380.7772 | 961560.8286 | 25198831.6101 | 25198831.6101 | 1478867.319 | 10961253.7139 | 0 | 121115773.2159 | 158754725.8589 | 23713.7371 | 34.8117 | 3479.1711 | 4560.3874 | 70.9276 | 92.9697
1 | 6300 | 707 | 0.03 | 15 | 15 | 7 | 3.1623e-11 | 5spot_SharedNeighbor | Water | Porous | Wet | R245fa | MinimizeLCOE_Brownfield | IgnoreSilica | 2019 | 153.4005 | 84.905 | 10.0947 | 4 | 3321.4661 | 4253.6086 | 67.7126 | 86.7156 | 190.9414 | 0 | 139.7167 | 11769437.9875 | 740116.5998 | 11437502.5436 | 9758477.4061 | 0 | 1150181.1982 | 0 | 13593729.1367 | 35368094.7564 | 24139451.4129 | 107956991.0411 | 961560.8286 | 25198831.6101 | 25198831.6101 | 1478867.319 | 10961253.7139 | 0 | 134117383.4798 | 171756336.1229 | 31622.7766 | 40.379 | 3321.4661 | 4253.6086 | 67.7126 | 86.7156
1 | 6300 | 707 | 0.03 | 15 | 15 | 7 | 4.217e-11 | 5spot_SharedNeighbor | Water | Porous | Wet | R245fa | MinimizeLCOE_Brownfield | IgnoreSilica | 2019 | 164.4083 | 90.1549 | 10.8568 | 4 | 3210.6896 | 4077.4034 | 65.4543 | 83.1234 | 190.2161 | 0 | 156.0076 | 12284464.8444 | 771861.4259 | 11999854.9104 | 10432948.8717 | 0 | 1082260.2668 | 0 | 14262842.2245 | 37108989.7569 | 25327648.0226 | 113270870.3231 | 961560.8286 | 25198831.6101 | 25198831.6101 | 1478867.319 | 10961253.7139 | 0 | 139431262.7618 | 177070215.4049 | 42169.6503 | 43.4272 | 3210.6896 | 4077.4034 | 65.4543 | 83.1234
1 | 6300 | 707 | 0.03 | 15 | 15 | 7 | 5.6234e-11 | 5spot_SharedNeighbor | Water | Porous | Wet | R245fa | MinimizeLCOE_Brownfield | IgnoreSilica | 2019 | 171.5696 | 93.4752 | 11.4038 | 4 | 3126.4766 | 3951.618 | 63.7375 | 80.5591 | 189.7167 | 0 | 199.1123 | 12605833.8535 | 791652.4874 | 12352133.8006 | 10868946.2231 | 0 | 980654.5811 | 0 | 14663696.1688 | 38151929.4937 | 26039475.8232 | 116454322.4315 | 961560.8286 | 25198831.6101 | 25198831.6101 | 1478867.319 | 10961253.7139 | 0 | 142614714.8702 | 180253667.5133 | 56234.1325 | 45.6152 | 3126.4766 | 3951.618 | 63.7375 | 80.5591
1 | 6300 | 707 | 0.03 | 15 | 15 | 7 | 7.4989e-11 | 5spot_SharedNeighbor | Water | Porous | Wet | R245fa | MinimizeLCOE_Brownfield | IgnoreSilica | 2019 | 177.1519 | 96.0111 | 11.8365 | 4 | 3062.4812 | 3857.4573 | 62.4328 | 78.6395 | 189.3142 | 0 | 222.8854 | 12849106.4218 | 806625.4911 | 12619490.7442 | 11207250.8579 | 0 | 885679.6393 | 0 | 14963579.7301 | 38932165.0055 | 26572002.5923 | 118835900.4821 | 961560.8286 | 25198831.6101 | 25198831.6101 | 1478867.319 | 10961253.7139 | 0 | 144996292.9209 | 182635245.5639 | 74989.4209 | 47.346 | 3062.4812 | 3857.4573 | 62.4328 | 78.6395
1 | 6300 | 707 | 0.03 | 15 | 15 | 7 | 1e-10 | 5spot_SharedNeighbor | Water | Porous | Wet | R245fa | MinimizeLCOE_Brownfield | IgnoreSilica | 2019 | 181.4586 | 97.9364 | 12.1743 | 4 | 3013.9341 | 3786.8514 | 61.4431 | 77.2001 | 188.9961 | 0 | 238.0427 | 13032604.2281 | 817914.6392 | 12821539.0532 | 11467634.9926 | 0 | 801237.8163 | 0 | 15186962.9845 | 39513362.4111 | 26968681.764 | 120609937.8889 | 961560.8286 | 25198831.6101 | 25198831.6101 | 1478867.319 | 10961253.7139 | 0 | 146770330.3277 | 184409282.9707 | 100000 | 48.6973 | 3013.9341 | 3786.8514 | 61.4431 | 77.2001
1 | 6300 | 707 | 0.03 | 15 | 15 | 7 | 1.3335e-10 | 5spot_SharedNeighbor | Water | Porous | Wet | R245fa | MinimizeLCOE_Brownfield | IgnoreSilica | 2019 | 184.6593 | 99.3477 | 12.431 | 4 | 2977.1489 | 3734.1088 | 60.6932 | 76.1249 | 188.7553 | 0 | 223.4469 | 13166465.3744 | 826147.4566 | 12969138.2006 | 11660203.5776 | 0 | 727384.9553 | 0 | 15346242.4302 | 39927774.8561 | 27251526.773 | 121874883.6238 | 961560.8286 | 25198831.6101 | 25198831.6101 | 1478867.319 | 10961253.7139 | 0 | 148035276.0625 | 185674228.7056 | 133352.1432 | 49.7238 | 2977.1489 | 3734.1088 | 60.6932 | 76.1249
1 | 6300 | 707 | 0.03 | 15 | 15 | 7 | 1.7783e-10 | 5spot_SharedNeighbor | Water | Porous | Wet | R245fa | MinimizeLCOE_Brownfield | IgnoreSilica | 2019 | 187.0345 | 100.385 | 12.6251 | 4 | 2949.3135 | 3694.6345 | 60.1257 | 75.3201 | 188.5742 | 0 | 255.5927 | 13264503.4151 | 832175.686 | 13077346.6303 | 11802911.1683 | 0 | 664929.0934 | 0 | 15460327.7373 | 40224601.4232 | 27454117.0043 | 122780912.158 | 961560.8286 | 25198831.6101 | 25198831.6101 | 1478867.319 | 10961253.7139 | 0 | 148941304.5967 | 186580257.2397 | 177827.941 | 50.5003 | 2949.3135 | 3694.6345 | 60.1257 | 75.3201
1 | 6300 | 707 | 0.03 | 15 | 15 | 7 | 2.3714e-10 | 5spot_SharedNeighbor | Water | Porous | Wet | R245fa | MinimizeLCOE_Brownfield | IgnoreSilica | 2019 | 188.7855 | 101.144 | 12.7709 | 4 | 2928.2718 | 3665.082 | 59.6968 | 74.7177 | 188.4394 | 0 | 340.9072 | 13336063.473 | 836575.0918 | 13156387.9723 | 11908004.6657 | 0 | 613243.9436 | 0 | 15541607.3071 | 40436074.1911 | 27598451.5137 | 123426408.1585 | 961560.8286 | 25198831.6101 | 25198831.6101 | 1478867.319 | 10961253.7139 | 0 | 149586800.5972 | 187225753.2403 | 237137.3706 | 51.0836 | 2928.2718 | 3665.082 | 59.6968 | 74.7177
1 | 6300 | 707 | 0.03 | 15 | 15 | 7 | 3.1623e-10 | 5spot_SharedNeighbor | Water | Porous | Wet | R245fa | MinimizeLCOE_Brownfield | IgnoreSilica | 2019 | 190.065 | 101.6956 | 12.8797 | 4 | 2912.3802 | 3642.9664 | 59.3728 | 74.2668 | 188.3402 | 0 | 344.6739 | 13387980.5156 | 839766.4918 | 13213763.0287 | 11984745.4848 | 0 | 571137.9707 | 0 | 15598983.4617 | 40585355.1759 | 27700338.8532 | 123882070.9824 | 961560.8286 | 25198831.6101 | 25198831.6101 | 1478867.319 | 10961253.7139 | 0 | 150042463.4211 | 187681416.0642 | 316227.766 | 51.5188 | 2912.3802 | 3642.9664 | 59.3728 | 74.2668
1 | 6300 | 707 | 0.03 | 15 | 15 | 7 | 4.217e-10 | 5spot_SharedNeighbor | Water | Porous | Wet | R245fa | MinimizeLCOE_Brownfield | IgnoreSilica | 2019 | 190.9781 | 102.0877 | 12.9598 | 4 | 2900.3903 | 3626.4625 | 59.1284 | 73.9303 | 188.269 | 0 | 331.3585 | 13424827.856 | 842031.3455 | 13254499.5235 | 12039482.9051 | 0 | 537049.1522 | 0 | 15638177.4051 | 40687329.7768 | 27769938.6137 | 124193336.5777 | 961560.8286 | 25198831.6101 | 25198831.6101 | 1478867.319 | 10961253.7139 | 0 | 150353729.0165 | 187992681.6595 | 421696.5034 | 51.8391 | 2900.3903 | 3626.4625 | 59.1284 | 73.9303
1 | 6300 | 707 | 0.03 | 15 | 15 | 7 | 5.6234e-10 | 5spot_SharedNeighbor | Water | Porous | Wet | R245fa | MinimizeLCOE_Brownfield | IgnoreSilica | 2019 | 191.6313 | 102.3672 | 13.0187 | 4 | 2891.3523 | 3614.1367 | 58.9441 | 73.6791 | 188.2179 | 0 | 338.9356 | 13451080.2241 | 843644.8717 | 13283530.5546 | 12078625.0491 | 0 | 509861.8845 | 0 | 15665029.6078 | 40757193.7001 | 27817622.1769 | 124406588.0689 | 961560.8286 | 25198831.6101 | 25198831.6101 | 1478867.319 | 10961253.7139 | 0 | 150566980.5076 | 188205933.1507 | 562341.3252 | 52.0749 | 2891.3523 | 3614.1367 | 58.9441 | 73.6791
1 | 6300 | 707 | 0.03 | 15 | 15 | 7 | 7.4989e-10 | 5spot_SharedNeighbor | Water | Porous | Wet | R245fa | MinimizeLCOE_Brownfield | IgnoreSilica | 2019 | 192.0964 | 102.5658 | 13.062 | 4 | 2884.5451 | 3604.9349 | 58.8054 | 73.4915 | 188.1813 | 0 | 345.9722 | 13469712.5401 | 844790.0039 | 13304138.9173 | 12106482.6783 | 0 | 488383.3179 | 0 | 15683267.9084 | 40804646.0171 | 27850009.3583 | 124551430.7414 | 961560.8286 | 25198831.6101 | 25198831.6101 | 1478867.319 | 10961253.7139 | 0 | 150711823.1802 | 188350775.8232 | 749894.2093 | 52.248 | 2884.5451 | 3604.9349 | 58.8054 | 73.4915
1 | 6300 | 707 | 0.03 | 15 | 15 | 7 | 1e-09 | 5spot_SharedNeighbor | Water | Porous | Wet | R245fa | MinimizeLCOE_Brownfield | IgnoreSilica | 2019 | 192.4324 | 102.709 | 13.094 | 4 | 2879.422 | 3598.0525 | 58.7009 | 73.3512 | 188.1548 | 0 | 324.0249 | 13483143.4295 | 845615.4337 | 13318996.2341 | 12126603.7927 | 0 | 471643.2809 | 0 | 15695940.8466 | 40837618.4028 | 27872513.689 | 124652075.1093 | 961560.8286 | 25198831.6101 | 25198831.6101 | 1478867.319 | 10961253.7139 | 0 | 150812467.5481 | 188451420.1911 | 1000000 | 52.376 | 2879.422 | 3598.0525 | 58.7009 | 73.3512
1 | 6300 | 707 | 0.03 | 15 | 15 | 7 | 1.3335e-09 | 5spot_SharedNeighbor | Water | Porous | Wet | R245fa | MinimizeLCOE_Brownfield | IgnoreSilica | 2019 | 192.6862 | 102.817 | 13.1181 | 4 | 2875.5691 | 3592.8791 | 58.6224 | 73.2457 | 188.1347 | 0 | 309.0333 | 13493272.657 | 846237.9372 | 13330202.3528 | 12141797.6587 | 0 | 458852.2945 | 0 | 15705441.5311 | 40862337.2348 | 27889384.7998 | 124727526.4659 | 961560.8286 | 25198831.6101 | 25198831.6101 | 1478867.319 | 10961253.7139 | 0 | 150887918.9046 | 188526871.5477 | 1333521.4322 | 52.4724 | 2875.5691 | 3592.8791 | 58.6224 | 73.2457
1 | 6300 | 707 | 0.03 | 15 | 15 | 7 | 1.7783e-09 | 5spot_SharedNeighbor | Water | Porous | Wet | R245fa | MinimizeLCOE_Brownfield | IgnoreSilica | 2019 | 192.854 | 102.8883 | 13.1352 | 4 | 2872.6731 | 3589.0483 | 58.5633 | 73.1676 | 188.1214 | 0 | 324.1978 | 13499956.6035 | 846648.7004 | 13337597.43 | 12151841.8804 | 0 | 448757.8624 | 0 | 15711072.9659 | 40876989.0731 | 27899384.9806 | 124772249.4963 | 961560.8286 | 25198831.6101 | 25198831.6101 | 1478867.319 | 10961253.7139 | 0 | 150932641.9351 | 188571594.5781 | 1778279.41 | 52.5408 | 2872.6731 | 3589.0483 | 58.5633 | 73.1676
1 | 6300 | 707 | 0.03 | 15 | 15 | 7 | 2.3714e-09 | 5spot_SharedNeighbor | Water | Porous | Wet | R245fa | MinimizeLCOE_Brownfield | IgnoreSilica | 2019 | 192.9855 | 102.9442 | 13.1483 | 4 | 2870.4974 | 3586.159 | 58.519 | 73.1087 | 188.111 | 0 | 327.8215 | 13505193.1339 | 846970.5086 | 13343391.3868 | 12159713.692 | 0 | 441181.6935 | 0 | 15715615.6618 | 40888808.236 | 27907451.802 | 124808326.1146 | 961560.8286 | 25198831.6101 | 25198831.6101 | 1478867.319 | 10961253.7139 | 0 | 150968718.5534 | 188607671.1964 | 2371373.7057 | 52.5932 | 2870.4974 | 3586.159 | 58.519 | 73.1087
1 | 6300 | 707 | 0.03 | 15 | 15 | 7 | 3.1623e-09 | 5spot_SharedNeighbor | Water | Porous | Wet | R245fa | MinimizeLCOE_Brownfield | IgnoreSilica | 2019 | 193.0781 | 102.9835 | 13.1579 | 4 | 2868.8635 | 3584.0048 | 58.4857 | 73.0648 | 188.1036 | 0 | 324.4746 | 13508876.647 | 847196.875 | 13347467.1618 | 12165256.2987 | 0 | 435353.291 | 0 | 15718618.6067 | 40896621.2826 | 27912784.3669 | 124832174.5299 | 961560.8286 | 25198831.6101 | 25198831.6101 | 1478867.319 | 10961253.7139 | 0 | 150992566.9686 | 188631519.6117 | 3162277.6602 | 52.6315 | 2868.8635 | 3584.0048 | 58.4857 | 73.0648
1 | 6300 | 707 | 0.03 | 15 | 15 | 7 | 4.217e-09 | 5spot_SharedNeighbor | Water | Porous | Wet | R245fa | MinimizeLCOE_Brownfield | IgnoreSilica | 2019 | 193.1512 | 103.0146 | 13.1652 | 4 | 2867.6369 | 3582.3794 | 58.4607 | 73.0317 | 188.0978 | 0 | 315.5657 | 13511786.861 | 847375.7181 | 13350687.3777 | 12169635.2165 | 0 | 431008.5634 | 0 | 15721092.5573 | 40903057.9947 | 27917177.5552 | 124851821.8439 | 961560.8286 | 25198831.6101 | 25198831.6101 | 1478867.319 | 10961253.7139 | 0 | 151012214.2827 | 188651166.9257 | 4216965.0343 | 52.6609 | 2867.6369 | 3582.3794 | 58.4607 | 73.0317
1 | 6300 | 707 | 0.03 | 15 | 15 | 7 | 5.6234e-09 | 5spot_SharedNeighbor | Water | Porous | Wet | R245fa | MinimizeLCOE_Brownfield | IgnoreSilica | 2019 | 193.1977 | 103.0343 | 13.1704 | 4 | 2866.7163 | 3581.1799 | 58.4419 | 73.0072 | 188.0941 | 0 | 334.9247 | 13513632.1885 | 847489.1195 | 13352729.3142 | 12172416.2595 | 0 | 427602.4118 | 0 | 15722409.0244 | 40906483.172 | 27919515.3091 | 124862276.7989 | 961560.8286 | 25198831.6101 | 25198831.6101 | 1478867.319 | 10961253.7139 | 0 | 151022669.2376 | 188661621.8807 | 5623413.2519 | 52.6814 | 2866.7163 | 3581.1799 | 58.4419 | 73.0072
1 | 6300 | 707 | 0.03 | 15 | 15 | 7 | 7.4989e-09 | 5spot_SharedNeighbor | Water | Porous | Wet | R245fa | MinimizeLCOE_Brownfield | IgnoreSilica | 2019 | 193.2413 | 103.0527 | 13.1746 | 4 | 2866.0255 | 3580.2594 | 58.4278 | 72.9884 | 188.0906 | 0 | 339.2464 | 13515363.5594 | 847595.5175 | 13354645.1817 | 12175021.5731 | 0 | 425172.3668 | 0 | 15723941.2975 | 40910469.8321 | 27922236.2865 | 124874445.6147 | 961560.8286 | 25198831.6101 | 25198831.6101 | 1478867.319 | 10961253.7139 | 0 | 151034838.0535 | 188673790.6965 | 7498942.0933 | 52.6984 | 2866.0255 | 3580.2594 | 58.4278 | 72.9884
1 | 6300 | 707 | 0.03 | 15 | 15 | 7 | 1e-08 | 5spot_SharedNeighbor | Water | Porous | Wet | R245fa | MinimizeLCOE_Brownfield | IgnoreSilica | 2019 | 193.2561 | 103.059 | 13.177 | 4 | 2865.5072 | 3579.6113 | 58.4172 | 72.9752 | 188.0894 | 0 | 318.3237 | 13515946.7335 | 847631.3553 | 13355290.5056 | 12175906.6528 | 0 | 423067.0879 | 0 | 15723958.5107 | 40910514.6174 | 27922266.8534 | 124874582.3167 | 961560.8286 | 25198831.6101 | 25198831.6101 | 1478867.319 | 10961253.7139 | 0 | 151034974.7554 | 188673927.3985 | 10000000 | 52.7079 | 2865.5072 | 3579.6113 | 58.4172 | 72.9752
1 | 6400 | 707 | 0.03 | 15 | 15 | 7 | 1e-13 | 5spot_SharedNeighbor | Water | Porous | Wet | R245fa | MinimizeLCOE_Brownfield | IgnoreSilica | 2019 | 0.90348 | 0.17115 | 0.0047318 | 4 | 1463961.6076 | 3495141.4998 | 29844.8375 | 71253.187 | 110.2084 | 0 | 58.4851 | 110182.4423 | 4110.4437 | 83562.4753 | 56239.5848 | 0 | 60014.0967 | 0 | 122502.5267 | 318726.4457 | 217537.3484 | 972875.3635 | 961560.8286 | 25774141.8447 | 25774141.8447 | 1478867.319 | 11191377.8078 | 0 | 27708578.0368 | 66152965.0084 | 100 | 0.018927 | 1463961.6076 | 3495141.4998 | 29844.8375 | 71253.187
1 | 6400 | 707 | 0.03 | 15 | 15 | 7 | 1.3335e-13 | 5spot_SharedNeighbor | Water | Porous | Wet | R245fa | MinimizeLCOE_Brownfield | IgnoreSilica | 2019 | 1.1813 | 0.27822 | 0.014176 | 4 | 495230.966 | 1173222.0008 | 10095.9531 | 23917.7174 | 124.5127 | 0 | 55.6611 | 166902.0773 | 6896.705 | 122017.9132 | 70834.6278 | 0 | 67788.2968 | 0 | 169431.4518 | 440825.8824 | 300872.7228 | 1345569.6771 | 961560.8286 | 25774141.8447 | 25774141.8447 | 1478867.319 | 11191377.8078 | 0 | 28081272.3505 | 66525659.322 | 133.3521 | 0.056703 | 495230.966 | 1173222.0008 | 10095.9531 | 23917.7174
1 | 6400 | 707 | 0.03 | 15 | 15 | 7 | 1.7783e-13 | 5spot_SharedNeighbor | Water | Porous | Wet | R245fa | MinimizeLCOE_Brownfield | IgnoreSilica | 2019 | 1.5491 | 0.43825 | 0.030289 | 4 | 235942.8496 | 553253.1224 | 4810.0141 | 11278.8132 | 137.8032 | 0 | 64.2452 | 243743.0158 | 11092.2519 | 173931.279 | 91689.5472 | 0 | 76990.8417 | 0 | 233004.3049 | 606229.4055 | 413764.026 | 1850444.672 | 961560.8286 | 25774141.8447 | 25774141.8447 | 1478867.319 | 11191377.8078 | 0 | 28586147.3454 | 67030534.3169 | 177.8279 | 0.12116 | 235942.8496 | 553253.1224 | 4810.0141 | 11278.8132
1 | 6400 | 707 | 0.03 | 15 | 15 | 7 | 2.3714e-13 | 5spot_SharedNeighbor | Water | Porous | Wet | R245fa | MinimizeLCOE_Brownfield | IgnoreSilica | 2019 | 2.0015 | 0.65307 | 0.054409 | 4 | 134182.8254 | 310828.542 | 2735.4984 | 6336.6603 | 148.9139 | 0 | 323.9159 | 337509.1876 | 16706.9716 | 237553.3764 | 119106.1933 | 0 | 85717.0256 | 0 | 310671.1742 | 808302.668 | 551683.1799 | 2467249.7766 | 961560.8286 | 25774141.8447 | 25774141.8447 | 1478867.319 | 11191377.8078 | 0 | 29202952.4499 | 67647339.4215 | 237.1374 | 0.21764 | 134182.8254 | 310828.542 | 2735.4984 | 6336.6603
1 | 6400 | 707 | 0.03 | 15 | 15 | 7 | 3.1623e-13 | 5spot_SharedNeighbor | Water | Porous | Wet | R245fa | MinimizeLCOE_Brownfield | IgnoreSilica | 2019 | 2.5849 | 0.94779 | 0.089767 | 4 | 83511.1526 | 190578.527 | 1702.4878 | 3885.201 | 158.4637 | 0 | 421.114 | 455059.3605 | 24343.9244 | 317979.7847 | 156633.3727 | 0 | 95434.8084 | 0 | 409285.9878 | 1064878.1841 | 726801.2417 | 3250416.6643 | 961560.8286 | 25774141.8447 | 25774141.8447 | 1478867.319 | 11191377.8078 | 0 | 29986119.3376 | 68430506.3092 | 316.2278 | 0.35907 | 83511.1526 | 190578.527 | 1702.4878 | 3885.201
1 | 6400 | 707 | 0.03 | 15 | 15 | 7 | 4.217e-13 | 5spot_SharedNeighbor | Water | Porous | Wet | R245fa | MinimizeLCOE_Brownfield | IgnoreSilica | 2019 | 3.3628 | 1.3556 | 0.14061 | 4 | 55099.489 | 123454.077 | 1123.2776 | 2516.7783 | 166.6972 | 0 | 564.4767 | 603371.491 | 34664.2737 | 421082.2287 | 206733.9423 | 0 | 107517.6886 | 0 | 535614.1535 | 1393558.1579 | 951132.0775 | 4253674.0133 | 961560.8286 | 25774141.8447 | 25774141.8447 | 1478867.319 | 11191377.8078 | 0 | 30989376.6867 | 69433763.6582 | 421.6965 | 0.56243 | 55099.489 | 123454.077 | 1123.2776 | 2516.7783
1 | 6400 | 707 | 0.03 | 15 | 15 | 7 | 5.6234e-13 | 5spot_SharedNeighbor | Water | Porous | Wet | R245fa | MinimizeLCOE_Brownfield | IgnoreSilica | 2019 | 4.3795 | 1.906 | 0.21213 | 4 | 38022.8754 | 83330.6014 | 775.1477 | 1698.807 | 173.4725 | 0 | 87.1917 | 787618.5881 | 48502.17 | 550369.048 | 276463.7191 | 0 | 121647.7974 | 0 | 695994.5158 | 1810834.9621 | 1235932.0706 | 5527362.8711 | 961560.8286 | 25774141.8447 | 25774141.8447 | 1478867.319 | 11191377.8078 | 0 | 32263065.5445 | 70707452.516 | 562.3413 | 0.84852 | 38022.8754 | 83330.6014 | 775.1477 | 1698.807
1 | 6400 | 707 | 0.03 | 15 | 15 | 7 | 7.4989e-13 | 5spot_SharedNeighbor | Water | Porous | Wet | R245fa | MinimizeLCOE_Brownfield | IgnoreSilica | 2019 | 5.7368 | 2.6819 | 0.31169 | 4 | 27199.679 | 58035.29 | 554.5022 | 1183.1279 | 179.0323 | 0 | 83.925 | 1018276.9064 | 65745.8355 | 721089.751 | 371682.2895 | 0 | 139959.4816 | 0 | 903534.163 | 2350810.5517 | 1604476.5059 | 7175575.4847 | 961560.8286 | 25774141.8447 | 25774141.8447 | 1478867.319 | 11191377.8078 | 0 | 33911278.1581 | 72355665.1296 | 749.8942 | 1.2468 | 27199.679 | 58035.29 | 554.5022 | 1183.1279
1 | 6400 | 707 | 0.03 | 15 | 15 | 7 | 1e-12 | 5spot_SharedNeighbor | Water | Porous | Wet | R245fa | MinimizeLCOE_Brownfield | IgnoreSilica | 2019 | 7.5079 | 3.7452 | 0.44 | 4 | 20407.0983 | 42250.6742 | 416.0263 | 861.3371 | 183.3164 | 0 | 81.9598 | 1288469.3843 | 83268.0238 | 941810.0763 | 487933.5572 | 0 | 162597.8132 | 0 | 1155990.7534 | 3007650.8139 | 2052783.4815 | 9180503.9036 | 961560.8286 | 25774141.8447 | 25774141.8447 | 1478867.319 | 11191377.8078 | 0 | 35916206.5769 | 74360593.5485 | 1000 | 1.76 | 20407.0983 | 42250.6742 | 416.0263 | 861.3371
1 | 6400 | 707 | 0.03 | 15 | 15 | 7 | 1.3335e-12 | 5spot_SharedNeighbor | Water | Porous | Wet | R245fa | MinimizeLCOE_Brownfield | IgnoreSilica | 2019 | 9.8831 | 5.1928 | 0.61424 | 4 | 15651.4221 | 31298.5076 | 319.0754 | 638.0624 | 186.992 | 0 | 92.8131 | 1621789.3875 | 104671.8023 | 1223229.2022 | 643158.3633 | 0 | 190935.4477 | 0 | 1475675.8392 | 3839405.8308 | 2620473.3714 | 11719339.2443 | 961560.8286 | 25774141.8447 | 25774141.8447 | 1478867.319 | 11191377.8078 | 0 | 38455041.9177 | 76899428.8892 | 1333.5214 | 2.457 | 15651.4221 | 31298.5076 | 319.0754 | 638.0624
1 | 6400 | 707 | 0.03 | 15 | 15 | 7 | 1.7783e-12 | 5spot_SharedNeighbor | Water | Porous | Wet | R245fa | MinimizeLCOE_Brownfield | IgnoreSilica | 2019 | 12.9984 | 7.0832 | 0.84199 | 4 | 12340.5877 | 23755.3287 | 251.5796 | 484.2845 | 189.7316 | 0 | 93.5106 | 2018666.5264 | 130079.0383 | 1568079.1206 | 845740.3479 | 0 | 224546.4368 | 0 | 1866973.4733 | 4857482.0085 | 3315331.2821 | 14826898.2338 | 961560.8286 | 25774141.8447 | 25774141.8447 | 1478867.319 | 11191377.8078 | 0 | 41562600.9072 | 80006987.8787 | 1778.2794 | 3.368 | 12340.5877 | 23755.3287 | 251.5796 | 484.2845
1 | 6400 | 707 | 0.03 | 15 | 15 | 7 | 2.3714e-12 | 5spot_SharedNeighbor | Water | Porous | Wet | R245fa | MinimizeLCOE_Brownfield | IgnoreSilica | 2019 | 17.1595 | 9.6102 | 1.1461 | 4 | 9918.4867 | 18304.2563 | 202.2018 | 373.157 | 191.8759 | 0 | 82.9142 | 2504030.2692 | 161049.5513 | 2001568.6421 | 1116019.4442 | 0 | 266366.4851 | 0 | 2359123.4128 | 6137955.1974 | 4189280.5446 | 18735393.5467 | 961560.8286 | 25774141.8447 | 25774141.8447 | 1478867.319 | 11191377.8078 | 0 | 45471096.2201 | 83915483.1916 | 2371.3737 | 4.5845 | 9918.4867 | 18304.2563 | 202.2018 | 373.157
1 | 6400 | 707 | 0.03 | 15 | 15 | 7 | 3.1623e-12 | 5spot_SharedNeighbor | Water | Porous | Wet | R245fa | MinimizeLCOE_Brownfield | IgnoreSilica | 2019 | 22.6622 | 12.9529 | 1.5485 | 4 | 8127.911 | 14334.632 | 165.6985 | 292.2309 | 193.5249 | 0 | 91.2743 | 3092602.3424 | 198474.4876 | 2541436.4497 | 1472893.3467 | 0 | 316998.4083 | 0 | 2972737.9635 | 7734454.3887 | 5278924.0474 | 23608521.4342 | 961560.8286 | 25774141.8447 | 25774141.8447 | 1478867.319 | 11191377.8078 | 0 | 50344224.1076 | 88788611.0791 | 3162.2777 | 6.194 | 8127.911 | 14334.632 | 165.6985 | 292.2309
1 | 6400 | 707 | 0.03 | 15 | 15 | 7 | 4.217e-12 | 5spot_SharedNeighbor | Water | Porous | Wet | R245fa | MinimizeLCOE_Brownfield | IgnoreSilica | 2019 | 29.9025 | 17.353 | 2.0783 | 4 | 6785.061 | 11409.5462 | 138.3226 | 232.599 | 194.7843 | 0 | 105.0527 | 3804310.7875 | 243561.9551 | 3211328.2281 | 1942330.951 | 0 | 377934.8737 | 0 | 3735992.0502 | 9720284.9572 | 6634294.2152 | 29670038.018 | 961560.8286 | 25774141.8447 | 25774141.8447 | 1478867.319 | 11191377.8078 | 0 | 56405740.6913 | 94850127.6629 | 4216.965 | 8.3132 | 6785.061 | 11409.5462 | 138.3226 | 232.599
1 | 6400 | 707 | 0.03 | 15 | 15 | 7 | 5.6234e-12 | 5spot_SharedNeighbor | Water | Porous | Wet | R245fa | MinimizeLCOE_Brownfield | IgnoreSilica | 2019 | 39.3884 | 23.1188 | 2.7724 | 4 | 5764.8286 | 9231.5224 | 117.5238 | 188.1971 | 195.742 | 0 | 111.2393 | 4662687.9969 | 297729.9512 | 4039771.3256 | 2557128.5235 | 0 | 451441.5582 | 0 | 4683416.1486 | 12185288.1179 | 8316709.5231 | 37194173.1451 | 961560.8286 | 25774141.8447 | 25774141.8447 | 1478867.319 | 11191377.8078 | 0 | 63929875.8184 | 102374262.79 | 5623.4133 | 11.0896 | 5764.8286 | 9231.5224 | 117.5238 | 188.1971
1 | 6400 | 707 | 0.03 | 15 | 15 | 7 | 7.4989e-12 | 5spot_SharedNeighbor | Water | Porous | Wet | R245fa | MinimizeLCOE_Brownfield | IgnoreSilica | 2019 | 51.617 | 30.5452 | 3.6665 | 4 | 4986.6952 | 7608.0439 | 101.6605 | 155.1003 | 196.4402 | 0 | 84.5873 | 5682594.9605 | 361831.9145 | 5048227.1658 | 3349484.9279 | 0 | 538414.6459 | 0 | 5842415.9097 | 15200767.7527 | 10374836.3358 | 46398573.6128 | 961560.8286 | 25774141.8447 | 25774141.8447 | 1478867.319 | 11191377.8078 | 0 | 73134276.2862 | 111578663.2577 | 7498.9421 | 14.6659 | 4986.6952 | 7608.0439 | 101.6605 | 155.1003
1 | 6400 | 707 | 0.03 | 15 | 15 | 7 | 1e-11 | 5spot_SharedNeighbor | Water | Porous | Wet | R245fa | MinimizeLCOE_Brownfield | IgnoreSilica | 2019 | 67.0669 | 39.8719 | 4.7882 | 4 | 4394.2707 | 6401.5176 | 89.5832 | 130.5036 | 196.8376 | 0 | 103.0338 | 6867959.7085 | 436027.1735 | 6247668.2245 | 4349275.0168 | 0 | 640288.6377 | 0 | 7231075.3168 | 18813774.6768 | 12840787.8013 | 57426856.556 | 961560.8286 | 25774141.8447 | 25774141.8447 | 1478867.319 | 11191377.8078 | 0 | 84162559.2293 | 122606946.2009 | 10000 | 19.1528 | 4394.2707 | 6401.5176 | 89.5832 | 130.5036
1 | 6400 | 707 | 0.03 | 15 | 15 | 7 | 1.3335e-11 | 5spot_SharedNeighbor | Water | Porous | Wet | R245fa | MinimizeLCOE_Brownfield | IgnoreSilica | 2019 | 85.8559 | 51.0139 | 6.1253 | 4 | 3951.7211 | 5520.8132 | 80.5612 | 112.5492 | 196.79 | 0 | 99.1792 | 8184811.729 | 518118.3325 | 7609139.7895 | 5560307.6105 | 0 | 755920.1243 | 0 | 8825036.0585 | 22960933.5604 | 15671308.9549 | 70085576.1596 | 961560.8286 | 25774141.8447 | 25774141.8447 | 1478867.319 | 11191377.8078 | 0 | 96821278.833 | 135265665.8045 | 13335.2143 | 24.501 | 3951.7211 | 5520.8132 | 80.5612 | 112.5492
1 | 6400 | 707 | 0.03 | 15 | 15 | 7 | 1.7783e-11 | 5spot_SharedNeighbor | Water | Porous | Wet | R245fa | MinimizeLCOE_Brownfield | IgnoreSilica | 2019 | 107.5468 | 63.4336 | 7.6089 | 4 | 3631.3056 | 4894.4508 | 74.0291 | 99.78 | 196.1585 | 0 | 126.3431 | 9559556.3124 | 603490.3844 | 9058160.5677 | 6947817.7936 | 0 | 882263.1466 | 0 | 10550002.3998 | 27448942.1413 | 18734467.0308 | 83784699.7767 | 961560.8286 | 25774141.8447 | 25774141.8447 | 1478867.319 | 11191377.8078 | 0 | 110520402.4501 | 148964789.4216 | 17782.7941 | 30.4354 | 3631.3056 | 4894.4508 | 74.0291 | 99.78
1 | 6400 | 707 | 0.03 | 15 | 15 | 7 | 2.3714e-11 | 5spot_SharedNeighbor | Water | Porous | Wet | R245fa | MinimizeLCOE_Brownfield | IgnoreSilica | 2019 | 131.081 | 76.1974 | 9.1212 | 4 | 3408.6681 | 4462.3762 | 69.4903 | 90.9716 | 194.9256 | 0 | 151.823 | 10894846.0676 | 686128.1269 | 10489070.566 | 8436178.4979 | 0 | 1014948.9476 | 0 | 12293257.1603 | 31984533.4374 | 21830101.2874 | 97629064.091 | 961560.8286 | 25774141.8447 | 25774141.8447 | 1478867.319 | 11191377.8078 | 0 | 124364766.7644 | 162809153.7359 | 23713.7371 | 36.4849 | 3408.6681 | 4462.3762 | 69.4903 | 90.9716
1 | 6400 | 707 | 0.03 | 15 | 15 | 7 | 3.1623e-11 | 5spot_SharedNeighbor | Water | Porous | Wet | R245fa | MinimizeLCOE_Brownfield | IgnoreSilica | 2019 | 154.9474 | 88.454 | 10.56 | 4 | 3255.9473 | 4166.0853 | 66.3769 | 84.9313 | 193.4243 | 0 | 128.9502 | 12118555.3716 | 761638.9805 | 11818399.1318 | 9927217.518 | 0 | 1146549.9046 | 0 | 13951220.7535 | 36298214.6118 | 24774277.3263 | 110796073.5982 | 961560.8286 | 25774141.8447 | 25774141.8447 | 1478867.319 | 11191377.8078 | 0 | 137531776.2715 | 175976163.2431 | 31622.7766 | 42.2402 | 3255.9473 | 4166.0853 | 66.3769 | 84.9313
1 | 6400 | 707 | 0.03 | 15 | 15 | 7 | 4.217e-11 | 5spot_SharedNeighbor | Water | Porous | Wet | R245fa | MinimizeLCOE_Brownfield | IgnoreSilica | 2019 | 166.9493 | 94.3433 | 11.3878 | 4 | 3149.859 | 3993.8396 | 64.2141 | 81.4198 | 192.5985 | 0 | 152.5785 | 12689317.1775 | 796791.5685 | 12443816.1593 | 10669547.9181 | 0 | 1093394.4147 | 0 | 14700218.2229 | 38246952.3865 | 26104330.9001 | 116744368.7476 | 961560.8286 | 25774141.8447 | 25774141.8447 | 1478867.319 | 11191377.8078 | 0 | 143480071.4209 | 181924458.3925 | 42169.6503 | 45.5513 | 3149.859 | 3993.8396 | 64.2141 | 81.4198
1 | 6400 | 707 | 0.03 | 15 | 15 | 7 | 5.6234e-11 | 5spot_SharedNeighbor | Water | Porous | Wet | R245fa | MinimizeLCOE_Brownfield | IgnoreSilica | 2019 | 174.0398 | 97.7206 | 11.9459 | 4 | 3069.448 | 3874.0021 | 62.5748 | 78.9768 | 192.0802 | 0 | 165.1486 | 13012088.9215 | 816652.701 | 12798933.5439 | 11105734.2775 | 0 | 989017.4934 | 0 | 15101746.5056 | 39291646.6133 | 26817356.1762 | 119933176.2325 | 961560.8286 | 25774141.8447 | 25774141.8447 | 1478867.319 | 11191377.8078 | 0 | 146668878.9058 | 185113265.8774 | 56234.1325 | 47.7835 | 3069.448 | 3874.0021 | 62.5748 | 78.9768
1 | 6400 | 707 | 0.03 | 15 | 15 | 7 | 7.4989e-11 | 5spot_SharedNeighbor | Water | Porous | Wet | R245fa | MinimizeLCOE_Brownfield | IgnoreSilica | 2019 | 179.6151 | 100.3205 | 12.3887 | 4 | 3008.3291 | 3784.1248 | 61.3289 | 77.1445 | 191.6595 | 0 | 209.9955 | 13258418.5742 | 831801.5708 | 13070627.8879 | 11446362.8148 | 0 | 892750.8599 | 0 | 15404985.066 | 40080611.1447 | 27355840.6804 | 122341398.5987 | 961560.8286 | 25774141.8447 | 25774141.8447 | 1478867.319 | 11191377.8078 | 0 | 149077101.272 | 187521488.2436 | 74989.4209 | 49.5548 | 3008.3291 | 3784.1248 | 61.3289 | 77.1445
1 | 6400 | 707 | 0.03 | 15 | 15 | 7 | 1e-10 | 5spot_SharedNeighbor | Water | Porous | Wet | R245fa | MinimizeLCOE_Brownfield | IgnoreSilica | 2019 | 183.8292 | 102.2535 | 12.7301 | 4 | 2961.9664 | 3716.9558 | 60.3837 | 75.7752 | 191.3336 | 0 | 225.7219 | 13440400.3792 | 842988.4757 | 13271719.5286 | 11702994.94 | 0 | 806075.3477 | 0 | 15625029.6817 | 40653122.0976 | 27746591.1697 | 124088921.6202 | 961560.8286 | 25774141.8447 | 25774141.8447 | 1478867.319 | 11191377.8078 | 0 | 150824624.2935 | 189269011.2651 | 100000 | 50.9204 | 2961.9664 | 3716.9558 | 60.3837 | 75.7752
1 | 6400 | 707 | 0.03 | 15 | 15 | 7 | 1.3335e-10 | 5spot_SharedNeighbor | Water | Porous | Wet | R245fa | MinimizeLCOE_Brownfield | IgnoreSilica | 2019 | 187.0151 | 103.6968 | 12.9919 | 4 | 2926.8408 | 3666.6144 | 59.6676 | 74.7489 | 191.0831 | 0 | 253.6169 | 13575651.989 | 851300.2063 | 13421375.4354 | 11896696.3928 | 0 | 731383.8976 | 0 | 15785799.0892 | 41071411.1175 | 28032082.0208 | 125365700.1485 | 961560.8286 | 25774141.8447 | 25774141.8447 | 1478867.319 | 11191377.8078 | 0 | 152101402.8219 | 190545789.7934 | 133352.1432 | 51.9678 | 2926.8408 | 3666.6144 | 59.6676 | 74.7489
1 | 6400 | 707 | 0.03 | 15 | 15 | 7 | 1.7783e-10 | 5spot_SharedNeighbor | Water | Porous | Wet | R245fa | MinimizeLCOE_Brownfield | IgnoreSilica | 2019 | 189.4628 | 104.7938 | 13.1934 | 4 | 2900.2536 | 3628.7309 | 59.1256 | 73.9766 | 190.8883 | 0 | 314.3681 | 13678094.3091 | 857594.2482 | 13534841.1543 | 12044824.9456 | 0 | 669549.3361 | 0 | 15906112.5574 | 41384442.0819 | 28245732.0862 | 126321190.7187 | 961560.8286 | 25774141.8447 | 25774141.8447 | 1478867.319 | 11191377.8078 | 0 | 153056893.3921 | 191501280.3636 | 177827.941 | 52.7736 | 2900.2536 | 3628.7309 | 59.1256 | 73.9766
1 | 6400 | 707 | 0.03 | 15 | 15 | 7 | 2.3714e-10 | 5spot_SharedNeighbor | Water | Porous | Wet | R245fa | MinimizeLCOE_Brownfield | IgnoreSilica | 2019 | 191.1903 | 105.5613 | 13.3411 | 4 | 2880.1503 | 3600.5617 | 58.7158 | 73.4023 | 190.7493 | 0 | 298.0951 | 13749588.3605 | 861986.106 | 13614085.836 | 12148979.3878 | 0 | 617171.6362 | 0 | 15986806.4173 | 41594390.953 | 28389026.5047 | 126962035.2015 | 961560.8286 | 25774141.8447 | 25774141.8447 | 1478867.319 | 11191377.8078 | 0 | 153697737.8749 | 192142124.8464 | 237137.3706 | 53.3645 | 2880.1503 | 3600.5617 | 58.7158 | 73.4023
1 | 6400 | 707 | 0.03 | 15 | 15 | 7 | 3.1623e-10 | 5spot_SharedNeighbor | Water | Porous | Wet | R245fa | MinimizeLCOE_Brownfield | IgnoreSilica | 2019 | 192.4324 | 106.11 | 13.4504 | 4 | 2864.9674 | 3579.5273 | 58.4062 | 72.9735 | 190.6485 | 0 | 270.4946 | 13800612.1487 | 865120.1181 | 13670669.8158 | 12223805.6178 | 0 | 574238.5833 | 0 | 16042434.0506 | 41739122.644 | 28487808.8578 | 127403811.8361 | 961560.8286 | 25774141.8447 | 25774141.8447 | 1478867.319 | 11191377.8078 | 0 | 154139514.5094 | 192583901.481 | 316227.766 | 53.8015 | 2864.9674 | 3579.5273 | 58.4062 | 72.9735
1 | 6400 | 707 | 0.03 | 15 | 15 | 7 | 4.217e-10 | 5spot_SharedNeighbor | Water | Porous | Wet | R245fa | MinimizeLCOE_Brownfield | IgnoreSilica | 2019 | 193.3339 | 106.5066 | 13.5314 | 4 | 2853.5114 | 3563.7903 | 58.1727 | 72.6527 | 190.575 | 0 | 298.7975 | 13837443.1666 | 867382.1862 | 13711529.2212 | 12278080.089 | 0 | 539761.0287 | 0 | 16081336.3198 | 41840338.3683 | 28556890.6694 | 127712761.0492 | 961560.8286 | 25774141.8447 | 25774141.8447 | 1478867.319 | 11191377.8078 | 0 | 154448463.7225 | 192892850.6941 | 421696.5034 | 54.1258 | 2853.5114 | 3563.7903 | 58.1727 | 72.6527
1 | 6400 | 707 | 0.03 | 15 | 15 | 7 | 5.6234e-10 | 5spot_SharedNeighbor | Water | Porous | Wet | R245fa | MinimizeLCOE_Brownfield | IgnoreSilica | 2019 | 193.9749 | 106.7877 | 13.5909 | 4 | 2844.8751 | 3552.0448 | 57.9966 | 72.4132 | 190.5224 | 0 | 279.1017 | 13863525.9459 | 868984.0296 | 13740472.2962 | 12316658.004 | 0 | 512219.6225 | 0 | 16107725.3603 | 41908997.2387 | 28603751.7592 | 127922334.2565 | 961560.8286 | 25774141.8447 | 25774141.8447 | 1478867.319 | 11191377.8078 | 0 | 154658036.9298 | 193102423.9014 | 562341.3252 | 54.3637 | 2844.8751 | 3552.0448 | 57.9966 | 72.4132
1 | 6400 | 707 | 0.03 | 15 | 15 | 7 | 7.4989e-10 | 5spot_SharedNeighbor | Water | Porous | Wet | R245fa | MinimizeLCOE_Brownfield | IgnoreSilica | 2019 | 194.4398 | 106.9911 | 13.635 | 4 | 2838.3701 | 3543.255 | 57.864 | 72.234 | 190.4842 | 0 | 289.5657 | 13882386.0892 | 870142.2544 | 13761404.5494 | 12344627.0947 | 0 | 490604.8155 | 0 | 16126174.2733 | 41956997.5259 | 28636512.9415 | 128068849.5439 | 961560.8286 | 25774141.8447 | 25774141.8447 | 1478867.319 | 11191377.8078 | 0 | 154804552.2173 | 193248939.1888 | 749894.2093 | 54.5399 | 2838.3701 | 3543.255 | 57.864 | 72.234
1 | 6400 | 707 | 0.03 | 15 | 15 | 7 | 1e-09 | 5spot_SharedNeighbor | Water | Porous | Wet | R245fa | MinimizeLCOE_Brownfield | IgnoreSilica | 2019 | 194.7714 | 107.1358 | 13.6673 | 4 | 2833.4742 | 3536.6908 | 57.7642 | 72.1002 | 190.4568 | 0 | 266.2304 | 13895804.1397 | 870966.2485 | 13776298.7746 | 12364567.5013 | 0 | 473691.8064 | 0 | 16138718.1034 | 41989633.9989 | 28658788.0049 | 128168468.5776 | 961560.8286 | 25774141.8447 | 25774141.8447 | 1478867.319 | 11191377.8078 | 0 | 154904171.251 | 193348558.2225 | 1000000 | 54.6693 | 2833.4742 | 3536.6908 | 57.7642 | 72.1002
1 | 6400 | 707 | 0.03 | 15 | 15 | 7 | 1.3335e-09 | 5spot_SharedNeighbor | Water | Porous | Wet | R245fa | MinimizeLCOE_Brownfield | IgnoreSilica | 2019 | 195.007 | 107.2386 | 13.6911 | 4 | 2829.7919 | 3531.7901 | 57.6891 | 72.0003 | 190.4373 | 0 | 374.4044 | 13905324.3922 | 871550.8686 | 13786867.3825 | 12378738.6925 | 0 | 460541.2457 | 0 | 16147178.8068 | 42011647.0136 | 28673812.3398 | 128235660.7419 | 961560.8286 | 25774141.8447 | 25774141.8447 | 1478867.319 | 11191377.8078 | 0 | 154971363.4152 | 193415750.3868 | 1333521.4322 | 54.7642 | 2829.7919 | 3531.7901 | 57.6891 | 72.0003
1 | 6400 | 707 | 0.03 | 15 | 15 | 7 | 1.7783e-09 | 5spot_SharedNeighbor | Water | Porous | Wet | R245fa | MinimizeLCOE_Brownfield | IgnoreSilica | 2019 | 195.1728 | 107.3108 | 13.7084 | 4 | 2827.0241 | 3528.1353 | 57.6327 | 71.9258 | 190.4235 | 0 | 363.1093 | 13912010.0617 | 871961.4163 | 13794289.7602 | 12388704.3182 | 0 | 450349.2686 | 0 | 16152752.7817 | 42026149.3529 | 28683710.4844 | 128279927.444 | 961560.8286 | 25774141.8447 | 25774141.8447 | 1478867.319 | 11191377.8078 | 0 | 155015630.1174 | 193460017.0889 | 1778279.41 | 54.8335 | 2827.0241 | 3528.1353 | 57.6327 | 71.9258
1 | 6400 | 707 | 0.03 | 15 | 15 | 7 | 2.3714e-09 | 5spot_SharedNeighbor | Water | Porous | Wet | R245fa | MinimizeLCOE_Brownfield | IgnoreSilica | 2019 | 195.2971 | 107.3648 | 13.7214 | 4 | 2824.9446 | 3525.3917 | 57.5903 | 71.8699 | 190.4132 | 0 | 368.0264 | 13917018.4731 | 872268.9651 | 13799850.3251 | 12396174.6955 | 0 | 442611.2473 | 0 | 16156890.2454 | 42036914.1846 | 28691057.7032 | 128312785.8394 | 961560.8286 | 25774141.8447 | 25774141.8447 | 1478867.319 | 11191377.8078 | 0 | 155048488.5128 | 193492875.4843 | 2371373.7057 | 54.8855 | 2824.9446 | 3525.3917 | 57.5903 | 71.8699
1 | 6400 | 707 | 0.03 | 15 | 15 | 7 | 3.1623e-09 | 5spot_SharedNeighbor | Water | Porous | Wet | R245fa | MinimizeLCOE_Brownfield | IgnoreSilica | 2019 | 195.3897 | 107.4051 | 13.7311 | 4 | 2823.3829 | 3523.3337 | 57.5585 | 71.8279 | 190.4055 | 0 | 369.7607 | 13920748.5459 | 872498.0137 | 13803991.7688 | 12401741.3278 | 0 | 436744.4315 | 0 | 16159932.3942 | 42044829.2319 | 28696459.8856 | 128336945.5995 | 961560.8286 | 25774141.8447 | 25774141.8447 | 1478867.319 | 11191377.8078 | 0 | 155072648.2728 | 193517035.2444 | 3162277.6602 | 54.9244 | 2823.3829 | 3523.3337 | 57.5585 | 71.8279
1 | 6400 | 707 | 0.03 | 15 | 15 | 7 | 4.217e-09 | 5spot_SharedNeighbor | Water | Porous | Wet | R245fa | MinimizeLCOE_Brownfield | IgnoreSilica | 2019 | 195.4675 | 107.439 | 13.7388 | 4 | 2822.2105 | 3521.7702 | 57.5346 | 71.796 | 190.399 | 0 | 384.7319 | 13923884.3141 | 872690.5673 | 13807473.4627 | 12406418.2746 | 0 | 432444.772 | 0 | 16162735.4424 | 42052122.1882 | 28701437.4781 | 128359206.4994 | 961560.8286 | 25774141.8447 | 25774141.8447 | 1478867.319 | 11191377.8078 | 0 | 155094909.1728 | 193539296.1443 | 4216965.0343 | 54.9551 | 2822.2105 | 3521.7702 | 57.5346 | 71.796
1 | 6400 | 707 | 0.03 | 15 | 15 | 7 | 5.6234e-09 | 5spot_SharedNeighbor | Water | Porous | Wet | R245fa | MinimizeLCOE_Brownfield | IgnoreSilica | 2019 | 195.5017 | 107.4538 | 13.7435 | 4 | 2821.3306 | 3520.6524 | 57.5166 | 71.7733 | 190.3961 | 0 | 366.2336 | 13925256.4494 | 872774.8236 | 13808996.9948 | 12408475.6485 | 0 | 428823.2097 | 0 | 16163287.5791 | 42053558.7347 | 28702417.9507 | 128363591.3905 | 961560.8286 | 25774141.8447 | 25774141.8447 | 1478867.319 | 11191377.8078 | 0 | 155099294.0638 | 193543681.0354 | 5623413.2519 | 54.9738 | 2821.3306 | 3520.6524 | 57.5166 | 71.7733
1 | 6400 | 707 | 0.03 | 15 | 15 | 7 | 7.4989e-09 | 5spot_SharedNeighbor | Water | Porous | Wet | R245fa | MinimizeLCOE_Brownfield | IgnoreSilica | 2019 | 195.5406 | 107.4707 | 13.7476 | 4 | 2820.6703 | 3519.7835 | 57.5032 | 71.7555 | 190.3929 | 0 | 380.6885 | 13926821.8851 | 872870.9494 | 13810735.1762 | 12410813.4912 | 0 | 426304.7768 | 0 | 16164543.0487 | 42056825.2091 | 28704647.3866 | 128373561.9232 | 961560.8286 | 25774141.8447 | 25774141.8447 | 1478867.319 | 11191377.8078 | 0 | 155109264.5966 | 193553651.5681 | 7498942.0933 | 54.9902 | 2820.6703 | 3519.7835 | 57.5032 | 71.7555
1 | 6400 | 707 | 0.03 | 15 | 15 | 7 | 1e-08 | 5spot_SharedNeighbor | Water | Porous | Wet | R245fa | MinimizeLCOE_Brownfield | IgnoreSilica | 2019 | 195.5749 | 107.4856 | 13.7509 | 4 | 2820.1749 | 3519.12 | 57.4931 | 71.742 | 190.39 | 0 | 362.5901 | 13928202.7946 | 872955.7441 | 13812268.4874 | 12412873.6183 | 0 | 424490.8405 | 0 | 16165808.6791 | 42060118.1197 | 28706894.8657 | 128383613.1493 | 961560.8286 | 25774141.8447 | 25774141.8447 | 1478867.319 | 11191377.8078 | 0 | 155119315.8227 | 193563702.7942 | 10000000 | 55.0034 | 2820.1749 | 3519.12 | 57.4931 | 71.742
1 | 6500 | 707 | 0.03 | 15 | 15 | 7 | 1e-13 | 5spot_SharedNeighbor | Water | Porous | Wet | R245fa | MinimizeLCOE_Brownfield | IgnoreSilica | 2019 | 0.92292 | 0.17999 | 0.0055806 | 4 | 1268755.2983 | 3027438.3922 | 25865.2929 | 61718.4265 | 112.0137 | 0 | 66.0052 | 115324.7769 | 4357.9651 | 86882.1452 | 57406.7104 | 0 | 60441.224 | 0 | 126521.0004 | 329181.6901 | 224673.2675 | 1004788.7796 | 961560.8286 | 26355312.1702 | 26355312.1702 | 1478867.319 | 11423845.938 | 0 | 28321661.7785 | 67579687.2057 | 100 | 0.022322 | 1268755.2983 | 3027438.3922 | 25865.2929 | 61718.4265
1 | 6500 | 707 | 0.03 | 15 | 15 | 7 | 1.3335e-13 | 5spot_SharedNeighbor | Water | Porous | Wet | R245fa | MinimizeLCOE_Brownfield | IgnoreSilica | 2019 | 1.2202 | 0.29815 | 0.016157 | 4 | 444543.1667 | 1051999.0661 | 9062.6137 | 21446.4239 | 127.0943 | 0 | 61.9911 | 177377.3879 | 7465.2408 | 128734.2992 | 73271.8075 | 0 | 69232.2534 | 0 | 177871.5857 | 462785.3795 | 315860.5308 | 1412598.485 | 961560.8286 | 26355312.1702 | 26355312.1702 | 1478867.319 | 11423845.938 | 0 | 28729471.4838 | 67987496.911 | 133.3521 | 0.064627 | 444543.1667 | 1051999.0661 | 9062.6137 | 21446.4239
1 | 6500 | 707 | 0.03 | 15 | 15 | 7 | 1.7783e-13 | 5spot_SharedNeighbor | Water | Porous | Wet | R245fa | MinimizeLCOE_Brownfield | IgnoreSilica | 2019 | 1.5834 | 0.46109 | 0.033202 | 4 | 220134.0935 | 515735.0466 | 4487.7312 | 10513.9565 | 140.0016 | 0 | 50.4314 | 254991.5775 | 11793.3706 | 180880.776 | 94332.3707 | 0 | 77449.7305 | 0 | 241584.6519 | 628553.7084 | 429000.8214 | 1918587.007 | 961560.8286 | 26355312.1702 | 26355312.1702 | 1478867.319 | 11423845.938 | 0 | 29235460.0059 | 68493485.4331 | 177.8279 | 0.13281 | 220134.0935 | 515735.0466 | 4487.7312 | 10513.9565
1 | 6500 | 707 | 0.03 | 15 | 15 | 7 | 2.3714e-13 | 5spot_SharedNeighbor | Water | Porous | Wet | R245fa | MinimizeLCOE_Brownfield | IgnoreSilica | 2019 | 2.0404 | 0.68398 | 0.058824 | 4 | 126937.7495 | 293782.7064 | 2587.7977 | 5989.1578 | 151.1291 | 0 | 332.3542 | 351678.9877 | 17702.3915 | 246157.611 | 122324.857 | 0 | 85810.5034 | 0 | 321232.9967 | 835782.3635 | 570438.6367 | 2551128.3475 | 961560.8286 | 26355312.1702 | 26355312.1702 | 1478867.319 | 11423845.938 | 0 | 29868001.3464 | 69126026.7736 | 237.1374 | 0.2353 | 126937.7495 | 293782.7064 | 2587.7977 | 5989.1578
1 | 6500 | 707 | 0.03 | 15 | 15 | 7 | 3.1623e-13 | 5spot_SharedNeighbor | Water | Porous | Wet | R245fa | MinimizeLCOE_Brownfield | IgnoreSilica | 2019 | 2.6433 | 0.99724 | 0.097101 | 4 | 79027.4703 | 180103.065 | 1611.0819 | 3671.6446 | 160.8986 | 0 | 434.9506 | 476012.909 | 25985.8943 | 330656.8815 | 161985.5017 | 0 | 95874.3709 | 0 | 425301.0674 | 1106546.1361 | 755240.4752 | 3377603.2361 | 961560.8286 | 26355312.1702 | 26355312.1702 | 1478867.319 | 11423845.938 | 0 | 30694476.235 | 69952501.6622 | 316.2278 | 0.3884 | 79027.4703 | 180103.065 | 1611.0819 | 3671.6446
1 | 6500 | 707 | 0.03 | 15 | 15 | 7 | 4.217e-13 | 5spot_SharedNeighbor | Water | Porous | Wet | R245fa | MinimizeLCOE_Brownfield | IgnoreSilica | 2019 | 3.4406 | 1.4272 | 0.15191 | 4 | 52243.5325 | 116849.371 | 1065.0551 | 2382.1325 | 169.2219 | 0 | 578.9955 | 631909.4624 | 37203.1932 | 438010.6841 | 214874.2548 | 0 | 108024.8516 | 0 | 557708.7539 | 1451043.776 | 990367.1931 | 4429142.1689 | 961560.8286 | 26355312.1702 | 26355312.1702 | 1478867.319 | 11423845.938 | 0 | 31746015.1678 | 71004040.595 | 421.6965 | 0.60765 | 52243.5325 | 116849.371 | 1065.0551 | 2382.1325
1 | 6500 | 707 | 0.03 | 15 | 15 | 7 | 5.6234e-13 | 5spot_SharedNeighbor | Water | Porous | Wet | R245fa | MinimizeLCOE_Brownfield | IgnoreSilica | 2019 | 4.4916 | 2.0113 | 0.2295 | 4 | 36047.0515 | 78812.3886 | 734.8679 | 1606.6971 | 176.1055 | 0 | 91.0682 | 827125.3036 | 52519.0073 | 573431.7868 | 288517.219 | 0 | 122591.5419 | 0 | 727032.0948 | 1891588.3759 | 1291047.9348 | 5773853.2641 | 961560.8286 | 26355312.1702 | 26355312.1702 | 1478867.319 | 11423845.938 | 0 | 33090726.2629 | 72348751.6902 | 562.3413 | 0.91799 | 36047.0515 | 78812.3886 | 734.8679 | 1606.6971
1 | 6500 | 707 | 0.03 | 15 | 15 | 7 | 7.4989e-13 | 5spot_SharedNeighbor | Water | Porous | Wet | R245fa | MinimizeLCOE_Brownfield | IgnoreSilica | 2019 | 5.8559 | 2.8475 | 0.33318 | 4 | 26102.1203 | 55558.914 | 532.127 | 1132.6436 | 181.6037 | 0 | 69.9518 | 1062714.6549 | 68733.6652 | 756403.1472 | 383284.4361 | 0 | 140765.4816 | 0 | 940641.5402 | 2447356.3354 | 1670370.987 | 7470270.2476 | 961560.8286 | 26355312.1702 | 26355312.1702 | 1478867.319 | 11423845.938 | 0 | 34787143.2465 | 74045168.6737 | 749.8942 | 1.3327 | 26102.1203 | 55558.914 | 532.127 | 1132.6436
1 | 6500 | 707 | 0.03 | 15 | 15 | 7 | 1e-12 | 5spot_SharedNeighbor | Water | Porous | Wet | R245fa | MinimizeLCOE_Brownfield | IgnoreSilica | 2019 | 7.671 | 3.9714 | 0.46877 | 4 | 19661.3024 | 40598.0332 | 400.8222 | 827.6458 | 185.9181 | 0 | 91.8177 | 1342749.5867 | 86757.9493 | 987055.656 | 502783.3293 | 0 | 163908.6462 | 0 | 1202469.5153 | 3128579.0184 | 2135319.4659 | 9549623.1671 | 961560.8286 | 26355312.1702 | 26355312.1702 | 1478867.319 | 11423845.938 | 0 | 36866496.166 | 76124521.5932 | 1000 | 1.8751 | 19661.3024 | 40598.0332 | 400.8222 | 827.6458
1 | 6500 | 707 | 0.03 | 15 | 15 | 7 | 1.3335e-12 | 5spot_SharedNeighbor | Water | Porous | Wet | R245fa | MinimizeLCOE_Brownfield | IgnoreSilica | 2019 | 10.0675 | 5.4775 | 0.65096 | 4 | 15154.807 | 30231.7535 | 308.9512 | 616.3152 | 189.6118 | 0 | 93.7178 | 1683947.705 | 108656.3908 | 1276589.7485 | 660221.8897 | 0 | 191441.4599 | 0 | 1529134.3056 | 3978493.7946 | 2715403.7647 | 12143889.0587 | 961560.8286 | 26355312.1702 | 26355312.1702 | 1478867.319 | 11423845.938 | 0 | 39460762.0576 | 78718787.4848 | 1333.5214 | 2.6038 | 15154.807 | 30231.7535 | 308.9512 | 616.3152
1 | 6500 | 707 | 0.03 | 15 | 15 | 7 | 1.7783e-12 | 5spot_SharedNeighbor | Water | Porous | Wet | R245fa | MinimizeLCOE_Brownfield | IgnoreSilica | 2019 | 13.2736 | 7.4826 | 0.89299 | 4 | 11955.3709 | 22945.9509 | 243.7264 | 467.7842 | 192.4006 | 0 | 103.5002 | 2098350.543 | 135170.892 | 1638423.2443 | 869993.6735 | 0 | 226126.6992 | 0 | 1937545.3703 | 5041095.6084 | 3440651.3369 | 15387357.3676 | 961560.8286 | 26355312.1702 | 26355312.1702 | 1478867.319 | 11423845.938 | 0 | 42704230.3665 | 81962255.7937 | 1778.2794 | 3.572 | 11955.3709 | 22945.9509 | 243.7264 | 467.7842
1 | 6500 | 707 | 0.03 | 15 | 15 | 7 | 2.3714e-12 | 5spot_SharedNeighbor | Water | Porous | Wet | R245fa | MinimizeLCOE_Brownfield | IgnoreSilica | 2019 | 17.5079 | 10.1323 | 1.2131 | 4 | 9631.4124 | 17722.161 | 196.3494 | 361.2902 | 194.5553 | 0 | 87.7813 | 2599443.9386 | 167125.815 | 2088104.4764 | 1146520.6471 | 0 | 267836.3008 | 0 | 2444922.1594 | 6361185.9362 | 4341640.1108 | 19416779.3842 | 961560.8286 | 26355312.1702 | 26355312.1702 | 1478867.319 | 11423845.938 | 0 | 46733652.3831 | 85991677.8103 | 2371.3737 | 4.8522 | 9631.4124 | 17722.161 | 196.3494 | 361.2902
1 | 6500 | 707 | 0.03 | 15 | 15 | 7 | 3.1623e-12 | 5spot_SharedNeighbor | Water | Porous | Wet | R245fa | MinimizeLCOE_Brownfield | IgnoreSilica | 2019 | 23.1032 | 13.6356 | 1.6363 | 4 | 7907.5114 | 13905.448 | 161.2053 | 283.4814 | 196.2136 | 0 | 94.2731 | 3207098.7464 | 205739.6868 | 2648031.3533 | 1511639.5133 | 0 | 318290.1666 | 0 | 3077411.7919 | 8006794.2185 | 5464801.5773 | 24439807.0539 | 961560.8286 | 26355312.1702 | 26355312.1702 | 1478867.319 | 11423845.938 | 0 | 51756680.0528 | 91014705.48 | 3162.2777 | 6.5453 | 7907.5114 | 13905.448 | 161.2053 | 283.4814
1 | 6500 | 707 | 0.03 | 15 | 15 | 7 | 4.217e-12 | 5spot_SharedNeighbor | Water | Porous | Wet | R245fa | MinimizeLCOE_Brownfield | IgnoreSilica | 2019 | 30.487 | 18.2605 | 2.195 | 4 | 6608.7435 | 11080.039 | 134.7282 | 225.8816 | 197.4846 | 0 | 97.7524 | 3944275.0876 | 252409.3516 | 3344986.7307 | 1993338.3008 | 0 | 379570.5954 | 0 | 3866686.2258 | 10060324.393 | 6866378.1172 | 30707968.8021 | 961560.8286 | 26355312.1702 | 26355312.1702 | 1478867.319 | 11423845.938 | 0 | 58024841.8009 | 97282867.2281 | 4216.965 | 8.78 | 6608.7435 | 11080.039 | 134.7282 | 225.8816
1 | 6500 | 707 | 0.03 | 15 | 15 | 7 | 5.6234e-12 | 5spot_SharedNeighbor | Water | Porous | Wet | R245fa | MinimizeLCOE_Brownfield | IgnoreSilica | 2019 | 40.1212 | 24.2959 | 2.9243 | 4 | 5622.8979 | 8979.0677 | 114.6304 | 183.0504 | 198.4473 | 0 | 96.8799 | 4829974.7373 | 308262.3475 | 4203505.1913 | 2621608.9272 | 0 | 452707.8994 | 0 | 4842263.0501 | 12598575.1715 | 8598786.4294 | 38455683.7537 | 961560.8286 | 26355312.1702 | 26355312.1702 | 1478867.319 | 11423845.938 | 0 | 65772556.7525 | 105030582.1797 | 5623.4133 | 11.6973 | 5622.8979 | 8979.0677 | 114.6304 | 183.0504
1 | 6500 | 707 | 0.03 | 15 | 15 | 7 | 7.4989e-12 | 5spot_SharedNeighbor | Water | Porous | Wet | R245fa | MinimizeLCOE_Brownfield | IgnoreSilica | 2019 | 52.5574 | 32.0784 | 3.8645 | 4 | 4868.8973 | 7408.5593 | 99.2591 | 151.0335 | 199.1468 | 0 | 105.8184 | 5883864.8495 | 374451.8943 | 5249948.8796 | 3432292.1396 | 0 | 539739.6049 | 0 | 6037315.9735 | 15707857.7392 | 10720935.6712 | 47946406.7518 | 961560.8286 | 26355312.1702 | 26355312.1702 | 1478867.319 | 11423845.938 | 0 | 75263279.7507 | 114521305.1779 | 7498.9421 | 15.458 | 4868.8973 | 7408.5593 | 99.2591 | 151.0335
1 | 6500 | 707 | 0.03 | 15 | 15 | 7 | 1e-11 | 5spot_SharedNeighbor | Water | Porous | Wet | R245fa | MinimizeLCOE_Brownfield | IgnoreSilica | 2019 | 68.2311 | 41.8233 | 5.0407 | 4 | 4295.1423 | 6242.1931 | 87.5623 | 127.2555 | 199.5298 | 0 | 103.827 | 7105465.1845 | 450857.6464 | 6491110.0018 | 4452489.5098 | 0 | 641323.0806 | 0 | 7465085.715 | 19422621.7309 | 13256338.4263 | 59285291.2954 | 961560.8286 | 26355312.1702 | 26355312.1702 | 1478867.319 | 11423845.938 | 0 | 86602164.2943 | 125860189.7215 | 10000 | 20.1628 | 4295.1423 | 6242.1931 | 87.5623 | 127.2555
1 | 6500 | 707 | 0.03 | 15 | 15 | 7 | 1.3335e-11 | 5spot_SharedNeighbor | Water | Porous | Wet | R245fa | MinimizeLCOE_Brownfield | IgnoreSilica | 2019 | 87.23 | 53.4182 | 6.4372 | 4 | 3866.9924 | 5391.6458 | 78.8339 | 109.916 | 199.4446 | 0 | 121.5037 | 8457747.5192 | 535093.042 | 7894705.9101 | 5684485.2974 | 0 | 756253.6543 | 0 | 9098031.3149 | 23671211.2187 | 16156088.0515 | 72253616.008 | 961560.8286 | 26355312.1702 | 26355312.1702 | 1478867.319 | 11423845.938 | 0 | 99570489.0069 | 138828514.4341 | 13335.2143 | 25.7488 | 3866.9924 | 5391.6458 | 78.8339 | 109.916
1 | 6500 | 707 | 0.03 | 15 | 15 | 7 | 1.7783e-11 | 5spot_SharedNeighbor | Water | Porous | Wet | R245fa | MinimizeLCOE_Brownfield | IgnoreSilica | 2019 | 109.0937 | 66.2915 | 7.9806 | 4 | 3557.3004 | 4787.0999 | 72.5204 | 97.5915 | 198.7529 | 0 | 120.6942 | 9864672.2531 | 622396.7796 | 9383197.3703 | 7092088.1525 | 0 | 881773.84 | 0 | 10859210.0742 | 28253437.0829 | 19283551.3591 | 86240326.9117 | 961560.8286 | 26355312.1702 | 26355312.1702 | 1478867.319 | 11423845.938 | 0 | 113557199.9106 | 152815225.3378 | 17782.7941 | 31.9223 | 3557.3004 | 4787.0999 | 72.5204 | 97.5915
1 | 6500 | 707 | 0.03 | 15 | 15 | 7 | 2.3714e-11 | 5spot_SharedNeighbor | Water | Porous | Wet | R245fa | MinimizeLCOE_Brownfield | IgnoreSilica | 2019 | 132.6816 | 79.4371 | 9.5445 | 4 | 3342.4458 | 4370.7371 | 68.1403 | 89.1034 | 197.4474 | 0 | 133.3185 | 11223372.4654 | 706420.2956 | 10844342.6135 | 8593668.8371 | 0 | 1012741.8926 | 0 | 12628412.9806 | 32856540.1318 | 22425263.7744 | 100290762.9909 | 961560.8286 | 26355312.1702 | 26355312.1702 | 1478867.319 | 11423845.938 | 0 | 127607635.9898 | 166865661.417 | 23713.7371 | 38.1779 | 3342.4458 | 4370.7371 | 68.1403 | 89.1034
1 | 6500 | 707 | 0.03 | 15 | 15 | 7 | 3.1623e-11 | 5spot_SharedNeighbor | Water | Porous | Wet | R245fa | MinimizeLCOE_Brownfield | IgnoreSilica | 2019 | 156.5138 | 92.0313 | 11.0299 | 4 | 3194.4489 | 4084.2569 | 65.1232 | 83.2631 | 195.8956 | 0 | 126.7981 | 12466485.9327 | 783072.5413 | 12199255.2586 | 10093501.194 | 0 | 1142165.6337 | 0 | 14306947.4185 | 37223742.4246 | 25405969.0762 | 113621139.4796 | 961560.8286 | 26355312.1702 | 26355312.1702 | 1478867.319 | 11423845.938 | 0 | 140938012.4784 | 180196037.9057 | 31622.7766 | 44.1197 | 3194.4489 | 4084.2569 | 65.1232 | 83.2631
1 | 6500 | 707 | 0.03 | 15 | 15 | 7 | 4.217e-11 | 5spot_SharedNeighbor | Water | Porous | Wet | R245fa | MinimizeLCOE_Brownfield | IgnoreSilica | 2019 | 169.5144 | 98.5827 | 11.9258 | 4 | 3092.6687 | 3915.6345 | 63.0482 | 79.8255 | 194.9629 | 0 | 162.0155 | 13093967.4315 | 821688.9091 | 12889178.4955 | 10903746.467 | 0 | 1104198.701 | 0 | 15136984.2016 | 39383327.8702 | 26879930.5179 | 120213022.5939 | 961560.8286 | 26355312.1702 | 26355312.1702 | 1478867.319 | 11423845.938 | 0 | 147529895.5927 | 186787921.02 | 42169.6503 | 47.7031 | 3092.6687 | 3915.6345 | 63.0482 | 79.8255
1 | 6500 | 707 | 0.03 | 15 | 15 | 7 | 5.6234e-11 | 5spot_SharedNeighbor | Water | Porous | Wet | R245fa | MinimizeLCOE_Brownfield | IgnoreSilica | 2019 | 176.5466 | 102.0137 | 12.4941 | 4 | 3015.8062 | 3801.3384 | 61.4813 | 77.4954 | 194.4253 | 0 | 185.4769 | 13417879.3357 | 841604.261 | 13246816.6253 | 11338733.7652 | 0 | 997392.1434 | 0 | 15538546.1909 | 40428109.7946 | 27593015.6494 | 123402097.7655 | 961560.8286 | 26355312.1702 | 26355312.1702 | 1478867.319 | 11423845.938 | 0 | 150718970.7644 | 189976996.1916 | 56234.1325 | 49.9763 | 3015.8062 | 3801.3384 | 61.4813 | 77.4954
1 | 6500 | 707 | 0.03 | 15 | 15 | 7 | 7.4989e-11 | 5spot_SharedNeighbor | Water | Porous | Wet | R245fa | MinimizeLCOE_Brownfield | IgnoreSilica | 2019 | 182.1024 | 104.671 | 12.9462 | 4 | 2957.4113 | 3715.5106 | 60.2908 | 75.7457 | 193.9871 | 0 | 230.5949 | 13666639.1091 | 856890.5033 | 13522148.4831 | 11681499.9872 | 0 | 899814.2782 | 0 | 15844527.0207 | 41224209.1485 | 28136369.8167 | 125832098.3467 | 961560.8286 | 26355312.1702 | 26355312.1702 | 1478867.319 | 11423845.938 | 0 | 153148971.3456 | 192406996.7728 | 74989.4209 | 51.7848 | 2957.4113 | 3715.5106 | 60.2908 | 75.7457
1 | 6500 | 707 | 0.03 | 15 | 15 | 7 | 1e-10 | 5spot_SharedNeighbor | Water | Porous | Wet | R245fa | MinimizeLCOE_Brownfield | IgnoreSilica | 2019 | 186.277 | 106.6321 | 13.293 | 4 | 2913.0994 | 3651.4234 | 59.3875 | 74.4392 | 193.65 | 0 | 268.6264 | 13849094.7676 | 868097.7654 | 13724457.7956 | 11937172.0701 | 0 | 811832.4273 | 0 | 16064355.3821 | 41796157.4518 | 28526736.286 | 127577903.9459 | 961560.8286 | 26355312.1702 | 26355312.1702 | 1478867.319 | 11423845.938 | 0 | 154894776.9448 | 194152802.372 | 100000 | 53.1718 | 2913.0994 | 3651.4234 | 59.3875 | 74.4392
1 | 6500 | 707 | 0.03 | 15 | 15 | 7 | 1.3335e-10 | 5spot_SharedNeighbor | Water | Porous | Wet | R245fa | MinimizeLCOE_Brownfield | IgnoreSilica | 2019 | 189.4117 | 108.0864 | 13.5577 | 4 | 2879.5322 | 3603.4395 | 58.7032 | 73.461 | 193.3925 | 0 | 285.807 | 13983778.505 | 876368.1859 | 13873992.0654 | 12128851.1438 | 0 | 735887.6478 | 0 | 16223562.2437 | 42210381.0478 | 28809452.4018 | 128842273.2412 | 961560.8286 | 26355312.1702 | 26355312.1702 | 1478867.319 | 11423845.938 | 0 | 156159146.24 | 195417171.6672 | 133352.1432 | 54.2307 | 2879.5322 | 3603.4395 | 58.7032 | 73.461
1 | 6500 | 707 | 0.03 | 15 | 15 | 7 | 1.7783e-10 | 5spot_SharedNeighbor | Water | Porous | Wet | R245fa | MinimizeLCOE_Brownfield | IgnoreSilica | 2019 | 191.746 | 109.1589 | 13.7581 | 4 | 2854.1303 | 3567.4946 | 58.1853 | 72.7282 | 193.1983 | 0 | 308.0455 | 14082785.9032 | 882446.5292 | 13984020.9457 | 12271424.3954 | 0 | 672012.7731 | 0 | 16338149.3131 | 42508513.0975 | 29012933.6517 | 129752286.6088 | 961560.8286 | 26355312.1702 | 26355312.1702 | 1478867.319 | 11423845.938 | 0 | 157069159.6077 | 196327185.0349 | 177827.941 | 55.0322 | 2854.1303 | 3567.4946 | 58.1853 | 72.7282
1 | 6500 | 707 | 0.03 | 15 | 15 | 7 | 2.3714e-10 | 5spot_SharedNeighbor | Water | Porous | Wet | R245fa | MinimizeLCOE_Brownfield | IgnoreSilica | 2019 | 193.4413 | 109.9321 | 13.9073 | 4 | 2834.9265 | 3540.6368 | 57.7938 | 72.1807 | 193.0559 | 0 | 282.0551 | 14153992.2571 | 886817.3968 | 14063208.4521 | 12374881.5894 | 0 | 618887.9934 | 0 | 16418137.1986 | 42716625.1678 | 29154974.4159 | 130387524.4712 | 961560.8286 | 26355312.1702 | 26355312.1702 | 1478867.319 | 11423845.938 | 0 | 157704397.47 | 196962422.8973 | 237137.3706 | 55.6291 | 2834.9265 | 3540.6368 | 57.7938 | 72.1807
1 | 6500 | 707 | 0.03 | 15 | 15 | 7 | 3.1623e-10 | 5spot_SharedNeighbor | Water | Porous | Wet | R245fa | MinimizeLCOE_Brownfield | IgnoreSilica | 2019 | 194.7176 | 110.5108 | 14.0202 | 4 | 2820.4205 | 3520.4469 | 57.4981 | 71.7691 | 192.948 | 0 | 273.4952 | 14207194.493 | 890082.7397 | 14122403.4539 | 12452605.3227 | 0 | 576273.8587 | 0 | 16476938.3485 | 42869613.698 | 29259392.2314 | 130854504.1459 | 961560.8286 | 26355312.1702 | 26355312.1702 | 1478867.319 | 11423845.938 | 0 | 158171377.1448 | 197429402.572 | 316227.766 | 56.0808 | 2820.4205 | 3520.4469 | 57.4981 | 71.7691
1 | 6500 | 707 | 0.03 | 15 | 15 | 7 | 4.217e-10 | 5spot_SharedNeighbor | Water | Porous | Wet | R245fa | MinimizeLCOE_Brownfield | IgnoreSilica | 2019 | 195.5944 | 110.9063 | 14.1016 | 4 | 2809.473 | 3505.4574 | 57.2749 | 71.4635 | 192.8733 | 0 | 334.178 | 14243504.3048 | 892311.1084 | 14162817.7328 | 12505872.3259 | 0 | 541262.48 | 0 | 16514849.5012 | 42968250.7407 | 29326714.0398 | 131155582.2335 | 961560.8286 | 26355312.1702 | 26355312.1702 | 1478867.319 | 11423845.938 | 0 | 158472455.2324 | 197730480.6596 | 421696.5034 | 56.4065 | 2809.473 | 3505.4574 | 57.2749 | 71.4635
1 | 6500 | 707 | 0.03 | 15 | 15 | 7 | 5.6234e-10 | 5spot_SharedNeighbor | Water | Porous | Wet | R245fa | MinimizeLCOE_Brownfield | IgnoreSilica | 2019 | 196.225 | 111.1899 | 14.1617 | 4 | 2801.2196 | 3494.2513 | 57.1067 | 71.235 | 192.8193 | 0 | 334.4895 | 14269519.8561 | 893907.6167 | 14191781.2941 | 12544175.7648 | 0 | 513436.1762 | 0 | 16541000.0761 | 43036289.1722 | 29373151.6674 | 131363261.6235 | 961560.8286 | 26355312.1702 | 26355312.1702 | 1478867.319 | 11423845.938 | 0 | 158680134.6223 | 197938160.0496 | 562341.3252 | 56.6468 | 2801.2196 | 3494.2513 | 57.1067 | 71.235
1 | 6500 | 707 | 0.03 | 15 | 15 | 7 | 7.4989e-10 | 5spot_SharedNeighbor | Water | Porous | Wet | R245fa | MinimizeLCOE_Brownfield | IgnoreSilica | 2019 | 196.6855 | 111.3964 | 14.2063 | 4 | 2795.0027 | 3485.8575 | 56.9799 | 71.0639 | 192.7798 | 0 | 338.6076 | 14288458.5623 | 895069.7889 | 14212869.8596 | 12572132.8525 | 0 | 491653.769 | 0 | 16559472.0846 | 43084349.5494 | 29405953.8623 | 131509960.3288 | 961560.8286 | 26355312.1702 | 26355312.1702 | 1478867.319 | 11423845.938 | 0 | 158826833.3276 | 198084858.7549 | 749894.2093 | 56.8253 | 2795.0027 | 3485.8575 | 56.9799 | 71.0639
1 | 6500 | 707 | 0.03 | 15 | 15 | 7 | 1e-09 | 5spot_SharedNeighbor | Water | Porous | Wet | R245fa | MinimizeLCOE_Brownfield | IgnoreSilica | 2019 | 197 | 111.5372 | 14.2384 | 4 | 2790.3234 | 3479.6198 | 56.8845 | 70.9368 | 192.7527 | 0 | 338.7018 | 14301359.6449 | 895861.4398 | 14227237.2509 | 12591223.5305 | 0 | 474395.7562 | 0 | 16571130.2727 | 43114681.7633 | 29426656.2216 | 131602545.8798 | 961560.8286 | 26355312.1702 | 26355312.1702 | 1478867.319 | 11423845.938 | 0 | 158919418.8786 | 198177444.3058 | 1000000 | 56.9538 | 2790.3234 | 3479.6198 | 56.8845 | 70.9368
1 | 6500 | 707 | 0.03 | 15 | 15 | 7 | 1.3335e-09 | 5spot_SharedNeighbor | Water | Porous | Wet | R245fa | MinimizeLCOE_Brownfield | IgnoreSilica | 2019 | 197.2339 | 111.6418 | 14.2625 | 4 | 2786.8038 | 3474.9385 | 56.8128 | 70.8413 | 192.7325 | 0 | 318.5911 | 14310940.1554 | 896449.3178 | 14237907.6149 | 12605418.9913 | 0 | 461153.9234 | 0 | 16579629.3011 | 43136794.4918 | 29441748.6131 | 131670042.4088 | 961560.8286 | 26355312.1702 | 26355312.1702 | 1478867.319 | 11423845.938 | 0 | 158986915.4076 | 198244940.8349 | 1333521.4322 | 57.0499 | 2786.8038 | 3474.9385 | 56.8128 | 70.8413
1 | 6500 | 707 | 0.03 | 15 | 15 | 7 | 1.7783e-09 | 5spot_SharedNeighbor | Water | Porous | Wet | R245fa | MinimizeLCOE_Brownfield | IgnoreSilica | 2019 | 197.3971 | 111.7146 | 14.28 | 4 | 2784.1582 | 3471.4504 | 56.7588 | 70.7702 | 192.7183 | 0 | 335.3369 | 14317612.0053 | 896858.7088 | 14245338.9166 | 12615319.4246 | 0 | 450870.251 | 0 | 16585139.7295 | 43151131.4962 | 29451533.9132 | 131713804.4452 | 961560.8286 | 26355312.1702 | 26355312.1702 | 1478867.319 | 11423845.938 | 0 | 159030677.4441 | 198288702.8713 | 1778279.41 | 57.1198 | 2784.1582 | 3471.4504 | 56.7588 | 70.7702
1 | 6500 | 707 | 0.03 | 15 | 15 | 7 | 2.3714e-09 | 5spot_SharedNeighbor | Water | Porous | Wet | R245fa | MinimizeLCOE_Brownfield | IgnoreSilica | 2019 | 197.524 | 111.7713 | 14.2933 | 4 | 2782.1705 | 3468.8217 | 56.7183 | 70.7166 | 192.7073 | 0 | 333.7921 | 14322798.0243 | 897176.9244 | 14251115.5283 | 12623017.7586 | 0 | 443135.1676 | 0 | 16589524.9273 | 43162540.8813 | 29459321.053 | 131748630.2648 | 961560.8286 | 26355312.1702 | 26355312.1702 | 1478867.319 | 11423845.938 | 0 | 159065503.2636 | 198323528.6909 | 2371373.7057 | 57.1732 | 2782.1705 | 3468.8217 | 56.7183 | 70.7166
1 | 6500 | 707 | 0.03 | 15 | 15 | 7 | 3.1623e-09 | 5spot_SharedNeighbor | Water | Porous | Wet | R245fa | MinimizeLCOE_Brownfield | IgnoreSilica | 2019 | 197.6017 | 111.8059 | 14.3025 | 4 | 2780.6777 | 3466.8872 | 56.6879 | 70.6772 | 192.7005 | 0 | 329.835 | 14325968.9445 | 897371.4915 | 14254647.6753 | 12627735.6538 | 0 | 437003.3594 | 0 | 16591663.5786 | 43168105.2133 | 29463118.8239 | 131765614.7403 | 961560.8286 | 26355312.1702 | 26355312.1702 | 1478867.319 | 11423845.938 | 0 | 159082487.7391 | 198340513.1664 | 3162277.6602 | 57.21 | 2780.6777 | 3466.8872 | 56.6879 | 70.6772
1 | 6500 | 707 | 0.03 | 15 | 15 | 7 | 4.217e-09 | 5spot_SharedNeighbor | Water | Porous | Wet | R245fa | MinimizeLCOE_Brownfield | IgnoreSilica | 2019 | 197.6749 | 111.8385 | 14.3101 | 4 | 2779.557 | 3465.4025 | 56.665 | 70.6469 | 192.6942 | 0 | 323.9949 | 14328957.5325 | 897554.8697 | 14257976.8006 | 12632174.7189 | 0 | 432608.9893 | 0 | 16594216.4353 | 43174747.2227 | 29467652.1319 | 131785888.7008 | 961560.8286 | 26355312.1702 | 26355312.1702 | 1478867.319 | 11423845.938 | 0 | 159102761.6997 | 198360787.1269 | 4216965.0343 | 57.2403 | 2779.557 | 3465.4025 | 56.665 | 70.6469
1 | 6500 | 707 | 0.03 | 15 | 15 | 7 | 5.6234e-09 | 5spot_SharedNeighbor | Water | Porous | Wet | R245fa | MinimizeLCOE_Brownfield | IgnoreSilica | 2019 | 197.7138 | 111.8558 | 14.315 | 4 | 2778.7158 | 3464.324 | 56.6479 | 70.6249 | 192.6907 | 0 | 330.8315 | 14330539.4748 | 897651.9364 | 14259739.0307 | 12634532.8331 | 0 | 429040.27 | 0 | 16595086.3826 | 43177010.6472 | 29469196.9655 | 131792797.5403 | 961560.8286 | 26355312.1702 | 26355312.1702 | 1478867.319 | 11423845.938 | 0 | 159109670.5392 | 198367695.9664 | 5623413.2519 | 57.2601 | 2778.7158 | 3464.324 | 56.6479 | 70.6249
1 | 6500 | 707 | 0.03 | 15 | 15 | 7 | 7.4989e-09 | 5spot_SharedNeighbor | Water | Porous | Wet | R245fa | MinimizeLCOE_Brownfield | IgnoreSilica | 2019 | 197.7527 | 111.8732 | 14.3192 | 4 | 2778.0846 | 3463.4933 | 56.635 | 70.608 | 192.6874 | 0 | 337.8461 | 14332126.6804 | 897749.3258 | 14261507.1462 | 12636892.4888 | 0 | 426508.9077 | 0 | 16596365.9741 | 43180339.8818 | 29471469.2366 | 131802959.6413 | 961560.8286 | 26355312.1702 | 26355312.1702 | 1478867.319 | 11423845.938 | 0 | 159119832.6402 | 198377858.0674 | 7498942.0933 | 57.2768 | 2778.0846 | 3463.4933 | 56.635 | 70.608
1 | 6500 | 707 | 0.03 | 15 | 15 | 7 | 1e-08 | 5spot_SharedNeighbor | Water | Porous | Wet | R245fa | MinimizeLCOE_Brownfield | IgnoreSilica | 2019 | 197.7797 | 111.8852 | 14.3222 | 4 | 2777.611 | 3462.8748 | 56.6254 | 70.5954 | 192.685 | 0 | 349.8289 | 14333228.7072 | 897816.9449 | 14262734.7952 | 12638532.1931 | 0 | 424570.4934 | 0 | 16597184.4222 | 43182469.3159 | 29472922.6191 | 131809459.4912 | 961560.8286 | 26355312.1702 | 26355312.1702 | 1478867.319 | 11423845.938 | 0 | 159126332.49 | 198384357.9173 | 10000000 | 57.2889 | 2777.611 | 3462.8748 | 56.6254 | 70.5954
1 | 6600 | 707 | 0.03 | 15 | 15 | 7 | 1e-13 | 5spot_SharedNeighbor | Water | Porous | Wet | R245fa | MinimizeLCOE_Brownfield | IgnoreSilica | 2019 | 0.95719 | 0.19468 | 0.006742 | 4 | 1074007.9763 | 2560217.1692 | 21895.1053 | 52193.4899 | 114.6943 | 0 | 48.9749 | 123653.229 | 4762.1537 | 92334.2782 | 59326.3651 | 0 | 62092.7975 | 0 | 133445.8411 | 347198.7051 | 236970.2505 | 1059783.6202 | 961560.8286 | 26942342.5866 | 26942342.5866 | 1478867.319 | 11658658.1045 | 0 | 28963687.0354 | 69043555.0455 | 100 | 0.026968 | 1074007.9763 | 2560217.1692 | 21895.1053 | 52193.4899
1 | 6600 | 707 | 0.03 | 15 | 15 | 7 | 1.3335e-13 | 5spot_SharedNeighbor | Water | Porous | Wet | R245fa | MinimizeLCOE_Brownfield | IgnoreSilica | 2019 | 1.235 | 0.30849 | 0.017611 | 4 | 416616.0622 | 985577.4254 | 8493.2819 | 20092.3289 | 128.6406 | 0 | 39.397 | 183031.6354 | 7790.0045 | 132151.4265 | 74512.871 | 0 | 68786.6979 | 0 | 181846.3277 | 473126.843 | 322918.7921 | 1444164.5981 | 961560.8286 | 26942342.5866 | 26942342.5866 | 1478867.319 | 11658658.1045 | 0 | 29348068.0133 | 69427936.0234 | 133.3521 | 0.070444 | 416616.0622 | 985577.4254 | 8493.2819 | 20092.3289
1 | 6600 | 707 | 0.03 | 15 | 15 | 7 | 1.7783e-13 | 5spot_SharedNeighbor | Water | Porous | Wet | R245fa | MinimizeLCOE_Brownfield | IgnoreSilica | 2019 | 1.6125 | 0.48236 | 0.036105 | 4 | 206930.4671 | 484452.6209 | 4218.5575 | 9876.2219 | 142.0455 | 0 | 236.5309 | 265521.9284 | 12471.2946 | 187264.4178 | 96865.1871 | 0 | 77502.8884 | 0 | 249454.0293 | 649028.2143 | 442975.0924 | 1981083.0523 | 961560.8286 | 26942342.5866 | 26942342.5866 | 1478867.319 | 11658658.1045 | 0 | 29884986.4675 | 69964854.4777 | 177.8279 | 0.14442 | 206930.4671 | 484452.6209 | 4218.5575 | 9876.2219
1 | 6600 | 707 | 0.03 | 15 | 15 | 7 | 2.3714e-13 | 5spot_SharedNeighbor | Water | Porous | Wet | R245fa | MinimizeLCOE_Brownfield | IgnoreSilica | 2019 | 2.0987 | 0.72701 | 0.064652 | 4 | 118238.1157 | 273221.3473 | 2410.4439 | 5569.9867 | 153.726 | 0 | 337.1774 | 371115.6337 | 19094.0993 | 257999.2799 | 127918.2598 | 0 | 87021.9625 | 0 | 336628.2018 | 875837.529 | 597777.1102 | 2673392.0763 | 961560.8286 | 26942342.5866 | 26942342.5866 | 1478867.319 | 11658658.1045 | 0 | 30577295.4915 | 70657163.5017 | 237.1374 | 0.25861 | 118238.1157 | 273221.3473 | 2410.4439 | 5569.9867
1 | 6600 | 707 | 0.03 | 15 | 15 | 7 | 3.1623e-13 | 5spot_SharedNeighbor | Water | Porous | Wet | R245fa | MinimizeLCOE_Brownfield | IgnoreSilica | 2019 | 2.7211 | 1.0585 | 0.10586 | 4 | 74247.021 | 168900.4154 | 1513.6259 | 3443.2634 | 163.5788 | 0 | 446.2121 | 501395.9808 | 27999.9878 | 346217.1934 | 168498.9868 | 0 | 97262.0831 | 0 | 445135.9504 | 1158152.433 | 790462.8332 | 3535125.4483 | 961560.8286 | 26942342.5866 | 26942342.5866 | 1478867.319 | 11658658.1045 | 0 | 31439028.8635 | 71518896.8737 | 316.2278 | 0.42344 | 74247.021 | 168900.4154 | 1513.6259 | 3443.2634
1 | 6600 | 707 | 0.03 | 15 | 15 | 7 | 4.217e-13 | 5spot_SharedNeighbor | Water | Porous | Wet | R245fa | MinimizeLCOE_Brownfield | IgnoreSilica | 2019 | 3.5184 | 1.5012 | 0.16406 | 4 | 49550.8735 | 110626.1546 | 1010.1616 | 2255.2638 | 171.7416 | 0 | 588.3642 | 661831.7073 | 40043.8971 | 455223.6313 | 223932.6114 | 0 | 108423.2963 | 0 | 580887.506 | 1511350.1341 | 1031527.5216 | 4613220.3052 | 961560.8286 | 26942342.5866 | 26942342.5866 | 1478867.319 | 11658658.1045 | 0 | 32517123.7204 | 72596991.7305 | 421.6965 | 0.65624 | 49550.8735 | 110626.1546 | 1010.1616 | 2255.2638
1 | 6600 | 707 | 0.03 | 15 | 15 | 7 | 5.6234e-13 | 5spot_SharedNeighbor | Water | Porous | Wet | R245fa | MinimizeLCOE_Brownfield | IgnoreSilica | 2019 | 4.5842 | 2.1255 | 0.24674 | 4 | 34370.1709 | 74979.0881 | 700.6824 | 1528.5501 | 178.6326 | 0 | 89.0416 | 865364.0207 | 55971.9659 | 598640.839 | 300275.4937 | 0 | 122919.5186 | 0 | 757837.0168 | 1971736.4639 | 1345750.6518 | 6018495.9704 | 961560.8286 | 26942342.5866 | 26942342.5866 | 1478867.319 | 11658658.1045 | 0 | 33922399.3856 | 74002267.3957 | 562.3413 | 0.98697 | 34370.1709 | 74979.0881 | 700.6824 | 1528.5501
1 | 6600 | 707 | 0.03 | 15 | 15 | 7 | 7.4989e-13 | 5spot_SharedNeighbor | Water | Porous | Wet | R245fa | MinimizeLCOE_Brownfield | IgnoreSilica | 2019 | 5.9802 | 3.021 | 0.35533 | 4 | 25099.7323 | 53298.7264 | 511.692 | 1086.5666 | 184.1863 | 0 | 70.0483 | 1107806.2282 | 71639.305 | 793056.3106 | 394801.222 | 0 | 141666.067 | 0 | 978497.9618 | 2545850.9791 | 1737595.6053 | 7770913.6791 | 961560.8286 | 26942342.5866 | 26942342.5866 | 1478867.319 | 11658658.1045 | 0 | 35674817.0943 | 75754685.1044 | 749.8942 | 1.4213 | 25099.7323 | 53298.7264 | 511.692 | 1086.5666
1 | 6600 | 707 | 0.03 | 15 | 15 | 7 | 1e-12 | 5spot_SharedNeighbor | Water | Porous | Wet | R245fa | MinimizeLCOE_Brownfield | IgnoreSilica | 2019 | 7.8322 | 4.2 | 0.49797 | 4 | 18986.5427 | 39108.027 | 387.0664 | 797.27 | 188.5082 | 0 | 81.1456 | 1396682.8591 | 90223.8361 | 1032247.7364 | 517216.481 | 0 | 164942.9984 | 0 | 1248512.4253 | 3248373.2255 | 2217081.4738 | 9915281.0356 | 961560.8286 | 26942342.5866 | 26942342.5866 | 1478867.319 | 11658658.1045 | 0 | 37819184.4509 | 77899052.461 | 1000 | 1.9919 | 18986.5427 | 39108.027 | 387.0664 | 797.27
1 | 6600 | 707 | 0.03 | 15 | 15 | 7 | 1.3335e-12 | 5spot_SharedNeighbor | Water | Porous | Wet | R245fa | MinimizeLCOE_Brownfield | IgnoreSilica | 2019 | 10.2916 | 5.7923 | 0.69105 | 4 | 14657.703 | 29157.3409 | 298.8171 | 594.4118 | 192.2718 | 0 | 98.0427 | 1751601.6671 | 112990.9517 | 1334955.0947 | 679718.6585 | 0 | 193014.9978 | 0 | 1588189.7342 | 4132143.9059 | 2820273.1229 | 12612888.1329 | 961560.8286 | 26942342.5866 | 26942342.5866 | 1478867.319 | 11658658.1045 | 0 | 40516791.5481 | 80596659.5582 | 1333.5214 | 2.7642 | 14657.703 | 29157.3409 | 298.8171 | 594.4118
1 | 6600 | 707 | 0.03 | 15 | 15 | 7 | 1.7783e-12 | 5spot_SharedNeighbor | Water | Porous | Wet | R245fa | MinimizeLCOE_Brownfield | IgnoreSilica | 2019 | 13.5442 | 7.886 | 0.94478 | 4 | 11602.3697 | 22208.0153 | 236.53 | 452.7404 | 195.0616 | 0 | 94.8184 | 2177597.3944 | 140231.8776 | 1708717.1551 | 893583.5762 | 0 | 227233.8797 | 0 | 2007471.9143 | 5223030.132 | 3564825.3876 | 15942691.3169 | 961560.8286 | 26942342.5866 | 26942342.5866 | 1478867.319 | 11658658.1045 | 0 | 43846594.7321 | 83926462.7422 | 1778.2794 | 3.7791 | 11602.3697 | 22208.0153 | 236.53 | 452.7404
1 | 6600 | 707 | 0.03 | 15 | 15 | 7 | 2.3714e-12 | 5spot_SharedNeighbor | Water | Porous | Wet | R245fa | MinimizeLCOE_Brownfield | IgnoreSilica | 2019 | 17.8562 | 10.6639 | 1.2815 | 4 | 9364.9458 | 17184.1662 | 190.9171 | 350.3225 | 197.2298 | 0 | 93.0095 | 2695139.3351 | 173216.2937 | 2175295.0491 | 1176763.5875 | 0 | 268904.547 | 0 | 2530834.3368 | 6584711.7989 | 4494201.1051 | 20099066.0533 | 961560.8286 | 26942342.5866 | 26942342.5866 | 1478867.319 | 11658658.1045 | 0 | 48002969.4685 | 88082837.4786 | 2371.3737 | 5.1258 | 9364.9458 | 17184.1662 | 190.9171 | 350.3225
1 | 6600 | 707 | 0.03 | 15 | 15 | 7 | 3.1623e-12 | 5spot_SharedNeighbor | Water | Porous | Wet | R245fa | MinimizeLCOE_Brownfield | IgnoreSilica | 2019 | 23.5442 | 14.3301 | 1.726 | 4 | 7702.1593 | 13507.4798 | 157.0189 | 275.3682 | 198.8972 | 0 | 97.5694 | 3321908.8487 | 213020.1245 | 2755390.7191 | 1549992.4233 | 0 | 319083.7958 | 0 | 3182164.4054 | 8279339.0313 | 5650819.0123 | 25271718.3603 | 961560.8286 | 26942342.5866 | 26942342.5866 | 1478867.319 | 11658658.1045 | 0 | 53175621.7756 | 93255489.7857 | 3162.2777 | 6.904 | 7702.1593 | 13507.4798 | 157.0189 | 275.3682
1 | 6600 | 707 | 0.03 | 15 | 15 | 7 | 4.217e-12 | 5spot_SharedNeighbor | Water | Porous | Wet | R245fa | MinimizeLCOE_Brownfield | IgnoreSilica | 2019 | 31.0615 | 19.1772 | 2.3135 | 4 | 6444.9056 | 10775.9846 | 131.3881 | 219.683 | 200.1783 | 0 | 114.9872 | 4083652.9483 | 261213.7016 | 3478661.156 | 2043048.5593 | 0 | 380355.2412 | 0 | 3996303.3265 | 10397561.501 | 7096549.373 | 31737345.8068 | 961560.8286 | 26942342.5866 | 26942342.5866 | 1478867.319 | 11658658.1045 | 0 | 59641249.2221 | 99721117.2322 | 4216.965 | 9.254 | 6444.9056 | 10775.9846 | 131.3881 | 219.683
1 | 6600 | 707 | 0.03 | 15 | 15 | 7 | 5.6234e-12 | 5spot_SharedNeighbor | Water | Porous | Wet | R245fa | MinimizeLCOE_Brownfield | IgnoreSilica | 2019 | 40.8789 | 25.5065 | 3.0813 | 4 | 5488.0566 | 8739.944 | 111.8815 | 178.1756 | 201.1491 | 0 | 105.4574 | 5000117.9918 | 319058.8871 | 4370169.9297 | 2686708.8366 | 0 | 453696.6329 | 0 | 5003603.3885 | 13018349.6366 | 8885291.1273 | 39736996.4306 | 961560.8286 | 26942342.5866 | 26942342.5866 | 1478867.319 | 11658658.1045 | 0 | 67640899.8458 | 107720767.8559 | 5623.4133 | 12.3251 | 5488.0566 | 8739.944 | 111.8815 | 178.1756
1 | 6600 | 707 | 0.03 | 15 | 15 | 7 | 7.4989e-12 | 5spot_SharedNeighbor | Water | Porous | Wet | R245fa | MinimizeLCOE_Brownfield | IgnoreSilica | 2019 | 53.5294 | 33.6403 | 4.0705 | 4 | 4754.6565 | 7216.2897 | 96.9301 | 147.1138 | 201.8486 | 0 | 130.0385 | 6089556.4916 | 387975.3428 | 5452926.5196 | 3514412.1011 | 0 | 540437.948 | 0 | 6234270.2772 | 16220292.4367 | 11070682.8817 | 49510553.9988 | 961560.8286 | 26942342.5866 | 26942342.5866 | 1478867.319 | 11658658.1045 | 0 | 77414457.4141 | 117494325.4242 | 7498.9421 | 16.2818 | 4754.6565 | 7216.2897 | 96.9301 | 147.1138
1 | 6600 | 707 | 0.03 | 15 | 15 | 7 | 1e-11 | 5spot_SharedNeighbor | Water | Porous | Wet | R245fa | MinimizeLCOE_Brownfield | IgnoreSilica | 2019 | 69.4226 | 43.803 | 5.3021 | 4 | 4199.1825 | 6088.978 | 85.606 | 124.1321 | 202.2149 | 0 | 110.0254 | 7347083.9872 | 466641.0111 | 6735152.6453 | 4554494.6811 | 0 | 641466.5063 | 0 | 7700487.1441 | 20035087.9618 | 13674359.2138 | 61154773.1507 | 961560.8286 | 26942342.5866 | 26942342.5866 | 1478867.319 | 11658658.1045 | 0 | 89058676.5659 | 129138544.576 | 10000 | 21.2086 | 4199.1825 | 6088.978 | 85.606 | 124.1321
1 | 6600 | 707 | 0.03 | 15 | 15 | 7 | 1.3335e-11 | 5spot_SharedNeighbor | Water | Porous | Wet | R245fa | MinimizeLCOE_Brownfield | IgnoreSilica | 2019 | 88.6332 | 55.8447 | 6.7597 | 4 | 3784.5379 | 5266.8506 | 77.1529 | 107.3719 | 202.0897 | 0 | 106.7746 | 8735025.1416 | 553297.1917 | 8179440.1581 | 5806182.3308 | 0 | 755485.2231 | 0 | 9371477.7176 | 24382662.6669 | 16641668.2838 | 74425238.7135 | 961560.8286 | 26942342.5866 | 26942342.5866 | 1478867.319 | 11658658.1045 | 0 | 102329142.1287 | 142409010.1388 | 13335.2143 | 27.0387 | 3784.5379 | 5266.8506 | 77.1529 | 107.3719
1 | 6600 | 707 | 0.03 | 15 | 15 | 7 | 1.7783e-11 | 5spot_SharedNeighbor | Water | Porous | Wet | R245fa | MinimizeLCOE_Brownfield | IgnoreSilica | 2019 | 110.6502 | 69.1731 | 8.3596 | 4 | 3486.6827 | 4685.2964 | 71.0807 | 95.5161 | 201.336 | 0 | 119.8101 | 10170867.2076 | 641772.2763 | 9707717.2193 | 7233181.1779 | 0 | 880090.8187 | 0 | 11167115.1929 | 29054543.0417 | 19830322.6371 | 88685609.5717 | 961560.8286 | 26942342.5866 | 26942342.5866 | 1478867.319 | 11658658.1045 | 0 | 116589512.9869 | 156669380.997 | 17782.7941 | 33.4385 | 3486.6827 | 4685.2964 | 71.0807 | 95.5161
1 | 6600 | 707 | 0.03 | 15 | 15 | 7 | 2.3714e-11 | 5spot_SharedNeighbor | Water | Porous | Wet | R245fa | MinimizeLCOE_Brownfield | IgnoreSilica | 2019 | 134.2869 | 82.705 | 9.9726 | 4 | 3280.0147 | 4284.7606 | 66.8675 | 87.3506 | 199.9569 | 0 | 137.7246 | 11550960.1643 | 726639.7103 | 11199794.1748 | 8748303.458 | 0 | 1009455.5333 | 0 | 12961709.6859 | 33723709.7904 | 23017124.8849 | 102937697.402 | 961560.8286 | 26942342.5866 | 26942342.5866 | 1478867.319 | 11658658.1045 | 0 | 130841600.8172 | 170921468.8273 | 23713.7371 | 39.8906 | 3280.0147 | 4284.7606 | 66.8675 | 87.3506
1 | 6600 | 707 | 0.03 | 15 | 15 | 7 | 3.1623e-11 | 5spot_SharedNeighbor | Water | Porous | Wet | R245fa | MinimizeLCOE_Brownfield | IgnoreSilica | 2019 | 158.0756 | 95.6267 | 11.5035 | 4 | 3136.5289 | 4007.5617 | 63.9424 | 81.6996 | 198.3565 | 0 | 118.1415 | 12812347.6588 | 804363.5228 | 12579055.3886 | 10256088.9883 | 0 | 1136580.964 | 0 | 14659490.2438 | 38140986.5394 | 26032007.0321 | 116420920.3378 | 961560.8286 | 26942342.5866 | 26942342.5866 | 1478867.319 | 11658658.1045 | 0 | 144324823.753 | 184404691.7631 | 31622.7766 | 46.0142 | 3136.5289 | 4007.5617 | 63.9424 | 81.6996
1 | 6600 | 707 | 0.03 | 15 | 15 | 7 | 4.217e-11 | 5spot_SharedNeighbor | Water | Porous | Wet | R245fa | MinimizeLCOE_Brownfield | IgnoreSilica | 2019 | 172.0307 | 102.8382 | 12.4676 | 4 | 3038.7283 | 3842.4058 | 61.9486 | 78.3326 | 197.3144 | 0 | 168.5186 | 13495262.2121 | 846360.2063 | 13332403.5406 | 11131548.2228 | 0 | 1113421.1126 | 0 | 15568408.1648 | 40505804.5253 | 27646043.8995 | 123639251.8841 | 961560.8286 | 26942342.5866 | 26942342.5866 | 1478867.319 | 11658658.1045 | 0 | 151543155.2993 | 191623023.3094 | 42169.6503 | 49.8706 | 3038.7283 | 3842.4058 | 61.9486 | 78.3326
1 | 6600 | 707 | 0.03 | 15 | 15 | 7 | 5.6234e-11 | 5spot_SharedNeighbor | Water | Porous | Wet | R245fa | MinimizeLCOE_Brownfield | IgnoreSilica | 2019 | 179.0823 | 106.3599 | 13.0493 | 4 | 2965.226 | 3733.0786 | 60.4501 | 76.1039 | 196.7518 | 0 | 189.0523 | 13823827.7018 | 866545.977 | 13696423.1218 | 11570655.3329 | 0 | 1005623.2875 | 0 | 15975599.4142 | 41565232.6297 | 28369125.3499 | 126873032.8149 | 961560.8286 | 26942342.5866 | 26942342.5866 | 1478867.319 | 11658658.1045 | 0 | 154776936.2301 | 194856804.2402 | 56234.1325 | 52.1973 | 2965.226 | 3733.0786 | 60.4501 | 76.1039
1 | 6600 | 707 | 0.03 | 15 | 15 | 7 | 7.4989e-11 | 5spot_SharedNeighbor | Water | Porous | Wet | R245fa | MinimizeLCOE_Brownfield | IgnoreSilica | 2019 | 184.4996 | 109.0095 | 13.5041 | 4 | 2909.3868 | 3651.3816 | 59.3118 | 74.4384 | 196.3058 | 0 | 118.0922 | 14069009.5418 | 881600.8266 | 13968705.7152 | 11906349.2434 | 0 | 905049.2054 | 0 | 16274978.6677 | 42344156.0361 | 28900756.58 | 129250605.8162 | 961560.8286 | 26942342.5866 | 26942342.5866 | 1478867.319 | 11658658.1045 | 0 | 157154509.2314 | 197234377.2415 | 74989.4209 | 54.0164 | 2909.3868 | 3651.3816 | 59.3118 | 74.4384
1 | 6600 | 707 | 0.03 | 15 | 15 | 7 | 1e-10 | 5spot_SharedNeighbor | Water | Porous | Wet | R245fa | MinimizeLCOE_Brownfield | IgnoreSilica | 2019 | 188.6935 | 111.0279 | 13.8588 | 4 | 2867.0348 | 3590.0398 | 58.4484 | 73.1878 | 195.9528 | 0 | 135.5176 | 14254667.0753 | 892996.1486 | 14175244.7012 | 12165650.4001 | 0 | 816834.0398 | 0 | 16499103.0223 | 42927281.6327 | 29298751.7817 | 131030528.8016 | 961560.8286 | 26942342.5866 | 26942342.5866 | 1478867.319 | 11658658.1045 | 0 | 158934432.2168 | 199014300.227 | 100000 | 55.4351 | 2867.0348 | 3590.0398 | 58.4484 | 73.1878
1 | 6600 | 707 | 0.03 | 15 | 15 | 7 | 1.3335e-10 | 5spot_SharedNeighbor | Water | Porous | Wet | R245fa | MinimizeLCOE_Brownfield | IgnoreSilica | 2019 | 191.7823 | 112.4943 | 14.1263 | 4 | 2834.9451 | 3544.2563 | 57.7942 | 72.2545 | 195.6882 | 0 | 175.0225 | 14388944.2315 | 901235.4096 | 14324815.4115 | 12355789.1717 | 0 | 739839.2233 | 0 | 16657143.1446 | 43338469.6123 | 29579396.0269 | 132285632.2314 | 961560.8286 | 26942342.5866 | 26942342.5866 | 1478867.319 | 11658658.1045 | 0 | 160189535.6466 | 200269403.6567 | 133352.1432 | 56.5053 | 2834.9451 | 3544.2563 | 57.7942 | 72.2545
1 | 6600 | 707 | 0.03 | 15 | 15 | 7 | 1.7783e-10 | 5spot_SharedNeighbor | Water | Porous | Wet | R245fa | MinimizeLCOE_Brownfield | IgnoreSilica | 2019 | 194.0797 | 113.5745 | 14.3286 | 4 | 2810.6623 | 3509.9605 | 57.2992 | 71.5553 | 195.489 | 0 | 181.7929 | 14487547.9358 | 907284.4569 | 14434750.792 | 12497065.7568 | 0 | 675174.2101 | 0 | 16770711.0291 | 43633949.9519 | 29781067.4302 | 133187551.5629 | 961560.8286 | 26942342.5866 | 26942342.5866 | 1478867.319 | 11658658.1045 | 0 | 161091454.9781 | 201171322.9882 | 177827.941 | 57.3144 | 2810.6623 | 3509.9605 | 57.2992 | 71.5553
1 | 6600 | 707 | 0.03 | 15 | 15 | 7 | 2.3714e-10 | 5spot_SharedNeighbor | Water | Porous | Wet | R245fa | MinimizeLCOE_Brownfield | IgnoreSilica | 2019 | 195.7434 | 114.3509 | 14.4789 | 4 | 2792.3044 | 3484.3422 | 56.9249 | 71.033 | 195.3433 | 0 | 181.4778 | 14558259.3784 | 911621.7291 | 14513640.8927 | 12599287.6673 | 0 | 621404.1961 | 0 | 16849643.4068 | 43839315.8074 | 29921233.8464 | 133814406.9242 | 961560.8286 | 26942342.5866 | 26942342.5866 | 1478867.319 | 11658658.1045 | 0 | 161718310.3394 | 201798178.3496 | 237137.3706 | 57.9157 | 2792.3044 | 3484.3422 | 56.9249 | 71.033
1 | 6600 | 707 | 0.03 | 15 | 15 | 7 | 3.1623e-10 | 5spot_SharedNeighbor | Water | Porous | Wet | R245fa | MinimizeLCOE_Brownfield | IgnoreSilica | 2019 | 196.9755 | 114.9229 | 14.5917 | 4 | 2778.4384 | 3465.1259 | 56.6422 | 70.6413 | 195.2347 | 0 | 206.9634 | 14610266.586 | 914811.3738 | 14571691.181 | 12674958.0679 | 0 | 578001.1522 | 0 | 16906394.0608 | 43986969.3679 | 30022010.4354 | 134265102.225 | 961560.8286 | 26942342.5866 | 26942342.5866 | 1478867.319 | 11658658.1045 | 0 | 162169005.6403 | 202248873.6504 | 316227.766 | 58.367 | 2778.4384 | 3465.1259 | 56.6422 | 70.6413
1 | 6600 | 707 | 0.03 | 15 | 15 | 7 | 4.217e-10 | 5spot_SharedNeighbor | Water | Porous | Wet | R245fa | MinimizeLCOE_Brownfield | IgnoreSilica | 2019 | 197.8381 | 115.3216 | 14.6739 | 4 | 2767.9748 | 3450.818 | 56.4289 | 70.3496 | 195.1582 | 0 | 211.1628 | 14646472.8337 | 917031.7561 | 14612118.3502 | 12727905.9356 | 0 | 542679.1079 | 0 | 16944021.1136 | 44084867.2409 | 30088827.7453 | 134563924.0833 | 961560.8286 | 26942342.5866 | 26942342.5866 | 1478867.319 | 11658658.1045 | 0 | 162467827.4985 | 202547695.5086 | 421696.5034 | 58.6956 | 2767.9748 | 3450.818 | 56.4289 | 70.3496
1 | 6600 | 707 | 0.03 | 15 | 15 | 7 | 5.6234e-10 | 5spot_SharedNeighbor | Water | Porous | Wet | R245fa | MinimizeLCOE_Brownfield | IgnoreSilica | 2019 | 198.4519 | 115.6044 | 14.7342 | 4 | 2760.086 | 3440.1352 | 56.2681 | 70.1318 | 195.1034 | 0 | 199.1073 | 14672134.8752 | 918605.4174 | 14640778.9458 | 12765573.3697 | 0 | 514518.5124 | 0 | 16969528.337 | 44151231.8039 | 30134122.9233 | 134766494.1846 | 961560.8286 | 26942342.5866 | 26942342.5866 | 1478867.319 | 11658658.1045 | 0 | 162670397.5999 | 202750265.61 | 562341.3252 | 58.9367 | 2760.086 | 3440.1352 | 56.2681 | 70.1318
1 | 6600 | 707 | 0.03 | 15 | 15 | 7 | 7.4989e-10 | 5spot_SharedNeighbor | Water | Porous | Wet | R245fa | MinimizeLCOE_Brownfield | IgnoreSilica | 2019 | 198.8929 | 115.8071 | 14.7786 | 4 | 2754.1435 | 3432.1483 | 56.1469 | 69.969 | 195.064 | 0 | 234.281 | 14690516.8277 | 919732.6005 | 14661312.2897 | 12792628.4234 | 0 | 492374.3647 | 0 | 16987060.1573 | 44196846.0042 | 30165255.5522 | 134905726.2197 | 961560.8286 | 26942342.5866 | 26942342.5866 | 1478867.319 | 11658658.1045 | 0 | 162809629.6349 | 202889497.6451 | 749894.2093 | 59.1144 | 2754.1435 | 3432.1483 | 56.1469 | 69.969
1 | 6600 | 707 | 0.03 | 15 | 15 | 7 | 1e-09 | 5spot_SharedNeighbor | Water | Porous | Wet | R245fa | MinimizeLCOE_Brownfield | IgnoreSilica | 2019 | 199.207 | 115.9512 | 14.8112 | 4 | 2749.6706 | 3426.1828 | 56.0558 | 69.8474 | 195.0358 | 0 | 288.0629 | 14703579.5414 | 920533.5849 | 14675905.6141 | 12811895.6008 | 0 | 475061.7494 | 0 | 16998920.6754 | 44227704.6392 | 30186317.2047 | 134999918.6099 | 961560.8286 | 26942342.5866 | 26942342.5866 | 1478867.319 | 11658658.1045 | 0 | 162903822.0251 | 202983690.0352 | 1000000 | 59.2449 | 2749.6706 | 3426.1828 | 56.0558 | 69.8474
1 | 6600 | 707 | 0.03 | 15 | 15 | 7 | 1.3335e-09 | 5spot_SharedNeighbor | Water | Porous | Wet | R245fa | MinimizeLCOE_Brownfield | IgnoreSilica | 2019 | 199.4387 | 116.0574 | 14.8355 | 4 | 2746.3062 | 3421.71 | 55.9872 | 69.7562 | 195.0149 | 0 | 329.5664 | 14713200.1775 | 921123.4946 | 14686654.4802 | 12826105.5505 | 0 | 461748.3801 | 0 | 17007444.5123 | 44249881.9145 | 30201453.6508 | 135067612.1604 | 961560.8286 | 26942342.5866 | 26942342.5866 | 1478867.319 | 11658658.1045 | 0 | 162971515.5757 | 203051383.5858 | 1333521.4322 | 59.3421 | 2746.3062 | 3421.71 | 55.9872 | 69.7562
1 | 6600 | 707 | 0.03 | 15 | 15 | 7 | 1.7783e-09 | 5spot_SharedNeighbor | Water | Porous | Wet | R245fa | MinimizeLCOE_Brownfield | IgnoreSilica | 2019 | 199.6823 | 116.1691 | 14.8571 | 4 | 2743.7769 | 3418.2004 | 55.9356 | 69.6846 | 194.9932 | 0 | 316.8216 | 14723325.7019 | 921744.3516 | 14697968.3057 | 12841026.6163 | 0 | 452723.4525 | 0 | 17018347.4869 | 44278249.2179 | 30220814.9182 | 135154200.051 | 961560.8286 | 26942342.5866 | 26942342.5866 | 1478867.319 | 11658658.1045 | 0 | 163058103.4662 | 203137971.4763 | 1778279.41 | 59.4283 | 2743.7769 | 3418.2004 | 55.9356 | 69.6846
1 | 6600 | 707 | 0.03 | 15 | 15 | 7 | 2.3714e-09 | 5spot_SharedNeighbor | Water | Porous | Wet | R245fa | MinimizeLCOE_Brownfield | IgnoreSilica | 2019 | 199.8092 | 116.2271 | 14.8706 | 4 | 2741.8761 | 3415.6862 | 55.8969 | 69.6334 | 194.9818 | 0 | 320.5418 | 14728572.3588 | 922066.0514 | 14703831.042 | 12848767.8435 | 0 | 444971.5361 | 0 | 17022801.4445 | 44289837.5018 | 30228724.1601 | 135189571.9383 | 961560.8286 | 26942342.5866 | 26942342.5866 | 1478867.319 | 11658658.1045 | 0 | 163093475.3535 | 203173343.3636 | 2371373.7057 | 59.4824 | 2741.8761 | 3415.6862 | 55.8969 | 69.6334
1 | 6600 | 707 | 0.03 | 15 | 15 | 7 | 3.1623e-09 | 5spot_SharedNeighbor | Water | Porous | Wet | R245fa | MinimizeLCOE_Brownfield | IgnoreSilica | 2019 | 199.8844 | 116.2613 | 14.8798 | 4 | 2740.4486 | 3413.8421 | 55.8678 | 69.5958 | 194.9749 | 0 | 340.5435 | 14731671.3724 | 922256.0666 | 14707294.0631 | 12853352.8985 | 0 | 438781.8197 | 0 | 17024808.9259 | 44295060.5568 | 30232289.0025 | 135205514.7056 | 961560.8286 | 26942342.5866 | 26942342.5866 | 1478867.319 | 11658658.1045 | 0 | 163109418.1208 | 203189286.1309 | 3162277.6602 | 59.5192 | 2740.4486 | 3413.8421 | 55.8678 | 69.5958
1 | 6600 | 707 | 0.03 | 15 | 15 | 7 | 4.217e-09 | 5spot_SharedNeighbor | Water | Porous | Wet | R245fa | MinimizeLCOE_Brownfield | IgnoreSilica | 2019 | 199.9575 | 116.2947 | 14.8875 | 4 | 2739.3769 | 3412.422 | 55.8459 | 69.5668 | 194.9683 | 0 | 331.1224 | 14734694.9609 | 922441.4561 | 14710672.8796 | 12857816.7158 | 0 | 434378.5318 | 0 | 17027401.7723 | 44301806.6111 | 30236893.3232 | 135226106.2509 | 961560.8286 | 26942342.5866 | 26942342.5866 | 1478867.319 | 11658658.1045 | 0 | 163130009.6661 | 203209877.6762 | 4216965.0343 | 59.55 | 2739.3769 | 3412.422 | 55.8459 | 69.5668
1 | 6600 | 707 | 0.03 | 15 | 15 | 7 | 5.6234e-09 | 5spot_SharedNeighbor | Water | Porous | Wet | R245fa | MinimizeLCOE_Brownfield | IgnoreSilica | 2019 | 200 | 116.314 | 14.8927 | 4 | 2738.5725 | 3411.3832 | 55.8295 | 69.5457 | 194.9644 | 0 | 338.2958 | 14736444.6345 | 922548.7359 | 14712628.1504 | 12860406.8516 | 0 | 430857.9136 | 0 | 17028525.6515 | 44304730.7144 | 30238889.0837 | 135235031.7356 | 961560.8286 | 26942342.5866 | 26942342.5866 | 1478867.319 | 11658658.1045 | 0 | 163138935.1508 | 203218803.1609 | 5623413.2519 | 59.5708 | 2738.5725 | 3411.3832 | 55.8295 | 69.5457
1 | 6600 | 707 | 0.03 | 15 | 15 | 7 | 7.4989e-09 | 5spot_SharedNeighbor | Water | Porous | Wet | R245fa | MinimizeLCOE_Brownfield | IgnoreSilica | 2019 | 200.0307 | 116.3279 | 14.8965 | 4 | 2737.9689 | 3410.6063 | 55.8172 | 69.5298 | 194.9616 | 0 | 324.2146 | 14737707.6531 | 922626.1765 | 14714039.5978 | 12862277.6633 | 0 | 428188.0931 | 0 | 17029287.2817 | 44306712.3199 | 30240241.5702 | 135241080.3556 | 961560.8286 | 26942342.5866 | 26942342.5866 | 1478867.319 | 11658658.1045 | 0 | 163144983.7708 | 203224851.781 | 7498942.0933 | 59.5861 | 2737.9689 | 3410.6063 | 55.8172 | 69.5298
1 | 6600 | 707 | 0.03 | 15 | 15 | 7 | 1e-08 | 5spot_SharedNeighbor | Water | Porous | Wet | R245fa | MinimizeLCOE_Brownfield | IgnoreSilica | 2019 | 200.065 | 116.3436 | 14.8999 | 4 | 2737.516 | 3409.9994 | 55.808 | 69.5174 | 194.9586 | 0 | 327.3908 | 14739124.3287 | 922713.0383 | 14715622.7761 | 12864368.611 | 0 | 426362.5249 | 0 | 17030594.5988 | 44310113.6909 | 30242563.0758 | 135251462.6446 | 961560.8286 | 26942342.5866 | 26942342.5866 | 1478867.319 | 11658658.1045 | 0 | 163155366.0598 | 203235234.0699 | 10000000 | 59.5998 | 2737.516 | 3409.9994 | 55.808 | 69.5174
1 | 6700 | 707 | 0.03 | 15 | 15 | 7 | 1e-13 | 5spot_SharedNeighbor | Water | Porous | Wet | R245fa | MinimizeLCOE_Brownfield | IgnoreSilica | 2019 | 0.97664 | 0.20421 | 0.0077293 | 4 | 957072.0031 | 2280281.6915 | 19511.2073 | 46486.6266 | 116.491 | 0 | 53.7061 | 129119.9477 | 5036.6976 | 95811.6051 | 60539.3899 | 0 | 62442.2627 | 0 | 137650.4622 | 358138.2666 | 244436.726 | 1093175.3577 | 961560.8286 | 27535233.0938 | 27535233.0938 | 1478867.319 | 11895814.3074 | 0 | 29589969.2802 | 70499884.0004 | 100 | 0.030917 | 957072.0031 | 2280281.6915 | 19511.2073 | 46486.6266
1 | 6700 | 707 | 0.03 | 15 | 15 | 7 | 1.3335e-13 | 5spot_SharedNeighbor | Water | Porous | Wet | R245fa | MinimizeLCOE_Brownfield | IgnoreSilica | 2019 | 1.2739 | 0.32977 | 0.019866 | 4 | 377661.6605 | 892475.2527 | 7699.1438 | 18194.3152 | 131.2065 | 0 | 52.8662 | 194096.5624 | 8415.3182 | 139153.0532 | 77118.645 | 0 | 70125.4496 | 0 | 190674.521 | 496095.991 | 338595.7076 | 1514275.248 | 961560.8286 | 27535233.0938 | 27535233.0938 | 1478867.319 | 11895814.3074 | 0 | 30011069.1704 | 70920983.8906 | 133.3521 | 0.079465 | 377661.6605 | 892475.2527 | 7699.1438 | 18194.3152
1 | 6700 | 707 | 0.03 | 15 | 15 | 7 | 1.7783e-13 | 5spot_SharedNeighbor | Water | Porous | Wet | R245fa | MinimizeLCOE_Brownfield | IgnoreSilica | 2019 | 1.6514 | 0.50902 | 0.039552 | 4 | 193142.3028 | 451724.398 | 3937.4671 | 9209.0129 | 144.3736 | 0 | 263.5274 | 278445.8397 | 13310.1658 | 195197.0599 | 99985.8784 | 0 | 78160.6061 | 0 | 259388.8245 | 674876.5134 | 460617.0877 | 2059981.9758 | 961560.8286 | 27535233.0938 | 27535233.0938 | 1478867.319 | 11895814.3074 | 0 | 30556775.8982 | 71466690.6184 | 177.8279 | 0.15821 | 193142.3028 | 451724.398 | 3937.4671 | 9209.0129
1 | 6700 | 707 | 0.03 | 15 | 15 | 7 | 2.3714e-13 | 5spot_SharedNeighbor | Water | Porous | Wet | R245fa | MinimizeLCOE_Brownfield | IgnoreSilica | 2019 | 2.1376 | 0.76028 | 0.069609 | 4 | 112265.7579 | 259192.2823 | 2288.6893 | 5283.9853 | 155.9352 | 0 | 344.978 | 386217.3837 | 20219.804 | 267022.7695 | 131404.3343 | 0 | 86973.9903 | 0 | 347816.9299 | 904948.3045 | 617645.8127 | 2762249.3288 | 961560.8286 | 27535233.0938 | 27535233.0938 | 1478867.319 | 11895814.3074 | 0 | 31259043.2512 | 72168957.9715 | 237.1374 | 0.27844 | 112265.7579 | 259192.2823 | 2288.6893 | 5283.9853
1 | 6700 | 707 | 0.03 | 15 | 15 | 7 | 3.1623e-13 | 5spot_SharedNeighbor | Water | Porous | Wet | R245fa | MinimizeLCOE_Brownfield | IgnoreSilica | 2019 | 2.7794 | 1.1114 | 0.11406 | 4 | 70498.9794 | 160163.0435 | 1437.2171 | 3265.1403 | 166.0021 | 0 | 454.2565 | 523667.7493 | 29878.9523 | 359413.0194 | 174093.9264 | 0 | 97513.3468 | 0 | 461981.1278 | 1201980.1291 | 820376.1363 | 3668904.3875 | 961560.8286 | 27535233.0938 | 27535233.0938 | 1478867.319 | 11895814.3074 | 0 | 32165698.3099 | 73075613.0302 | 316.2278 | 0.45626 | 70498.9794 | 160163.0435 | 1437.2171 | 3265.1403
1 | 6700 | 707 | 0.03 | 15 | 15 | 7 | 4.217e-13 | 5spot_SharedNeighbor | Water | Porous | Wet | R245fa | MinimizeLCOE_Brownfield | IgnoreSilica | 2019 | 3.5962 | 1.5786 | 0.17674 | 4 | 47098.8088 | 104965.3755 | 960.1729 | 2139.8612 | 174.2563 | 0 | 594.0525 | 692478.2862 | 43023.6566 | 473072.0764 | 232663.0776 | 0 | 108730.0362 | 0 | 604487.1819 | 1572751.6499 | 1073435.3178 | 4800641.2826 | 961560.8286 | 27535233.0938 | 27535233.0938 | 1478867.319 | 11895814.3074 | 0 | 33297435.205 | 74207349.9252 | 421.6965 | 0.70697 | 47098.8088 | 104965.3755 | 960.1729 | 2139.8612
1 | 6700 | 707 | 0.03 | 15 | 15 | 7 | 5.6234e-13 | 5spot_SharedNeighbor | Water | Porous | Wet | R245fa | MinimizeLCOE_Brownfield | IgnoreSilica | 2019 | 4.689 | 2.2667 | 0.26471 | 4 | 32849.366 | 71485.2518 | 669.6788 | 1457.3235 | 181.2169 | 0 | 84.3941 | 905463.44 | 58590.0141 | 630232.6078 | 311234.9959 | 0 | 124024.8227 | 0 | 791522.8934 | 2059380.2049 | 1405569.3059 | 6286018.2845 | 961560.8286 | 27535233.0938 | 27535233.0938 | 1478867.319 | 11895814.3074 | 0 | 34782812.2069 | 75692726.9272 | 562.3413 | 1.0589 | 32849.366 | 71485.2518 | 669.6788 | 1457.3235
1 | 6700 | 707 | 0.03 | 15 | 15 | 7 | 7.4989e-13 | 5spot_SharedNeighbor | Water | Porous | Wet | R245fa | MinimizeLCOE_Brownfield | IgnoreSilica | 2019 | 6.1117 | 3.2022 | 0.37842 | 4 | 24164.3474 | 51190.9834 | 492.6229 | 1043.5974 | 186.7857 | 0 | 76.0571 | 1154095.2162 | 74620.7375 | 830886.9495 | 406634.0354 | 0 | 142689.4884 | 0 | 1017481.3066 | 2647277.6456 | 1806821.3892 | 8080506.7685 | 961560.8286 | 27535233.0938 | 27535233.0938 | 1478867.319 | 11895814.3074 | 0 | 36577300.6909 | 77487215.4112 | 749.8942 | 1.5137 | 24164.3474 | 51190.9834 | 492.6229 | 1043.5974
1 | 6700 | 707 | 0.03 | 15 | 15 | 7 | 1e-12 | 5spot_SharedNeighbor | Water | Porous | Wet | R245fa | MinimizeLCOE_Brownfield | IgnoreSilica | 2019 | 7.9948 | 4.4335 | 0.52789 | 4 | 18365.4893 | 37739.833 | 374.4053 | 769.3775 | 191.0925 | 0 | 76.4331 | 1450907.9948 | 93706.7705 | 1077912.6684 | 531640.138 | 0 | 165829.63 | 0 | 1294798.9086 | 3368801.1605 | 2299276.014 | 10282873.2847 | 961560.8286 | 27535233.0938 | 27535233.0938 | 1478867.319 | 11895814.3074 | 0 | 38779667.2072 | 79689581.9274 | 1000 | 2.1116 | 18365.4893 | 37739.833 | 374.4053 | 769.3775
1 | 6700 | 707 | 0.03 | 15 | 15 | 7 | 1.3335e-12 | 5spot_SharedNeighbor | Water | Porous | Wet | R245fa | MinimizeLCOE_Brownfield | IgnoreSilica | 2019 | 10.489 | 6.0952 | 0.73018 | 4 | 14225.3369 | 28232.1277 | 290.0027 | 575.5501 | 194.8969 | 0 | 94.1308 | 1815689.9618 | 117094.8776 | 1390510.7442 | 697156.1302 | 0 | 193421.1525 | 0 | 1643410.4179 | 4275816.7974 | 2918332.8235 | 13051432.9051 | 961560.8286 | 27535233.0938 | 27535233.0938 | 1478867.319 | 11895814.3074 | 0 | 41548226.8275 | 82458141.5477 | 1333.5214 | 2.9207 | 14225.3369 | 28232.1277 | 290.0027 | 575.5501
1 | 6700 | 707 | 0.03 | 15 | 15 | 7 | 1.7783e-12 | 5spot_SharedNeighbor | Water | Porous | Wet | R245fa | MinimizeLCOE_Brownfield | IgnoreSilica | 2019 | 13.807 | 8.2915 | 0.99715 | 4 | 11278.8925 | 21535.584 | 229.9355 | 439.032 | 197.7127 | 0 | 83.5959 | 2256082.007 | 145241.3648 | 1778653.721 | 916422.1943 | 0 | 227762.4222 | 0 | 2076423.0666 | 5402426.8864 | 3687267.3587 | 16490279.021 | 961560.8286 | 27535233.0938 | 27535233.0938 | 1478867.319 | 11895814.3074 | 0 | 44987072.9434 | 85896987.6636 | 1778.2794 | 3.9886 | 11278.8925 | 21535.584 | 229.9355 | 439.032
1 | 6700 | 707 | 0.03 | 15 | 15 | 7 | 2.3714e-12 | 5spot_SharedNeighbor | Water | Porous | Wet | R245fa | MinimizeLCOE_Brownfield | IgnoreSilica | 2019 | 18.2117 | 11.2094 | 1.3518 | 4 | 9114.7281 | 16680.4984 | 185.8161 | 340.0545 | 199.902 | 0 | 82.2268 | 2791923.1837 | 179372.3387 | 2263870.4766 | 1207085.5327 | 0 | 269728.0349 | 0 | 2617672.0309 | 6810645.6662 | 4648405.6119 | 20788702.8756 | 961560.8286 | 27535233.0938 | 27535233.0938 | 1478867.319 | 11895814.3074 | 0 | 49285496.798 | 90195411.5182 | 2371.3737 | 5.4072 | 9114.7281 | 16680.4984 | 185.8161 | 340.0545
1 | 6700 | 707 | 0.03 | 15 | 15 | 7 | 3.1623e-12 | 5spot_SharedNeighbor | Water | Porous | Wet | R245fa | MinimizeLCOE_Brownfield | IgnoreSilica | 2019 | 24.0117 | 15.0488 | 1.82 | 4 | 7503.3031 | 13122.892 | 152.965 | 267.5279 | 201.5817 | 0 | 89.5301 | 3440391.8799 | 220776.745 | 2865213.3438 | 1589074.0856 | 0 | 319864.8959 | 0 | 3289775.1706 | 8559320.1682 | 5841911.8912 | 26126328.1801 | 961560.8286 | 27535233.0938 | 27535233.0938 | 1478867.319 | 11895814.3074 | 0 | 54623122.1026 | 95533036.8228 | 3162.2777 | 7.2799 | 7503.3031 | 13122.892 | 152.965 | 267.5279
1 | 6700 | 707 | 0.03 | 15 | 15 | 7 | 4.217e-12 | 5spot_SharedNeighbor | Water | Porous | Wet | R245fa | MinimizeLCOE_Brownfield | IgnoreSilica | 2019 | 31.6754 | 20.1349 | 2.4375 | 4 | 6287.166 | 10483.033 | 128.1724 | 213.7108 | 202.872 | 0 | 92.5248 | 4227610.1855 | 270368.0668 | 3616908.2255 | 2094879.5221 | 0 | 381356.5389 | 0 | 4130537.7901 | 10746812.0401 | 7334920.0423 | 32803392.4113 | 961560.8286 | 27535233.0938 | 27535233.0938 | 1478867.319 | 11895814.3074 | 0 | 61300186.3338 | 102210101.054 | 4216.965 | 9.7501 | 6287.166 | 10483.033 | 128.1724 | 213.7108
1 | 6700 | 707 | 0.03 | 15 | 15 | 7 | 5.6234e-12 | 5spot_SharedNeighbor | Water | Porous | Wet | R245fa | MinimizeLCOE_Brownfield | IgnoreSilica | 2019 | 41.6559 | 26.7565 | 3.2426 | 4 | 5361.2448 | 8515.3582 | 109.2962 | 173.5971 | 203.8469 | 0 | 92.2427 | 5172390.7618 | 329797.9714 | 4540761.8962 | 2753202.4466 | 0 | 454411.094 | 0 | 5167720.0263 | 13445347.4634 | 9176725.918 | 41040357.5779 | 961560.8286 | 27535233.0938 | 27535233.0938 | 1478867.319 | 11895814.3074 | 0 | 69537151.5003 | 110447066.2205 | 5623.4133 | 12.9703 | 5361.2448 | 8515.3582 | 109.2962 | 173.5971
1 | 6700 | 707 | 0.03 | 15 | 15 | 7 | 7.4989e-12 | 5spot_SharedNeighbor | Water | Porous | Wet | R245fa | MinimizeLCOE_Brownfield | IgnoreSilica | 2019 | 54.5064 | 35.2675 | 4.2776 | 4 | 4651.9419 | 7042.8582 | 94.8361 | 143.5782 | 204.5445 | 0 | 97.0483 | 6293970.8221 | 400137.8398 | 5663499.8476 | 3600049.7811 | 0 | 541001.8902 | 0 | 6434477.4705 | 16741190.4855 | 11426206.5034 | 51100534.6404 | 961560.8286 | 27535233.0938 | 27535233.0938 | 1478867.319 | 11895814.3074 | 0 | 79597328.5628 | 120507243.2831 | 7498.9421 | 17.1106 | 4651.9419 | 7042.8582 | 94.8361 | 143.5782
1 | 6700 | 707 | 0.03 | 15 | 15 | 7 | 1e-11 | 5spot_SharedNeighbor | Water | Porous | Wet | R245fa | MinimizeLCOE_Brownfield | IgnoreSilica | 2019 | 70.6205 | 45.8599 | 5.5649 | 4 | 4112.7715 | 5950.6208 | 83.8444 | 121.3115 | 204.8922 | 0 | 130.7806 | 7587041.6534 | 480894.5907 | 6987646.3124 | 4660448.3235 | 0 | 641404.1009 | 0 | 7939399.6426 | 20656689.2751 | 14098614.8828 | 63052138.7814 | 961560.8286 | 27535233.0938 | 27535233.0938 | 1478867.319 | 11895814.3074 | 0 | 91548932.7038 | 132458847.4241 | 10000 | 22.2597 | 4112.7715 | 5950.6208 | 83.8444 | 121.3115
1 | 6700 | 707 | 0.03 | 15 | 15 | 7 | 1.3335e-11 | 5spot_SharedNeighbor | Water | Porous | Wet | R245fa | MinimizeLCOE_Brownfield | IgnoreSilica | 2019 | 90.048 | 58.3736 | 7.0823 | 4 | 3711.0731 | 5155.1587 | 75.6552 | 105.0949 | 204.7243 | 0 | 125.5168 | 9009591.8488 | 569374.9779 | 8475352.2081 | 5933910.6223 | 0 | 754741.6053 | 0 | 9649758.7924 | 25106692.94 | 17135833.8225 | 76635256.8174 | 961560.8286 | 27535233.0938 | 27535233.0938 | 1478867.319 | 11895814.3074 | 0 | 105132050.7398 | 146041965.4601 | 13335.2143 | 28.3293 | 3711.0731 | 5155.1587 | 75.6552 | 105.0949
1 | 6700 | 707 | 0.03 | 15 | 15 | 7 | 1.7783e-11 | 5spot_SharedNeighbor | Water | Porous | Wet | R245fa | MinimizeLCOE_Brownfield | IgnoreSilica | 2019 | 112.2064 | 72.1186 | 8.7419 | 4 | 3421.4708 | 4591.414 | 69.7513 | 93.6022 | 203.9072 | 0 | 141.8187 | 10475547.9878 | 660207.1118 | 10037433.782 | 7376347.3987 | 0 | 877587.2691 | 0 | 11476578.1842 | 29859702.2655 | 20379860.3517 | 91143264.3508 | 961560.8286 | 27535233.0938 | 27535233.0938 | 1478867.319 | 11895814.3074 | 0 | 119640058.2732 | 160549972.9935 | 17782.7941 | 34.9674 | 3421.4708 | 4591.414 | 69.7513 | 93.6022
1 | 6700 | 707 | 0.03 | 15 | 15 | 7 | 2.3714e-11 | 5spot_SharedNeighbor | Water | Porous | Wet | R245fa | MinimizeLCOE_Brownfield | IgnoreSilica | 2019 | 135.8948 | 85.9777 | 10.4092 | 4 | 3219.7346 | 4202.2805 | 65.6386 | 85.6692 | 202.4548 | 0 | 128.8671 | 11879739.7644 | 747705.5121 | 11552223.1034 | 8898170.0416 | 0 | 1004665.7368 | 0 | 13292176.6217 | 34583516.9694 | 23603960.9518 | 105562158.7012 | 961560.8286 | 27535233.0938 | 27535233.0938 | 1478867.319 | 11895814.3074 | 0 | 134058952.6236 | 174968867.3438 | 23713.7371 | 41.6366 | 3219.7346 | 4202.2805 | 65.6386 | 85.6692
1 | 6700 | 707 | 0.03 | 15 | 15 | 7 | 3.1623e-11 | 5spot_SharedNeighbor | Water | Porous | Wet | R245fa | MinimizeLCOE_Brownfield | IgnoreSilica | 2019 | 159.6273 | 99.2378 | 11.9809 | 4 | 3081.7805 | 3935.4324 | 62.8263 | 80.2291 | 200.8075 | 0 | 141.8259 | 13156057.9162 | 825507.4478 | 12957656.4696 | 10414503.3882 | 0 | 1129611.8675 | 0 | 15008501.4648 | 39049042.1445 | 26651773.6412 | 119192654.3398 | 961560.8286 | 27535233.0938 | 27535233.0938 | 1478867.319 | 11895814.3074 | 0 | 147689448.2623 | 188599362.9825 | 31622.7766 | 47.9234 | 3081.7805 | 3935.4324 | 62.8263 | 80.2291
1 | 6700 | 707 | 0.03 | 15 | 15 | 7 | 4.217e-11 | 5spot_SharedNeighbor | Water | Porous | Wet | R245fa | MinimizeLCOE_Brownfield | IgnoreSilica | 2019 | 174.5593 | 107.1401 | 13.0163 | 4 | 2987.6703 | 3773.4137 | 60.9077 | 76.9261 | 199.6485 | 0 | 147.4282 | 13896200.0602 | 870990.5614 | 13776738.2769 | 11356581.823 | 0 | 1121951.5019 | 0 | 15998760.2671 | 41625492.4181 | 28410253.8937 | 127056968.8024 | 961560.8286 | 27535233.0938 | 27535233.0938 | 1478867.319 | 11895814.3074 | 0 | 155553762.7249 | 196463677.4451 | 42169.6503 | 52.0652 | 2987.6703 | 3773.4137 | 60.9077 | 76.9261
1 | 6700 | 707 | 0.03 | 15 | 15 | 7 | 5.6234e-11 | 5spot_SharedNeighbor | Water | Porous | Wet | R245fa | MinimizeLCOE_Brownfield | IgnoreSilica | 2019 | 181.5159 | 110.693 | 13.6054 | 4 | 2917.3791 | 3669.0985 | 59.4747 | 74.7995 | 199.0698 | 0 | 219.1482 | 14223925.9427 | 891109.5837 | 14141024.7719 | 11792941.7683 | 0 | 1011550.8463 | 0 | 16403615.636 | 42678843.0406 | 29129187.3377 | 130272198.9272 | 961560.8286 | 27535233.0938 | 27535233.0938 | 1478867.319 | 11895814.3074 | 0 | 158768992.8496 | 199678907.5698 | 56234.1325 | 54.4218 | 2917.3791 | 3669.0985 | 59.4747 | 74.7995
1 | 6700 | 707 | 0.03 | 15 | 15 | 7 | 7.4989e-11 | 5spot_SharedNeighbor | Water | Porous | Wet | R245fa | MinimizeLCOE_Brownfield | IgnoreSilica | 2019 | 186.9286 | 113.4 | 14.0687 | 4 | 2863.9812 | 3590.9458 | 58.3861 | 73.2063 | 198.6058 | 0 | 221.1532 | 14471640.0197 | 906308.6265 | 14417008.9474 | 12130697.7706 | 0 | 910260.631 | 0 | 16706007.2381 | 43465603.9603 | 29666167.8317 | 132673695.0253 | 961560.8286 | 27535233.0938 | 27535233.0938 | 1478867.319 | 11895814.3074 | 0 | 161170488.9477 | 202080403.6679 | 74989.4209 | 56.275 | 2863.9812 | 3590.9458 | 58.3861 | 73.2063
1 | 6700 | 707 | 0.03 | 15 | 15 | 7 | 1e-10 | 5spot_SharedNeighbor | Water | Porous | Wet | R245fa | MinimizeLCOE_Brownfield | IgnoreSilica | 2019 | 191.0176 | 115.4119 | 14.4249 | 4 | 2823.4884 | 3532.5047 | 57.5606 | 72.0149 | 198.2472 | 0 | 239.6463 | 14654674.1176 | 917534.6875 | 14621277.3169 | 12385294.533 | 0 | 820055.7665 | 0 | 16925546.2044 | 44036799.317 | 30056020.3996 | 134417202.3426 | 961560.8286 | 27535233.0938 | 27535233.0938 | 1478867.319 | 11895814.3074 | 0 | 162913996.265 | 203823910.9853 | 100000 | 57.6995 | 2823.4884 | 3532.5047 | 57.5606 | 72.0149
1 | 6700 | 707 | 0.03 | 15 | 15 | 7 | 1.3335e-10 | 5spot_SharedNeighbor | Water | Porous | Wet | R245fa | MinimizeLCOE_Brownfield | IgnoreSilica | 2019 | 194.177 | 116.947 | 14.7007 | 4 | 2792.813 | 3488.5287 | 56.9353 | 71.1184 | 197.9659 | 0 | 292.2812 | 14793723.6353 | 926060.5629 | 14776652.3202 | 12581657.5612 | 0 | 743938.3359 | 0 | 17090592.642 | 44466216.292 | 30349106.3087 | 135727947.6583 | 961560.8286 | 27535233.0938 | 27535233.0938 | 1478867.319 | 11895814.3074 | 0 | 164224741.5807 | 205134656.3009 | 133352.1432 | 58.8026 | 2792.813 | 3488.5287 | 56.9353 | 71.1184
1 | 6700 | 707 | 0.03 | 15 | 15 | 7 | 1.7783e-10 | 5spot_SharedNeighbor | Water | Porous | Wet | R245fa | MinimizeLCOE_Brownfield | IgnoreSilica | 2019 | 196.4567 | 118.0419 | 14.9054 | 4 | 2769.5908 | 3455.7517 | 56.4619 | 70.4502 | 197.7602 | 0 | 321.6951 | 14892589.6028 | 932121.2804 | 14887226.8868 | 12722532.2409 | 0 | 678888 | 0 | 17204209.6243 | 44761824.3737 | 30550864.8986 | 136630256.9075 | 961560.8286 | 27535233.0938 | 27535233.0938 | 1478867.319 | 11895814.3074 | 0 | 165127050.8299 | 206036965.5502 | 177827.941 | 59.6215 | 2769.5908 | 3455.7517 | 56.4619 | 70.4502
1 | 6700 | 707 | 0.03 | 15 | 15 | 7 | 2.3714e-10 | 5spot_SharedNeighbor | Water | Porous | Wet | R245fa | MinimizeLCOE_Brownfield | IgnoreSilica | 2019 | 198.1009 | 118.8257 | 15.0571 | 4 | 2752.0351 | 3431.2812 | 56.104 | 69.9513 | 197.6104 | 0 | 321.4236 | 14963203.2043 | 936449.4096 | 14966254.2276 | 12824053.8366 | 0 | 624758.9551 | 0 | 17282740.6569 | 44966146.0118 | 30690318.6149 | 137253924.9168 | 961560.8286 | 27535233.0938 | 27535233.0938 | 1478867.319 | 11895814.3074 | 0 | 165750718.8392 | 206660633.5595 | 237137.3706 | 60.2284 | 2752.0351 | 3431.2812 | 56.104 | 69.9513
1 | 6700 | 707 | 0.03 | 15 | 15 | 7 | 3.1623e-10 | 5spot_SharedNeighbor | Water | Porous | Wet | R245fa | MinimizeLCOE_Brownfield | IgnoreSilica | 2019 | 199.2996 | 119.394 | 15.17 | 4 | 2738.7754 | 3412.966 | 55.8336 | 69.5779 | 197.5003 | 0 | 329.7069 | 15014321.1093 | 939582.249 | 15023489.3405 | 12898029.9999 | 0 | 580811.1859 | 0 | 17337931.215 | 45109740.5227 | 30788324.8192 | 137692230.4416 | 961560.8286 | 27535233.0938 | 27535233.0938 | 1478867.319 | 11895814.3074 | 0 | 166189024.3641 | 207098939.0843 | 316227.766 | 60.68 | 2738.7754 | 3412.966 | 55.8336 | 69.5779
1 | 6700 | 707 | 0.03 | 15 | 15 | 7 | 4.217e-10 | 5spot_SharedNeighbor | Water | Porous | Wet | R245fa | MinimizeLCOE_Brownfield | IgnoreSilica | 2019 | 200.1692 | 119.8046 | 15.2537 | 4 | 2728.7695 | 3399.2614 | 55.6297 | 69.2985 | 197.4201 | 0 | 307.7109 | 15051207.8129 | 941842.7318 | 15064803.9593 | 12951673.7793 | 0 | 545583.1024 | 0 | 17376493.4405 | 45210071.5232 | 30856802.7886 | 137998479.138 | 961560.8286 | 27535233.0938 | 27535233.0938 | 1478867.319 | 11895814.3074 | 0 | 166495273.0604 | 207405187.7807 | 421696.5034 | 61.0148 | 2728.7695 | 3399.2614 | 55.6297 | 69.2985
1 | 6700 | 707 | 0.03 | 15 | 15 | 7 | 5.6234e-10 | 5spot_SharedNeighbor | Water | Porous | Wet | R245fa | MinimizeLCOE_Brownfield | IgnoreSilica | 2019 | 200.7734 | 120.0888 | 15.3144 | 4 | 2721.2257 | 3389.0614 | 55.4759 | 69.0906 | 197.364 | 0 | 327.3502 | 15076725.2906 | 943406.4024 | 15093391.3012 | 12988929.4764 | 0 | 517261.6191 | 0 | 17401688.495 | 45275623.8868 | 30901543.6238 | 138198570.0952 | 961560.8286 | 27535233.0938 | 27535233.0938 | 1478867.319 | 11895814.3074 | 0 | 166695364.0176 | 207605278.7378 | 562341.3252 | 61.2575 | 2721.2257 | 3389.0614 | 55.4759 | 69.0906
1 | 6700 | 707 | 0.03 | 15 | 15 | 7 | 7.4989e-10 | 5spot_SharedNeighbor | Water | Porous | Wet | R245fa | MinimizeLCOE_Brownfield | IgnoreSilica | 2019 | 201.2144 | 120.2959 | 15.3594 | 4 | 2715.543 | 3381.4203 | 55.36 | 68.9348 | 197.323 | 0 | 330.3368 | 15095298.4563 | 944544.4924 | 15114202.3508 | 13016117.394 | 0 | 495113.3823 | 0 | 17419457.6696 | 45321855.6341 | 30933097.7413 | 138339687.1208 | 961560.8286 | 27535233.0938 | 27535233.0938 | 1478867.319 | 11895814.3074 | 0 | 166836481.0432 | 207746395.7635 | 749894.2093 | 61.4376 | 2715.543 | 3381.4203 | 55.36 | 68.9348
1 | 6700 | 707 | 0.03 | 15 | 15 | 7 | 1e-09 | 5spot_SharedNeighbor | Water | Porous | Wet | R245fa | MinimizeLCOE_Brownfield | IgnoreSilica | 2019 | 201.5265 | 120.4421 | 15.3923 | 4 | 2711.2656 | 3375.7178 | 55.2728 | 68.8186 | 197.2938 | 0 | 301.4395 | 15108410.528 | 945347.9259 | 15128896.047 | 13035353.9111 | 0 | 477766.1334 | 0 | 17431352.0727 | 45352802.4311 | 30954219.5661 | 138434148.6152 | 961560.8286 | 27535233.0938 | 27535233.0938 | 1478867.319 | 11895814.3074 | 0 | 166930942.5377 | 207840857.2579 | 1000000 | 61.5694 | 2711.2656 | 3375.7178 | 55.2728 | 68.8186
1 | 6700 | 707 | 0.03 | 15 | 15 | 7 | 1.3335e-09 | 5spot_SharedNeighbor | Water | Porous | Wet | R245fa | MinimizeLCOE_Brownfield | IgnoreSilica | 2019 | 201.746 | 120.5447 | 15.4164 | 4 | 2708.0482 | 3371.4646 | 55.2072 | 68.7319 | 197.2732 | 0 | 181.0838 | 15117613.1902 | 945911.8018 | 15139209.6305 | 13048879.4449 | 0 | 464255.6729 | 0 | 17439189.1988 | 45373193.0257 | 30968136.5659 | 138496388.5309 | 961560.8286 | 27535233.0938 | 27535233.0938 | 1478867.319 | 11895814.3074 | 0 | 166993182.4534 | 207903097.1736 | 1333521.4322 | 61.6655 | 2708.0482 | 3371.4646 | 55.2072 | 68.7319
1 | 6700 | 707 | 0.03 | 15 | 15 | 7 | 1.7783e-09 | 5spot_SharedNeighbor | Water | Porous | Wet | R245fa | MinimizeLCOE_Brownfield | IgnoreSilica | 2019 | 201.8944 | 120.6139 | 15.4336 | 4 | 2705.6296 | 3368.3044 | 55.1579 | 68.6674 | 197.2592 | 0 | 176.1993 | 15123819.9887 | 946292.1067 | 15146166.0994 | 13058018.9887 | 0 | 453700.778 | 0 | 17443919.205 | 45385499.5315 | 30976536.009 | 138533952.7071 | 961560.8286 | 27535233.0938 | 27535233.0938 | 1478867.319 | 11895814.3074 | 0 | 167030746.6295 | 207940661.3497 | 1778279.41 | 61.7345 | 2705.6296 | 3368.3044 | 55.1579 | 68.6674
1 | 6700 | 707 | 0.03 | 15 | 15 | 7 | 2.3714e-09 | 5spot_SharedNeighbor | Water | Porous | Wet | R245fa | MinimizeLCOE_Brownfield | IgnoreSilica | 2019 | 202.0233 | 120.6742 | 15.4474 | 4 | 2703.8124 | 3365.8948 | 55.1209 | 68.6183 | 197.2471 | 0 | 218.4397 | 15129218.7854 | 946622.9001 | 15152217.2376 | 13065962.3991 | 0 | 445977.18 | 0 | 17448599.4158 | 45397676.48 | 30984847.0266 | 138571121.4245 | 961560.8286 | 27535233.0938 | 27535233.0938 | 1478867.319 | 11895814.3074 | 0 | 167067915.3469 | 207977830.0672 | 2371373.7057 | 61.7898 | 2703.8124 | 3365.8948 | 55.1209 | 68.6183
1 | 6700 | 707 | 0.03 | 15 | 15 | 7 | 3.1623e-09 | 5spot_SharedNeighbor | Water | Porous | Wet | R245fa | MinimizeLCOE_Brownfield | IgnoreSilica | 2019 | 202.0964 | 120.7082 | 15.4567 | 4 | 2702.4476 | 3364.1353 | 55.0931 | 68.5824 | 197.2402 | 0 | 202.3344 | 15132271.3109 | 946809.932 | 15155638.7109 | 13070468.1268 | 0 | 439747.9106 | 0 | 17450525.0366 | 45402686.5502 | 30988266.5025 | 138586414.0804 | 961560.8286 | 27535233.0938 | 27535233.0938 | 1478867.319 | 11895814.3074 | 0 | 167083208.0029 | 207993122.7231 | 3162277.6602 | 61.8266 | 2702.4476 | 3364.1353 | 55.0931 | 68.5824
1 | 6700 | 707 | 0.03 | 15 | 15 | 7 | 4.217e-09 | 5spot_SharedNeighbor | Water | Porous | Wet | R245fa | MinimizeLCOE_Brownfield | IgnoreSilica | 2019 | 202.165 | 120.7402 | 15.4642 | 4 | 2701.423 | 3362.7863 | 55.0722 | 68.5549 | 197.2337 | 0 | 203.0824 | 15135137.7774 | 946985.5631 | 15158851.7082 | 13074690.635 | 0 | 435267.2632 | 0 | 17452863.8493 | 45408771.6613 | 30992419.7158 | 138604988.1734 | 961560.8286 | 27535233.0938 | 27535233.0938 | 1478867.319 | 11895814.3074 | 0 | 167101782.0958 | 208011696.816 | 4216965.0343 | 61.8569 | 2701.423 | 3362.7863 | 55.0722 | 68.5549
1 | 6700 | 707 | 0.03 | 15 | 15 | 7 | 5.6234e-09 | 5spot_SharedNeighbor | Water | Porous | Wet | R245fa | MinimizeLCOE_Brownfield | IgnoreSilica | 2019 | 202.2085 | 120.7605 | 15.4695 | 4 | 2700.654 | 3361.7905 | 55.0565 | 68.5346 | 197.2296 | 0 | 209.4758 | 15136954.0931 | 947096.8499 | 15160887.6363 | 13077371.5017 | 0 | 431760.2416 | 0 | 17454087.4258 | 45411955.1563 | 30994592.5166 | 138614705.4213 | 961560.8286 | 27535233.0938 | 27535233.0938 | 1478867.319 | 11895814.3074 | 0 | 167111499.3438 | 208021414.064 | 5623413.2519 | 61.8782 | 2700.654 | 3361.7905 | 55.0565 | 68.5346
1 | 6700 | 707 | 0.03 | 15 | 15 | 7 | 7.4989e-09 | 5spot_SharedNeighbor | Water | Porous | Wet | R245fa | MinimizeLCOE_Brownfield | IgnoreSilica | 2019 | 202.2427 | 120.7765 | 15.4736 | 4 | 2700.0769 | 3361.0401 | 55.0447 | 68.5193 | 197.2264 | 0 | 205.7542 | 15138384.5959 | 947184.4975 | 15162491.122 | 13079482.1747 | 0 | 429146.3175 | 0 | 17455108.596 | 45414612.0316 | 30996405.8885 | 138622815.2236 | 961560.8286 | 27535233.0938 | 27535233.0938 | 1478867.319 | 11895814.3074 | 0 | 167119609.146 | 208029523.8662 | 7498942.0933 | 61.8944 | 2700.0769 | 3361.0401 | 55.0447 | 68.5193
1 | 6700 | 707 | 0.03 | 15 | 15 | 7 | 1e-08 | 5spot_SharedNeighbor | Water | Porous | Wet | R245fa | MinimizeLCOE_Brownfield | IgnoreSilica | 2019 | 202.2692 | 120.7888 | 15.4767 | 4 | 2699.6439 | 3360.4754 | 55.0359 | 68.5078 | 197.2239 | 0 | 205.2881 | 15139491.4271 | 947252.3135 | 15163731.808 | 13081114.977 | 0 | 427193.4231 | 0 | 17455925.74 | 45416738.0727 | 30997856.9553 | 138629304.7166 | 961560.8286 | 27535233.0938 | 27535233.0938 | 1478867.319 | 11895814.3074 | 0 | 167126098.6391 | 208036013.3593 | 10000000 | 61.9067 | 2699.6439 | 3360.4754 | 55.0359 | 68.5078
1 | 6800 | 707 | 0.03 | 15 | 15 | 7 | 1e-13 | 5spot_SharedNeighbor | Water | Porous | Wet | R245fa | MinimizeLCOE_Brownfield | IgnoreSilica | 2019 | 0.99609 | 0.21405 | 0.0087739 | 4 | 861151.4313 | 2050704.9115 | 17555.7367 | 41806.3934 | 118.2864 | 0 | 41.7094 | 134714.2632 | 5321.9494 | 99359.7205 | 61761.178 | 0 | 62756.935 | 0 | 141926.478 | 369263.5826 | 252029.9827 | 1127134.0894 | 961560.8286 | 28133983.6919 | 28133983.6919 | 1478867.319 | 12135314.5466 | 0 | 30222678.6099 | 71970844.1674 | 100 | 0.035096 | 861151.4313 | 2050704.9115 | 17555.7367 | 41806.3934
1 | 6800 | 707 | 0.03 | 15 | 15 | 7 | 1.3335e-13 | 5spot_SharedNeighbor | Water | Porous | Wet | R245fa | MinimizeLCOE_Brownfield | IgnoreSilica | 2019 | 1.2934 | 0.34287 | 0.021622 | 4 | 354389.606 | 837104.3429 | 7224.7115 | 17065.5043 | 132.9502 | 0 | 58.7553 | 201058.4076 | 8827.1131 | 143386.9664 | 78602.5023 | 0 | 69946.2044 | 0 | 195710.2656 | 509197.9654 | 347538.0744 | 1554267.4993 | 961560.8286 | 28133983.6919 | 28133983.6919 | 1478867.319 | 12135314.5466 | 0 | 30649812.0198 | 72397977.5773 | 133.3521 | 0.086486 | 354389.606 | 837104.3429 | 7224.7115 | 17065.5043
1 | 6800 | 707 | 0.03 | 15 | 15 | 7 | 1.7783e-13 | 5spot_SharedNeighbor | Water | Porous | Wet | R245fa | MinimizeLCOE_Brownfield | IgnoreSilica | 2019 | 1.6903 | 0.53637 | 0.043153 | 4 | 180954.4969 | 422816.6389 | 3689.0022 | 8619.6891 | 146.6956 | 0 | 273.894 | 291570.1333 | 14180.051 | 203236.8899 | 102957.4789 | 0 | 78753.3223 | 0 | 269372.1714 | 700851.1341 | 478345.3001 | 2139266.4809 | 961560.8286 | 28133983.6919 | 28133983.6919 | 1478867.319 | 12135314.5466 | 0 | 31234811.0014 | 72982976.559 | 177.8279 | 0.17261 | 180954.4969 | 422816.6389 | 3689.0022 | 8619.6891
1 | 6800 | 707 | 0.03 | 15 | 15 | 7 | 2.3714e-13 | 5spot_SharedNeighbor | Water | Porous | Wet | R245fa | MinimizeLCOE_Brownfield | IgnoreSilica | 2019 | 2.196 | 0.80568 | 0.075988 | 4 | 105221.68 | 242572.1728 | 2145.0863 | 4945.1618 | 158.5159 | 0 | 358.9364 | 406388.7689 | 21741.3442 | 279217.5201 | 136735.955 | 0 | 88018.1101 | 0 | 363519.6624 | 945803.5933 | 645530.3868 | 2886955.3409 | 961560.8286 | 28133983.6919 | 28133983.6919 | 1478867.319 | 12135314.5466 | 0 | 31982499.8614 | 73730665.4189 | 237.1374 | 0.30395 | 105221.68 | 242572.1728 | 2145.0863 | 4945.1618
1 | 6800 | 707 | 0.03 | 15 | 15 | 7 | 3.1623e-13 | 5spot_SharedNeighbor | Water | Porous | Wet | R245fa | MinimizeLCOE_Brownfield | IgnoreSilica | 2019 | 2.8377 | 1.1666 | 0.12287 | 4 | 66952.093 | 151896.5202 | 1364.909 | 3096.616 | 168.4213 | 0 | 466.4778 | 547027.2319 | 31947.1926 | 372976.8059 | 180429.0829 | 0 | 97682.5644 | 0 | 479724.5223 | 1248144.802 | 851884.4741 | 3809816.676 | 961560.8286 | 28133983.6919 | 28133983.6919 | 1478867.319 | 12135314.5466 | 0 | 32905361.1965 | 74653526.7541 | 316.2278 | 0.49148 | 66952.093 | 151896.5202 | 1364.909 | 3096.616
1 | 6800 | 707 | 0.03 | 15 | 15 | 7 | 4.217e-13 | 5spot_SharedNeighbor | Water | Porous | Wet | R245fa | MinimizeLCOE_Brownfield | IgnoreSilica | 2019 | 3.674 | 1.6565 | 0.19006 | 4 | 44834.4076 | 99747.6371 | 914.01 | 2033.4905 | 176.7661 | 0 | 612.9661 | 723951.0944 | 46340.4889 | 490712.2866 | 241257.3608 | 0 | 108884.3299 | 0 | 628346.7686 | 1634829.4003 | 1115804.6581 | 4990126.3876 | 961560.8286 | 28133983.6919 | 28133983.6919 | 1478867.319 | 12135314.5466 | 0 | 34085670.9081 | 75833836.4656 | 421.6965 | 0.76026 | 44834.4076 | 99747.6371 | 914.01 | 2033.4905
1 | 6800 | 707 | 0.03 | 15 | 15 | 7 | 5.6234e-13 | 5spot_SharedNeighbor | Water | Porous | Wet | R245fa | MinimizeLCOE_Brownfield | IgnoreSilica | 2019 | 4.7816 | 2.3998 | 0.28185 | 4 | 31596.9295 | 68626.8068 | 644.1461 | 1399.0503 | 183.7352 | 0 | 83.1438 | 942458.3593 | 60977.9201 | 659672.3833 | 319978.7094 | 0 | 124397.6963 | 0 | 821919.1767 | 2138465.099 | 1459546.3711 | 6527415.7153 | 961560.8286 | 28133983.6919 | 28133983.6919 | 1478867.319 | 12135314.5466 | 0 | 35622960.2358 | 77371125.7934 | 562.3413 | 1.1274 | 31596.9295 | 68626.8068 | 644.1461 | 1399.0503
1 | 6800 | 707 | 0.03 | 15 | 15 | 7 | 7.4989e-13 | 5spot_SharedNeighbor | Water | Porous | Wet | R245fa | MinimizeLCOE_Brownfield | IgnoreSilica | 2019 | 6.2432 | 3.3865 | 0.402 | 4 | 23311.9383 | 49274.9969 | 475.2454 | 1004.5375 | 189.379 | 0 | 84.1364 | 1200401.7599 | 77601.9381 | 868931.2192 | 418277.0958 | 0 | 143530.9244 | 0 | 1056409.7456 | 2748561.4586 | 1875949.6728 | 8389663.8144 | 961560.8286 | 28133983.6919 | 28133983.6919 | 1478867.319 | 12135314.5466 | 0 | 37485208.3349 | 79233373.8924 | 749.8942 | 1.608 | 23311.9383 | 49274.9969 | 475.2454 | 1004.5375
1 | 6800 | 707 | 0.03 | 15 | 15 | 7 | 1e-12 | 5spot_SharedNeighbor | Water | Porous | Wet | R245fa | MinimizeLCOE_Brownfield | IgnoreSilica | 2019 | 8.158 | 4.671 | 0.55842 | 4 | 17793.9794 | 36484.3902 | 362.7543 | 743.7836 | 193.6692 | 0 | 86.2277 | 1505214.7948 | 97193.2657 | 1123867.8236 | 545838.4328 | 0 | 166509.8659 | 0 | 1341063.4312 | 3489171.9581 | 2381431.5567 | 10650291.1287 | 961560.8286 | 28133983.6919 | 28133983.6919 | 1478867.319 | 12135314.5466 | 0 | 39745835.6492 | 81494001.2067 | 1000 | 2.2337 | 17793.9794 | 36484.3902 | 362.7543 | 743.7836
1 | 6800 | 707 | 0.03 | 15 | 15 | 7 | 1.3335e-12 | 5spot_SharedNeighbor | Water | Porous | Wet | R245fa | MinimizeLCOE_Brownfield | IgnoreSilica | 2019 | 10.7131 | 6.4213 | 0.77203 | 4 | 13800.1096 | 27319.0581 | 281.3339 | 556.936 | 197.5467 | 0 | 99.9402 | 1883677.2113 | 121446.2004 | 1449719.9081 | 716181.6499 | 0 | 194416.9812 | 0 | 1702522.3608 | 4429613.9475 | 3023302.5386 | 13520880.7978 | 961560.8286 | 28133983.6919 | 28133983.6919 | 1478867.319 | 12135314.5466 | 0 | 42616425.3183 | 84364590.8759 | 1333.5214 | 3.0881 | 13800.1096 | 27319.0581 | 281.3339 | 556.936
1 | 6800 | 707 | 0.03 | 15 | 15 | 7 | 1.7783e-12 | 5spot_SharedNeighbor | Water | Porous | Wet | R245fa | MinimizeLCOE_Brownfield | IgnoreSilica | 2019 | 14.0849 | 8.7141 | 1.0517 | 4 | 10970.2037 | 20894.0981 | 223.6424 | 425.9545 | 200.3685 | 0 | 77.4239 | 2336711.6261 | 150384.9048 | 1850821.1818 | 939967.9778 | 0 | 228369.8384 | 0 | 2147439.6563 | 5587197.4852 | 3813377.0891 | 17054269.7596 | 961560.8286 | 28133983.6919 | 28133983.6919 | 1478867.319 | 12135314.5466 | 0 | 46149814.2801 | 87897979.8376 | 1778.2794 | 4.2068 | 10970.2037 | 20894.0981 | 223.6424 | 425.9545
1 | 6800 | 707 | 0.03 | 15 | 15 | 7 | 2.3714e-12 | 5spot_SharedNeighbor | Water | Porous | Wet | R245fa | MinimizeLCOE_Brownfield | IgnoreSilica | 2019 | 18.5601 | 11.7574 | 1.4236 | 4 | 8880.2699 | 16211.8298 | 181.0363 | 330.5001 | 202.5663 | 0 | 88.3151 | 2888616.5179 | 185674.5216 | 2351857.0066 | 1236442.0116 | 0 | 269826.872 | 0 | 2703642.6026 | 7034323.4586 | 4801070.3014 | 21471453.2925 | 961560.8286 | 28133983.6919 | 28133983.6919 | 1478867.319 | 12135314.5466 | 0 | 50566997.813 | 92315163.3705 | 2371.3737 | 5.6943 | 8880.2699 | 16211.8298 | 181.0363 | 330.5001
1 | 6800 | 707 | 0.03 | 15 | 15 | 7 | 3.1623e-12 | 5spot_SharedNeighbor | Water | Porous | Wet | R245fa | MinimizeLCOE_Brownfield | IgnoreSilica | 2019 | 24.4916 | 15.8005 | 1.9159 | 4 | 7319.8301 | 12767.3111 | 149.2246 | 260.2789 | 204.2637 | 0 | 100.8931 | 3559869.9861 | 228095.5147 | 2979350.5426 | 1630008.175 | 0 | 320672.9533 | 0 | 3400018.897 | 8846151.7301 | 6037680.326 | 27001848.1248 | 961560.8286 | 28133983.6919 | 28133983.6919 | 1478867.319 | 12135314.5466 | 0 | 56097392.6453 | 97845558.2029 | 3162.2777 | 7.6638 | 7319.8301 | 12767.3111 | 149.2246 | 260.2789
1 | 6800 | 707 | 0.03 | 15 | 15 | 7 | 4.217e-12 | 5spot_SharedNeighbor | Water | Porous | Wet | R245fa | MinimizeLCOE_Brownfield | IgnoreSilica | 2019 | 32.2795 | 21.1069 | 2.5633 | 4 | 6140.5271 | 10212.2295 | 125.183 | 208.1901 | 205.5591 | 0 | 105.048 | 4370996.4842 | 279346.6782 | 3755983.0397 | 2145973.9864 | 0 | 381512.0717 | 0 | 4264186.7815 | 11094539.3004 | 7572251.0425 | 33864789.3847 | 961560.8286 | 28133983.6919 | 28133983.6919 | 1478867.319 | 12135314.5466 | 0 | 62960333.9052 | 104708499.4627 | 4216.965 | 10.2532 | 6140.5271 | 10212.2295 | 125.183 | 208.1901
1 | 6800 | 707 | 0.03 | 15 | 15 | 7 | 5.6234e-12 | 5spot_SharedNeighbor | Water | Porous | Wet | R245fa | MinimizeLCOE_Brownfield | IgnoreSilica | 2019 | 42.4453 | 28.0348 | 3.4086 | 4 | 5240.5023 | 8302.5119 | 106.8347 | 169.2579 | 206.5401 | 0 | 102.7671 | 5346698.6576 | 340749.3012 | 4713488.3358 | 2819517.0749 | 0 | 454470.4659 | 0 | 5333220.2958 | 13875945.2158 | 9470617.732 | 42354707.0791 | 961560.8286 | 28133983.6919 | 28133983.6919 | 1478867.319 | 12135314.5466 | 0 | 71450251.5996 | 113198417.1571 | 5623.4133 | 13.6342 | 5240.5023 | 8302.5119 | 106.8347 | 169.2579
1 | 6800 | 707 | 0.03 | 15 | 15 | 7 | 7.4989e-12 | 5spot_SharedNeighbor | Water | Porous | Wet | R245fa | MinimizeLCOE_Brownfield | IgnoreSilica | 2019 | 55.5005 | 36.9174 | 4.4923 | 4 | 4551.8358 | 6875.1417 | 92.7953 | 140.1591 | 207.2346 | 0 | 106.1306 | 6501963.9146 | 413150.8723 | 5874481.2589 | 3684212.2099 | 0 | 540533.2491 | 0 | 6635593.1869 | 17264452.325 | 11783343.4608 | 52697730.4777 | 961560.8286 | 28133983.6919 | 28133983.6919 | 1478867.319 | 12135314.5466 | 0 | 81793274.9982 | 123541440.5557 | 7498.9421 | 17.9693 | 4551.8358 | 6875.1417 | 92.7953 | 140.1591
1 | 6800 | 707 | 0.03 | 15 | 15 | 7 | 1e-11 | 5spot_SharedNeighbor | Water | Porous | Wet | R245fa | MinimizeLCOE_Brownfield | IgnoreSilica | 2019 | 71.8385 | 47.9429 | 5.834 | 4 | 4030.6626 | 5819.6595 | 82.1705 | 118.6416 | 207.5615 | 0 | 78.766 | 7830814.7828 | 496082.4733 | 7240424.81 | 4764502.4426 | 0 | 642984.2948 | 0 | 8180175.4334 | 21283138.493 | 14526179.3462 | 64964302.0762 | 961560.8286 | 28133983.6919 | 28133983.6919 | 1478867.319 | 12135314.5466 | 0 | 94059846.5967 | 135808012.1543 | 10000 | 23.3361 | 4030.6626 | 5819.6595 | 82.1705 | 118.6416
1 | 6800 | 707 | 0.03 | 15 | 15 | 7 | 1.3335e-11 | 5spot_SharedNeighbor | Water | Porous | Wet | R245fa | MinimizeLCOE_Brownfield | IgnoreSilica | 2019 | 91.4636 | 60.9096 | 7.4142 | 4 | 3639.1586 | 5046.8747 | 74.1892 | 102.8874 | 207.3493 | 0 | 110.9111 | 9286847.5378 | 586579.7656 | 8768663.6668 | 6057158.7725 | 0 | 752252.9546 | 0 | 9926086.0519 | 25825639.7869 | 17626529.8184 | 78829758.3544 | 961560.8286 | 28133983.6919 | 28133983.6919 | 1478867.319 | 12135314.5466 | 0 | 107925302.8749 | 149673468.4324 | 13335.2143 | 29.6567 | 3639.1586 | 5046.8747 | 74.1892 | 102.8874
1 | 6800 | 707 | 0.03 | 15 | 15 | 7 | 1.7783e-11 | 5spot_SharedNeighbor | Water | Porous | Wet | R245fa | MinimizeLCOE_Brownfield | IgnoreSilica | 2019 | 113.7754 | 75.0913 | 9.132 | 4 | 3358.7596 | 4501.672 | 68.4729 | 91.7727 | 206.4666 | 0 | 116.56 | 10781772.7574 | 679140.4036 | 10367075.4438 | 7516225.1308 | 0 | 873789.0309 | 0 | 11785021.0789 | 30662207.4072 | 20927586.6008 | 93592817.8534 | 961560.8286 | 28133983.6919 | 28133983.6919 | 1478867.319 | 12135314.5466 | 0 | 122688362.3739 | 164436527.9315 | 17782.7941 | 36.5279 | 3358.7596 | 4501.672 | 68.4729 | 91.7727
1 | 6800 | 707 | 0.03 | 15 | 15 | 7 | 2.3714e-11 | 5spot_SharedNeighbor | Water | Porous | Wet | R245fa | MinimizeLCOE_Brownfield | IgnoreSilica | 2019 | 137.5079 | 89.3379 | 10.8454 | 4 | 3165.0085 | 4127.3555 | 64.523 | 84.1417 | 204.9379 | 0 | 128.7448 | 12204886.7522 | 766958.6947 | 11912784.7699 | 9052560.3986 | 0 | 999449.4658 | 0 | 13625289.6317 | 35450208.6904 | 24195495.8602 | 108207634.2635 | 961560.8286 | 28133983.6919 | 28133983.6919 | 1478867.319 | 12135314.5466 | 0 | 137303178.784 | 179051344.3416 | 23713.7371 | 43.3816 | 3165.0085 | 4127.3555 | 64.523 | 84.1417
1 | 6800 | 707 | 0.03 | 15 | 15 | 7 | 3.1623e-11 | 5spot_SharedNeighbor | Water | Porous | Wet | R245fa | MinimizeLCOE_Brownfield | IgnoreSilica | 2019 | 161.2079 | 102.8895 | 12.4643 | 4 | 3029.8729 | 3867.2281 | 61.7681 | 78.8387 | 203.2453 | 0 | 144.5955 | 13500066.2706 | 846655.4399 | 13337718.7685 | 10572218.235 | 0 | 1121893.5533 | 0 | 15357635.3843 | 39957416.9857 | 27271758.1356 | 121965362.773 | 961560.8286 | 28133983.6919 | 28133983.6919 | 1478867.319 | 12135314.5466 | 0 | 151060907.2935 | 192809072.851 | 31622.7766 | 49.8572 | 3029.8729 | 3867.2281 | 61.7681 | 78.8387
1 | 6800 | 707 | 0.03 | 15 | 15 | 7 | 4.217e-11 | 5spot_SharedNeighbor | Water | Porous | Wet | R245fa | MinimizeLCOE_Brownfield | IgnoreSilica | 2019 | 176.7176 | 111.2295 | 13.5607 | 4 | 2937.2048 | 3706.8577 | 59.8789 | 75.5693 | 201.9996 | 0 | 150.5935 | 14282746.4625 | 896449.4436 | 14194162.9058 | 11549667.9466 | 0 | 1122873.3254 | 0 | 16397901.0327 | 42663974.8151 | 29119039.4683 | 130226815.4 | 961560.8286 | 28133983.6919 | 28133983.6919 | 1478867.319 | 12135314.5466 | 0 | 159322359.9205 | 201070525.4781 | 42169.6503 | 54.2428 | 2937.2048 | 3706.8577 | 59.8789 | 75.5693
1 | 6800 | 707 | 0.03 | 15 | 15 | 7 | 5.6234e-11 | 5spot_SharedNeighbor | Water | Porous | Wet | R245fa | MinimizeLCOE_Brownfield | IgnoreSilica | 2019 | 181.6233 | 113.8167 | 14.056 | 4 | 2871.0791 | 3613.6145 | 58.5308 | 73.6684 | 201.5716 | 0 | 191.649 | 14515201.5323 | 909985.3309 | 14458402.511 | 11861451.925 | 0 | 979083.8328 | 0 | 16662408.8015 | 43352169.7716 | 29588746.6671 | 132327450.3723 | 961560.8286 | 28133983.6919 | 28133983.6919 | 1478867.319 | 12135314.5466 | 0 | 161422994.8928 | 203171160.4504 | 56234.1325 | 56.2238 | 2871.0791 | 3613.6145 | 58.5308 | 73.6684
1 | 6800 | 707 | 0.03 | 15 | 15 | 7 | 7.4989e-11 | 5spot_SharedNeighbor | Water | Porous | Wet | R245fa | MinimizeLCOE_Brownfield | IgnoreSilica | 2019 | 190 | 118.153 | 14.6701 | 4 | 2820.9254 | 3532.3756 | 57.5084 | 72.0123 | 200.8329 | 0 | 205.5949 | 14902606.8755 | 932735.3035 | 14898435.1529 | 12392246.0413 | 0 | 925068.1818 | 0 | 17179925.7064 | 44698642.6007 | 30507742.0402 | 136437401.9021 | 961560.8286 | 28133983.6919 | 28133983.6919 | 1478867.319 | 12135314.5466 | 0 | 165532946.4226 | 207281111.9801 | 74989.4209 | 58.6804 | 2820.9254 | 3532.3756 | 57.5084 | 72.0123
1 | 6800 | 707 | 0.03 | 15 | 15 | 7 | 1e-10 | 5spot_SharedNeighbor | Water | Porous | Wet | R245fa | MinimizeLCOE_Brownfield | IgnoreSilica | 2019 | 193.466 | 119.8887 | 15.0015 | 4 | 2782.1784 | 3477.9115 | 56.7185 | 70.9019 | 200.5151 | 0 | 232.2376 | 15058757.4764 | 942305.3705 | 15073261.3083 | 12608683.362 | 0 | 824764.5338 | 0 | 17358031.0999 | 45162036.3002 | 30824017.7619 | 137851857.213 | 961560.8286 | 28133983.6919 | 28133983.6919 | 1478867.319 | 12135314.5466 | 0 | 166947401.7335 | 208695567.291 | 100000 | 60.006 | 2782.1784 | 3477.9115 | 56.7185 | 70.9019
1 | 6800 | 707 | 0.03 | 15 | 15 | 7 | 1.3335e-10 | 5spot_SharedNeighbor | Water | Porous | Wet | R245fa | MinimizeLCOE_Brownfield | IgnoreSilica | 2019 | 196.5009 | 121.3926 | 15.2754 | 4 | 2752.8415 | 3436.1002 | 56.1204 | 70.0495 | 200.2339 | 0 | 255.432 | 15193546.4247 | 950564.1222 | 15224336.4584 | 12798029.882 | 0 | 746655.8148 | 0 | 17516121.7539 | 45573355.7529 | 31104751.7402 | 139107361.9492 | 961560.8286 | 28133983.6919 | 28133983.6919 | 1478867.319 | 12135314.5466 | 0 | 168202906.4697 | 209951072.0272 | 133352.1432 | 61.1016 | 2752.8415 | 3436.1002 | 56.1204 | 70.0495
1 | 6800 | 707 | 0.03 | 15 | 15 | 7 | 1.7783e-10 | 5spot_SharedNeighbor | Water | Porous | Wet | R245fa | MinimizeLCOE_Brownfield | IgnoreSilica | 2019 | 198.764 | 122.5033 | 15.4825 | 4 | 2730.6431 | 3404.7617 | 55.6679 | 69.4107 | 200.0217 | 0 | 296.7412 | 15292798.6273 | 956644.2323 | 15335678.2898 | 12939108.7173 | 0 | 681356.924 | 0 | 17630178.8484 | 45870108.9165 | 31307291.872 | 140013166.4276 | 961560.8286 | 28133983.6919 | 28133983.6919 | 1478867.319 | 12135314.5466 | 0 | 169108710.9481 | 210856876.5056 | 177827.941 | 61.93 | 2730.6431 | 3404.7617 | 55.6679 | 69.4107
1 | 6800 | 707 | 0.03 | 15 | 15 | 7 | 2.3714e-10 | 5spot_SharedNeighbor | Water | Porous | Wet | R245fa | MinimizeLCOE_Brownfield | IgnoreSilica | 2019 | 200.4398 | 123.319 | 15.638 | 4 | 2713.8574 | 3381.2732 | 55.3257 | 68.9318 | 199.8632 | 0 | 286.4164 | 15365527.4909 | 961098.8781 | 15417318.081 | 13043216.2088 | 0 | 627763.3315 | 0 | 17711820.3562 | 46082523.3729 | 31452269.1031 | 140661536.8224 | 961560.8286 | 28133983.6919 | 28133983.6919 | 1478867.319 | 12135314.5466 | 0 | 169757081.3429 | 211505246.9004 | 237137.3706 | 62.552 | 2713.8574 | 3381.2732 | 55.3257 | 68.9318
1 | 6800 | 707 | 0.03 | 15 | 15 | 7 | 3.1623e-10 | 5spot_SharedNeighbor | Water | Porous | Wet | R245fa | MinimizeLCOE_Brownfield | IgnoreSilica | 2019 | 201.6313 | 123.8956 | 15.7521 | 4 | 2701.1791 | 3363.7599 | 55.0672 | 68.5748 | 199.7496 | 0 | 321.3323 | 15416846.7824 | 964241.8491 | 15474951.5057 | 13117160.0899 | 0 | 583759.6721 | 0 | 17767214.3607 | 46226647.2098 | 31550636.5833 | 141101458.053 | 961560.8286 | 28133983.6919 | 28133983.6919 | 1478867.319 | 12135314.5466 | 0 | 170197002.5735 | 211945168.1311 | 316227.766 | 63.0084 | 2701.1791 | 3363.7599 | 55.0672 | 68.5748
1 | 6800 | 707 | 0.03 | 15 | 15 | 7 | 4.217e-10 | 5spot_SharedNeighbor | Water | Porous | Wet | R245fa | MinimizeLCOE_Brownfield | IgnoreSilica | 2019 | 202.4861 | 124.3074 | 15.8362 | 4 | 2691.6121 | 3350.6754 | 54.8722 | 68.3081 | 199.6676 | 0 | 295.4704 | 15453465.5933 | 966484.3416 | 15516089.0487 | 13170187.2919 | 0 | 548355.995 | 0 | 17805287.0855 | 46325704.6298 | 31618245.3079 | 141403819.2936 | 961560.8286 | 28133983.6919 | 28133983.6919 | 1478867.319 | 12135314.5466 | 0 | 170499363.8141 | 212247529.3716 | 421696.5034 | 63.3447 | 2691.6121 | 3350.6754 | 54.8722 | 68.3081
1 | 6800 | 707 | 0.03 | 15 | 15 | 7 | 5.6234e-10 | 5spot_SharedNeighbor | Water | Porous | Wet | R245fa | MinimizeLCOE_Brownfield | IgnoreSilica | 2019 | 203.0929 | 124.5988 | 15.8978 | 4 | 2684.3994 | 3340.9099 | 54.7251 | 68.109 | 199.6092 | 0 | 287.5815 | 15479352.5102 | 968069.5402 | 15545177.0537 | 13207816.4837 | 0 | 520125.5995 | 0 | 17831011.063 | 46392633.1427 | 31663925.3932 | 141608110.7863 | 961560.8286 | 28133983.6919 | 28133983.6919 | 1478867.319 | 12135314.5466 | 0 | 170703655.3068 | 212451820.8644 | 562341.3252 | 63.591 | 2684.3994 | 3340.9099 | 54.7251 | 68.109
1 | 6800 | 707 | 0.03 | 15 | 15 | 7 | 7.4989e-10 | 5spot_SharedNeighbor | Water | Porous | Wet | R245fa | MinimizeLCOE_Brownfield | IgnoreSilica | 2019 | 203.5191 | 124.8029 | 15.9426 | 4 | 2678.9661 | 3333.629 | 54.6143 | 67.9605 | 199.5679 | 0 | 310.1706 | 15497476.3195 | 969179.319 | 15565545.2708 | 13234239.1214 | 0 | 497783.2242 | 0 | 17848047.0694 | 46436957.3367 | 31694177.5663 | 141743405.2272 | 961560.8286 | 28133983.6919 | 28133983.6919 | 1478867.319 | 12135314.5466 | 0 | 170838949.7478 | 212587115.3053 | 749894.2093 | 63.7705 | 2678.9661 | 3333.629 | 54.6143 | 67.9605
1 | 6800 | 707 | 0.03 | 15 | 15 | 7 | 1e-09 | 5spot_SharedNeighbor | Water | Porous | Wet | R245fa | MinimizeLCOE_Brownfield | IgnoreSilica | 2019 | 203.8233 | 124.9483 | 15.9756 | 4 | 2674.8765 | 3328.1892 | 54.531 | 67.8496 | 199.5383 | 0 | 368.7151 | 15510382.5776 | 969969.5893 | 15580051.4527 | 13253095.6816 | 0 | 480342.7997 | 0 | 17859598.4194 | 46467011.5798 | 31714690.2048 | 141835142.305 | 961560.8286 | 28133983.6919 | 28133983.6919 | 1478867.319 | 12135314.5466 | 0 | 170930686.8255 | 212678852.383 | 1000000 | 63.9023 | 2674.8765 | 3328.1892 | 54.531 | 67.8496
1 | 6800 | 707 | 0.03 | 15 | 15 | 7 | 1.3335e-09 | 5spot_SharedNeighbor | Water | Porous | Wet | R245fa | MinimizeLCOE_Brownfield | IgnoreSilica | 2019 | 204.0324 | 125.048 | 15.9994 | 4 | 2671.8004 | 3324.1414 | 54.4683 | 67.7671 | 199.5179 | 0 | 368.2119 | 15519234.4132 | 970511.5909 | 15590001.396 | 13266055.1965 | 0 | 466689.9768 | 0 | 17866872.1036 | 46485936.2141 | 31727606.6566 | 141892907.5477 | 961560.8286 | 28133983.6919 | 28133983.6919 | 1478867.319 | 12135314.5466 | 0 | 170988452.0682 | 212736617.6257 | 1333521.4322 | 63.9975 | 2671.8004 | 3324.1414 | 54.4683 | 67.7671
1 | 6800 | 707 | 0.03 | 15 | 15 | 7 | 1.7783e-09 | 5spot_SharedNeighbor | Water | Porous | Wet | R245fa | MinimizeLCOE_Brownfield | IgnoreSilica | 2019 | 204.1982 | 125.1271 | 16.0177 | 4 | 2669.4881 | 3321.0832 | 54.4211 | 67.7048 | 199.5018 | 0 | 357.9414 | 15526249.2483 | 970941.1063 | 15597886.9076 | 13276328.6777 | 0 | 456438.6669 | 0 | 17872859.3966 | 46501513.9225 | 31738238.7626 | 141940456.6885 | 961560.8286 | 28133983.6919 | 28133983.6919 | 1478867.319 | 12135314.5466 | 0 | 171036001.209 | 212784166.7665 | 1778279.41 | 64.0707 | 2669.4881 | 3321.0832 | 54.4211 | 67.7048
1 | 6800 | 707 | 0.03 | 15 | 15 | 7 | 2.3714e-09 | 5spot_SharedNeighbor | Water | Porous | Wet | R245fa | MinimizeLCOE_Brownfield | IgnoreSilica | 2019 | 204.3102 | 125.1804 | 16.0308 | 4 | 2667.7507 | 3318.8121 | 54.3857 | 67.6585 | 199.4908 | 0 | 357.5033 | 15530981.7658 | 971230.8735 | 15603207.0497 | 13283271.5587 | 0 | 448457.2121 | 0 | 17876487.8993 | 46510954.5421 | 31744682.1795 | 141969273.0805 | 961560.8286 | 28133983.6919 | 28133983.6919 | 1478867.319 | 12135314.5466 | 0 | 171064817.6011 | 212812983.1586 | 2371373.7057 | 64.1232 | 2667.7507 | 3318.8121 | 54.3857 | 67.6585
1 | 6800 | 707 | 0.03 | 15 | 15 | 7 | 3.1623e-09 | 5spot_SharedNeighbor | Water | Porous | Wet | R245fa | MinimizeLCOE_Brownfield | IgnoreSilica | 2019 | 204.4003 | 125.2233 | 16.041 | 4 | 2666.4459 | 3317.0953 | 54.3591 | 67.6235 | 199.482 | 0 | 377.6496 | 15534784.3785 | 971463.7018 | 15607481.9561 | 13288848.8874 | 0 | 442515.4067 | 0 | 17879586.7889 | 46519017.2172 | 31750185.1209 | 141993883.4575 | 961560.8286 | 28133983.6919 | 28133983.6919 | 1478867.319 | 12135314.5466 | 0 | 171089427.978 | 212837593.5355 | 3162277.6602 | 64.1638 | 2666.4459 | 3317.0953 | 54.3591 | 67.6235
1 | 6800 | 707 | 0.03 | 15 | 15 | 7 | 4.217e-09 | 5spot_SharedNeighbor | Water | Porous | Wet | R245fa | MinimizeLCOE_Brownfield | IgnoreSilica | 2019 | 204.454 | 125.2488 | 16.0479 | 4 | 2665.4664 | 3315.8348 | 54.3391 | 67.5978 | 199.4767 | 0 | 224.1667 | 15537045.7694 | 971602.1627 | 15610024.2735 | 13292175.4659 | 0 | 437800.8383 | 0 | 17880972.9188 | 46522623.6429 | 31752646.5806 | 142004891.6522 | 961560.8286 | 28133983.6919 | 28133983.6919 | 1478867.319 | 12135314.5466 | 0 | 171100436.1727 | 212848601.7302 | 4216965.0343 | 64.1916 | 2665.4664 | 3315.8348 | 54.3391 | 67.5978
1 | 6800 | 707 | 0.03 | 15 | 15 | 7 | 5.6234e-09 | 5spot_SharedNeighbor | Water | Porous | Wet | R245fa | MinimizeLCOE_Brownfield | IgnoreSilica | 2019 | 204.5077 | 125.2744 | 16.0538 | 4 | 2664.7311 | 3314.8619 | 54.3241 | 67.5779 | 199.4714 | 0 | 226.3073 | 15539315.1851 | 971741.1144 | 15612575.6546 | 13295504.0831 | 0 | 434468.8354 | 0 | 17882905.9003 | 46527652.8641 | 31756079.1274 | 142020242.7643 | 961560.8286 | 28133983.6919 | 28133983.6919 | 1478867.319 | 12135314.5466 | 0 | 171115787.2849 | 212863952.8424 | 5623413.2519 | 64.215 | 2664.7311 | 3314.8619 | 54.3241 | 67.5779
1 | 6800 | 707 | 0.03 | 15 | 15 | 7 | 7.4989e-09 | 5spot_SharedNeighbor | Water | Porous | Wet | R245fa | MinimizeLCOE_Brownfield | IgnoreSilica | 2019 | 204.5271 | 125.2835 | 16.0571 | 4 | 2664.1794 | 3314.1741 | 54.3129 | 67.5639 | 199.4694 | 0 | 253.7297 | 15540126.6559 | 971790.799 | 15613487.9575 | 13296706.8217 | 0 | 431615.1657 | 0 | 17882953.6859 | 46527777.1925 | 31756163.9841 | 142020622.2623 | 961560.8286 | 28133983.6919 | 28133983.6919 | 1478867.319 | 12135314.5466 | 0 | 171116166.7828 | 212864332.3403 | 7498942.0933 | 64.2285 | 2664.1794 | 3314.1741 | 54.3129 | 67.5639
1 | 6800 | 707 | 0.03 | 15 | 15 | 7 | 1e-08 | 5spot_SharedNeighbor | Water | Porous | Wet | R245fa | MinimizeLCOE_Brownfield | IgnoreSilica | 2019 | 204.5466 | 125.2927 | 16.0599 | 4 | 2663.7654 | 3313.6483 | 54.3045 | 67.5532 | 199.4675 | 0 | 303.7471 | 15540942.9082 | 971840.7762 | 15614405.6415 | 13297910.7311 | 0 | 429549.4294 | 0 | 17883313.2997 | 46528712.8339 | 31756802.5786 | 142023478.1985 | 961560.8286 | 28133983.6919 | 28133983.6919 | 1478867.319 | 12135314.5466 | 0 | 171119022.7191 | 212867188.2766 | 10000000 | 64.2395 | 2663.7654 | 3313.6483 | 54.3045 | 67.5532
1 | 6900 | 707 | 0.03 | 15 | 15 | 7 | 1e-13 | 5spot_SharedNeighbor | Water | Porous | Wet | R245fa | MinimizeLCOE_Brownfield | IgnoreSilica | 2019 | 1.0155 | 0.22415 | 0.0098782 | 4 | 781059.4409 | 1859056.6052 | 15922.9532 | 37899.3835 | 120.0806 | 0 | 55.6002 | 140437.9144 | 5619.0248 | 102964.7922 | 62997.3565 | 0 | 63036.5963 | 0 | 146271.7168 | 380569.0027 | 259746.1643 | 1161642.5679 | 961560.8286 | 28738594.3808 | 28738594.3808 | 1478867.319 | 12377158.8222 | 0 | 30861797.7774 | 73456418.2994 | 100 | 0.039513 | 781059.4409 | 1859056.6052 | 15922.9532 | 37899.3835
1 | 6900 | 707 | 0.03 | 15 | 15 | 7 | 1.3335e-13 | 5spot_SharedNeighbor | Water | Porous | Wet | R245fa | MinimizeLCOE_Brownfield | IgnoreSilica | 2019 | 1.325 | 0.36213 | 0.023902 | 4 | 327537.7622 | 773048.0664 | 6677.3003 | 15759.6305 | 135.2008 | 0 | 55.9709 | 211021.3588 | 9416.8145 | 149570.2758 | 80872.9855 | 0 | 70636.9383 | 0 | 203392.1654 | 529184.693 | 361179.4266 | 1615274.658 | 961560.8286 | 28738594.3808 | 28738594.3808 | 1478867.319 | 12377158.8222 | 0 | 31315429.8674 | 73910050.3895 | 133.3521 | 0.095609 | 327537.7622 | 773048.0664 | 6677.3003 | 15759.6305
1 | 6900 | 707 | 0.03 | 15 | 15 | 7 | 1.7783e-13 | 5spot_SharedNeighbor | Water | Porous | Wet | R245fa | MinimizeLCOE_Brownfield | IgnoreSilica | 2019 | 1.7292 | 0.56492 | 0.047013 | 4 | 169752.2856 | 396257.8517 | 3460.6299 | 8078.2523 | 149.0119 | 0 | 268.3807 | 305234.5699 | 15111.8947 | 211521.5858 | 106241.0947 | 0 | 79284.0193 | 0 | 279783.3341 | 727938.8439 | 496833.2186 | 2221948.5611 | 961560.8286 | 28738594.3808 | 28738594.3808 | 1478867.319 | 12377158.8222 | 0 | 31922103.7706 | 74516724.2927 | 177.8279 | 0.18805 | 169752.2856 | 396257.8517 | 3460.6299 | 8078.2523
1 | 6900 | 707 | 0.03 | 15 | 15 | 7 | 2.3714e-13 | 5spot_SharedNeighbor | Water | Porous | Wet | R245fa | MinimizeLCOE_Brownfield | IgnoreSilica | 2019 | 2.2349 | 0.84134 | 0.081521 | 4 | 100222.0498 | 230845.9585 | 2043.162 | 4706.1071 | 160.7197 | 0 | 357.4029 | 422452.6661 | 23017.0915 | 288647.1345 | 140474.8401 | 0 | 87824.2792 | 0 | 375342.2445 | 976563.5269 | 666524.6735 | 2980846.4563 | 961560.8286 | 28738594.3808 | 28738594.3808 | 1478867.319 | 12377158.8222 | 0 | 32681001.6657 | 75275622.1878 | 237.1374 | 0.32609 | 100222.0498 | 230845.9585 | 2043.162 | 4706.1071
1 | 6900 | 707 | 0.03 | 15 | 15 | 7 | 3.1623e-13 | 5spot_SharedNeighbor | Water | Porous | Wet | R245fa | MinimizeLCOE_Brownfield | IgnoreSilica | 2019 | 2.8961 | 1.2236 | 0.13221 | 4 | 63641.1738 | 144184.5832 | 1297.4114 | 2939.3978 | 170.8367 | 0 | 467.1789 | 571277.402 | 34199.0778 | 386828.8179 | 187153.3254 | 0 | 97762.5465 | 0 | 498116.2561 | 1295996.3207 | 884544.119 | 3955877.8654 | 961560.8286 | 28738594.3808 | 28738594.3808 | 1478867.319 | 12377158.8222 | 0 | 33656033.0748 | 76250653.5969 | 316.2278 | 0.52884 | 63641.1738 | 144184.5832 | 1297.4114 | 2939.3978
1 | 6900 | 707 | 0.03 | 15 | 15 | 7 | 4.217e-13 | 5spot_SharedNeighbor | Water | Porous | Wet | R245fa | MinimizeLCOE_Brownfield | IgnoreSilica | 2019 | 3.7559 | 1.7631 | 0.20474 | 4 | 42637.3486 | 94646.8661 | 869.22 | 1929.5044 | 179.3034 | 0 | 62.3106 | 758863.1939 | 49051.9192 | 515514.8117 | 251983.6227 | 0 | 109585.8926 | 0 | 657149.7816 | 1709768.9318 | 1166952.4282 | 5218870.5817 | 961560.8286 | 28738594.3808 | 28738594.3808 | 1478867.319 | 12377158.8222 | 0 | 34919025.7912 | 77513646.3132 | 421.6965 | 0.81898 | 42637.3486 | 94646.8661 | 869.22 | 1929.5044
1 | 6900 | 707 | 0.03 | 15 | 15 | 7 | 5.6234e-13 | 5spot_SharedNeighbor | Water | Porous | Wet | R245fa | MinimizeLCOE_Brownfield | IgnoreSilica | 2019 | 4.8937 | 2.5485 | 0.30073 | 4 | 30339.5838 | 65748.6972 | 618.5135 | 1340.3761 | 186.3445 | 0 | 79.2845 | 983082.2235 | 63598.9824 | 692176.6475 | 329920.853 | 0 | 125483.1166 | 0 | 855762.1109 | 2226517.4717 | 1519643.9248 | 6796185.3304 | 961560.8286 | 28738594.3808 | 28738594.3808 | 1478867.319 | 12377158.8222 | 0 | 36496340.5398 | 79090961.0619 | 562.3413 | 1.2029 | 30339.5838 | 65748.6972 | 618.5135 | 1340.3761
1 | 6900 | 707 | 0.03 | 15 | 15 | 7 | 7.4989e-13 | 5spot_SharedNeighbor | Water | Porous | Wet | R245fa | MinimizeLCOE_Brownfield | IgnoreSilica | 2019 | 6.3675 | 3.5692 | 0.42557 | 4 | 22552.1365 | 47574.418 | 459.7558 | 969.8689 | 191.9449 | 0 | 78.7981 | 1245585.0791 | 80509.5337 | 906237.9621 | 429357.0704 | 0 | 143898.2613 | 0 | 1094179.2836 | 2846830.0489 | 1943020.0049 | 8689617.2439 | 961560.8286 | 28738594.3808 | 28738594.3808 | 1478867.319 | 12377158.8222 | 0 | 38389772.4534 | 80984392.9754 | 749.8942 | 1.7023 | 22552.1365 | 47574.418 | 459.7558 | 969.8689
1 | 6900 | 707 | 0.03 | 15 | 15 | 7 | 1e-12 | 5spot_SharedNeighbor | Water | Porous | Wet | R245fa | MinimizeLCOE_Brownfield | IgnoreSilica | 2019 | 8.3238 | 4.9143 | 0.58976 | 4 | 17261.8407 | 35317.8838 | 351.906 | 720.0028 | 196.2414 | 0 | 75.5496 | 1560009.5965 | 100709.4136 | 1170452.9804 | 560062.3299 | 0 | 167054.7625 | 0 | 1387732.7423 | 3610595.9324 | 2464305.9142 | 11020923.6717 | 961560.8286 | 28738594.3808 | 28738594.3808 | 1478867.319 | 12377158.8222 | 0 | 40721078.8811 | 83315699.4032 | 1000 | 2.359 | 17261.8407 | 35317.8838 | 351.906 | 720.0028
1 | 6900 | 707 | 0.03 | 15 | 15 | 7 | 1.3335e-12 | 5spot_SharedNeighbor | Water | Porous | Wet | R245fa | MinimizeLCOE_Brownfield | IgnoreSilica | 2019 | 10.93 | 6.7485 | 0.8143 | 4 | 13411.1843 | 26488.278 | 273.4051 | 539.9994 | 200.1835 | 0 | 101.2126 | 1950884.5767 | 125745.354 | 1508517.6886 | 734526.9853 | 0 | 194861.2994 | 0 | 1760669.0026 | 4580899.5819 | 3126558.0927 | 13982662.5813 | 961560.8286 | 28738594.3808 | 28738594.3808 | 1478867.319 | 12377158.8222 | 0 | 43682817.7907 | 86277438.3128 | 1333.5214 | 3.2572 | 13411.1843 | 26488.278 | 273.4051 | 539.9994
1 | 6900 | 707 | 0.03 | 15 | 15 | 7 | 1.7783e-12 | 5spot_SharedNeighbor | Water | Porous | Wet | R245fa | MinimizeLCOE_Brownfield | IgnoreSilica | 2019 | 14.3795 | 9.1566 | 1.1088 | 4 | 10673.6213 | 20277.5882 | 217.5962 | 413.3861 | 203.0299 | 0 | 96.3692 | 2419927.1531 | 155690.4338 | 1925631.7681 | 964538.8773 | 0 | 229094.9247 | 0 | 2221004.4312 | 5778597.9393 | 3944011.8319 | 17638497.3592 | 961560.8286 | 28738594.3808 | 28738594.3808 | 1478867.319 | 12377158.8222 | 0 | 47338652.5687 | 89933273.0907 | 1778.2794 | 4.4351 | 10673.6213 | 20277.5882 | 217.5962 | 413.3861
1 | 6900 | 707 | 0.03 | 15 | 15 | 7 | 2.3714e-12 | 5spot_SharedNeighbor | Water | Porous | Wet | R245fa | MinimizeLCOE_Brownfield | IgnoreSilica | 2019 | 18.9279 | 12.3349 | 1.4977 | 4 | 8659.5389 | 15769.3198 | 176.5364 | 321.4789 | 205.2328 | 0 | 99.571 | 2987442.2481 | 191797.516 | 2443961.9591 | 1267537.4201 | 0 | 270136.8479 | 0 | 2792741.6366 | 7266140.8684 | 4959290.4469 | 22179048.9433 | 961560.8286 | 28738594.3808 | 28738594.3808 | 1478867.319 | 12377158.8222 | 0 | 51879204.1527 | 94473824.6748 | 2371.3737 | 5.991 | 8659.5389 | 15769.3198 | 176.5364 | 321.4789
1 | 6900 | 707 | 0.03 | 15 | 15 | 7 | 3.1623e-12 | 5spot_SharedNeighbor | Water | Porous | Wet | R245fa | MinimizeLCOE_Brownfield | IgnoreSilica | 2019 | 24.9669 | 16.5577 | 2.0143 | 4 | 7145.368 | 12431.8482 | 145.668 | 253.44 | 206.9392 | 0 | 92.2439 | 3679908.522 | 235693.0889 | 3093033.1788 | 1669695.2808 | 0 | 320620.951 | 0 | 3509590.8984 | 9131235.6015 | 6232255.9261 | 27872033.4474 | 961560.8286 | 28738594.3808 | 28738594.3808 | 1478867.319 | 12377158.8222 | 0 | 57572188.6569 | 100166809.1789 | 3162.2777 | 8.0573 | 7145.368 | 12431.8482 | 145.668 | 253.44
1 | 6900 | 707 | 0.03 | 15 | 15 | 7 | 4.217e-12 | 5spot_SharedNeighbor | Water | Porous | Wet | R245fa | MinimizeLCOE_Brownfield | IgnoreSilica | 2019 | 32.9058 | 22.1114 | 2.6932 | 4 | 6001.4853 | 9955.3954 | 122.3484 | 202.9542 | 208.2436 | 0 | 64.539 | 4517578.8062 | 288587.6967 | 3898316.6142 | 2198205.0553 | 0 | 382326.0953 | 0 | 4401155.5644 | 11450903.9773 | 7815477.2571 | 34952551.0663 | 961560.8286 | 28738594.3808 | 28738594.3808 | 1478867.319 | 12377158.8222 | 0 | 64652706.2758 | 107247326.7978 | 4216.965 | 10.7728 | 6001.4853 | 9955.3954 | 122.3484 | 202.9542
1 | 6900 | 707 | 0.03 | 15 | 15 | 7 | 5.6234e-12 | 5spot_SharedNeighbor | Water | Porous | Wet | R245fa | MinimizeLCOE_Brownfield | IgnoreSilica | 2019 | 43.2347 | 29.3382 | 3.5786 | 4 | 5125.9319 | 8101.5578 | 104.4991 | 165.1612 | 209.2275 | 0 | 43.9491 | 5522117.9492 | 351762.9159 | 4887998.8848 | 2885865.4932 | 0 | 453468.8945 | 0 | 5499473.5136 | 14308501.9854 | 9765846.6153 | 43675036.2519 | 961560.8286 | 28738594.3808 | 28738594.3808 | 1478867.319 | 12377158.8222 | 0 | 73375191.4614 | 115969811.9834 | 5623.4133 | 14.3145 | 5125.9319 | 8101.5578 | 104.4991 | 165.1612
1 | 6900 | 707 | 0.03 | 15 | 15 | 7 | 7.4989e-12 | 5spot_SharedNeighbor | Water | Porous | Wet | R245fa | MinimizeLCOE_Brownfield | IgnoreSilica | 2019 | 56.5138 | 38.611 | 4.7144 | 4 | 4455.1127 | 6713.8802 | 90.8235 | 136.8715 | 209.9188 | 0 | 37.064 | 6712737.4238 | 426328.5076 | 6089101.0261 | 3769281.0332 | 0 | 538074.6374 | 0 | 6838853.825 | 17793294.8108 | 12144289.324 | 54311960.5879 | 961560.8286 | 28738594.3808 | 28738594.3808 | 1478867.319 | 12377158.8222 | 0 | 84012115.7974 | 126606736.3195 | 7498.9421 | 18.8575 | 4455.1127 | 6713.8802 | 90.8235 | 136.8715
1 | 6900 | 707 | 0.03 | 15 | 15 | 7 | 1e-11 | 5spot_SharedNeighbor | Water | Porous | Wet | R245fa | MinimizeLCOE_Brownfield | IgnoreSilica | 2019 | 73.0689 | 50.0712 | 6.1169 | 4 | 3946.7619 | 5687.6068 | 80.4601 | 115.9496 | 210.2237 | 0 | 51.8419 | 8076808.216 | 511397.6399 | 7496443.7876 | 4869035.0831 | 0 | 635884.6725 | 0 | 8419932.0657 | 21906936.0693 | 14951934.0098 | 66868371.544 | 961560.8286 | 28738594.3808 | 28738594.3808 | 1478867.319 | 12377158.8222 | 0 | 96568526.7535 | 139163147.2755 | 10000 | 24.4678 | 3946.7619 | 5687.6068 | 80.4601 | 115.9496
1 | 6900 | 707 | 0.03 | 15 | 15 | 7 | 1.3335e-11 | 5spot_SharedNeighbor | Water | Porous | Wet | R245fa | MinimizeLCOE_Brownfield | IgnoreSilica | 2019 | 92.9058 | 63.503 | 7.7561 | 4 | 3569.5231 | 4942.4683 | 72.7696 | 100.7589 | 209.9646 | 0 | 48.6201 | 9567012.6708 | 603952.587 | 9066089.5561 | 6181497.1006 | 0 | 747106.0982 | 0 | 10204606.625 | 26550293.1855 | 18121120.6531 | 81041678.4762 | 961560.8286 | 28738594.3808 | 28738594.3808 | 1478867.319 | 12377158.8222 | 0 | 110741833.6857 | 153336454.2077 | 13335.2143 | 31.0243 | 3569.5231 | 4942.4683 | 72.7696 | 100.7589
1 | 6900 | 707 | 0.03 | 15 | 15 | 7 | 1.7783e-11 | 5spot_SharedNeighbor | Water | Porous | Wet | R245fa | MinimizeLCOE_Brownfield | IgnoreSilica | 2019 | 115.3541 | 78.1116 | 9.5293 | 4 | 3299.1567 | 4416.6202 | 67.2578 | 90.0388 | 209.0134 | 0 | 52.8315 | 11089429.4756 | 698148.8184 | 10699348.4619 | 7656886.6087 | 0 | 869007.9098 | 0 | 12095000.297 | 31468709.7471 | 21478041.0197 | 96054572.3381 | 961560.8286 | 28738594.3808 | 28738594.3808 | 1478867.319 | 12377158.8222 | 0 | 125754727.5475 | 168349348.0696 | 17782.7941 | 38.1172 | 3299.1567 | 4416.6202 | 67.2578 | 90.0388
1 | 6900 | 707 | 0.03 | 15 | 15 | 7 | 2.3714e-11 | 5spot_SharedNeighbor | Water | Porous | Wet | R245fa | MinimizeLCOE_Brownfield | IgnoreSilica | 2019 | 139.1326 | 92.7012 | 11.2853 | 4 | 3113.402 | 4056.9856 | 63.4709 | 82.7071 | 207.3993 | 0 | 57.7972 | 12531205.0265 | 787057.736 | 12270234.3481 | 9202312.0247 | 0 | 996688.8526 | 0 | 13957124.2153 | 36313574.2083 | 24784760.5665 | 110842956.9779 | 961560.8286 | 28738594.3808 | 28738594.3808 | 1478867.319 | 12377158.8222 | 0 | 140543112.1873 | 183137732.7094 | 23713.7371 | 45.1413 | 3113.402 | 4056.9856 | 63.4709 | 82.7071
1 | 6900 | 707 | 0.03 | 15 | 15 | 7 | 3.1623e-11 | 5spot_SharedNeighbor | Water | Porous | Wet | R245fa | MinimizeLCOE_Brownfield | IgnoreSilica | 2019 | 162.7742 | 106.5595 | 12.9519 | 4 | 2980.5286 | 3802.6968 | 60.7621 | 77.5231 | 205.6731 | 0 | 94.8836 | 13842350.971 | 867683.5993 | 13716974.7521 | 10726398.8646 | 0 | 1112616.7652 | 0 | 15703749.7313 | 40857935.5189 | 27886380.5383 | 124714090.7406 | 961560.8286 | 28738594.3808 | 28738594.3808 | 1478867.319 | 12377158.8222 | 0 | 154414245.9501 | 197008866.4721 | 31622.7766 | 51.8077 | 2980.5286 | 3802.6968 | 60.7621 | 77.5231
1 | 6900 | 707 | 0.03 | 15 | 15 | 7 | 4.217e-11 | 5spot_SharedNeighbor | Water | Porous | Wet | R245fa | MinimizeLCOE_Brownfield | IgnoreSilica | 2019 | 179.5681 | 115.8541 | 14.1323 | 4 | 2893.1519 | 3646.6511 | 58.9808 | 74.3419 | 204.2698 | 0 | 112.0848 | 14694775.7225 | 919993.7511 | 14666070.0545 | 11798626.1238 | 0 | 1135295.782 | 0 | 16853756.9592 | 43850018.427 | 29928538.6042 | 133847075.4243 | 961560.8286 | 28738594.3808 | 28738594.3808 | 1478867.319 | 12377158.8222 | 0 | 163547230.6338 | 206141851.1558 | 42169.6503 | 56.5291 | 2893.1519 | 3646.6511 | 58.9808 | 74.3419
1 | 6900 | 707 | 0.03 | 15 | 15 | 7 | 5.6234e-11 | 5spot_SharedNeighbor | Water | Porous | Wet | R245fa | MinimizeLCOE_Brownfield | IgnoreSilica | 2019 | 186.5077 | 119.5431 | 14.7419 | 4 | 2828.8099 | 3551.1487 | 57.6691 | 72.395 | 203.6455 | 0 | 139.0134 | 15027719.2023 | 940403.3249 | 15038494.4237 | 12237974.9133 | 0 | 1023047.9755 | 0 | 17264379.5375 | 44918374.1453 | 30657713.3344 | 137108106.8568 | 961560.8286 | 28738594.3808 | 28738594.3808 | 1478867.319 | 12377158.8222 | 0 | 166808262.0662 | 209402882.5883 | 56234.1325 | 58.9676 | 2828.8099 | 3551.1487 | 57.6691 | 72.395
1 | 6900 | 707 | 0.03 | 15 | 15 | 7 | 7.4989e-11 | 5spot_SharedNeighbor | Water | Porous | Wet | R245fa | MinimizeLCOE_Brownfield | IgnoreSilica | 2019 | 191.7882 | 122.2914 | 15.2143 | 4 | 2779.9597 | 3479.8712 | 56.6732 | 70.9419 | 203.1563 | 0 | 119.3856 | 15273883.5752 | 955485.5925 | 15314452.9159 | 12570829.6482 | 0 | 918885.2871 | 0 | 17563079.4373 | 45695530.013 | 31188138.1831 | 139480284.6523 | 961560.8286 | 28738594.3808 | 28738594.3808 | 1478867.319 | 12377158.8222 | 0 | 169180439.8617 | 211775060.3838 | 74989.4209 | 60.8572 | 2779.9597 | 3479.8712 | 56.6732 | 70.9419
1 | 6900 | 707 | 0.03 | 15 | 15 | 7 | 1e-10 | 5spot_SharedNeighbor | Water | Porous | Wet | R245fa | MinimizeLCOE_Brownfield | IgnoreSilica | 2019 | 198.8038 | 125.842 | 15.7308 | 4 | 2742.2448 | 3419.1754 | 55.9044 | 69.7045 | 202.4992 | 0 | 150.7152 | 15594878.0018 | 976087.0539 | 15668223.3185 | 13007776.2449 | 0 | 874724.6815 | 0 | 17987458.8272 | 46799678.1334 | 31941741.9632 | 142850568.2245 | 961560.8286 | 28738594.3808 | 28738594.3808 | 1478867.319 | 12377158.8222 | 0 | 172550723.4339 | 215145343.956 | 100000 | 62.9232 | 2742.2448 | 3419.1754 | 55.9044 | 69.7045
1 | 6900 | 707 | 0.03 | 15 | 15 | 7 | 1.3335e-10 | 5spot_SharedNeighbor | Water | Porous | Wet | R245fa | MinimizeLCOE_Brownfield | IgnoreSilica | 2019 | 201.9339 | 127.3858 | 16.0158 | 4 | 2713.6883 | 3378.5725 | 55.3222 | 68.8768 | 202.1965 | 0 | 142.8055 | 15734623.7163 | 985226.1046 | 15821243.6515 | 13201323.6568 | 0 | 797988.5149 | 0 | 18150758.2011 | 47224549.6069 | 32231725.4742 | 144147438.9262 | 961560.8286 | 28738594.3808 | 28738594.3808 | 1478867.319 | 12377158.8222 | 0 | 173847594.1356 | 216442214.6577 | 133352.1432 | 64.0632 | 2713.6883 | 3378.5725 | 55.3222 | 68.8768
1 | 6900 | 707 | 0.03 | 15 | 15 | 7 | 1.7783e-10 | 5spot_SharedNeighbor | Water | Porous | Wet | R245fa | MinimizeLCOE_Brownfield | IgnoreSilica | 2019 | 203.9166 | 128.35 | 16.2134 | 4 | 2692.1279 | 3348.9097 | 54.8827 | 68.2721 | 202.0003 | 0 | 178.2614 | 15821770.9318 | 990943.9315 | 15916606.5865 | 13323611.4505 | 0 | 728461.4659 | 0 | 18244743.8028 | 47469080.8634 | 32398623.0813 | 144893842.1136 | 961560.8286 | 28738594.3808 | 28738594.3808 | 1478867.319 | 12377158.8222 | 0 | 174593997.3231 | 217188617.8452 | 177827.941 | 64.8535 | 2692.1279 | 3348.9097 | 54.8827 | 68.2721
1 | 6900 | 707 | 0.03 | 15 | 15 | 7 | 2.3714e-10 | 5spot_SharedNeighbor | Water | Porous | Wet | R245fa | MinimizeLCOE_Brownfield | IgnoreSilica | 2019 | 203.8675 | 128.3186 | 16.2855 | 4 | 2675.9342 | 3329.8071 | 54.5525 | 67.8826 | 201.9999 | 0 | 206.2922 | 15819007.0597 | 990774.8802 | 15913492.6495 | 13320398.7539 | 0 | 647908.99 | 0 | 18209717.11 | 47377948.5936 | 32336423.4346 | 144615671.4714 | 961560.8286 | 28738594.3808 | 28738594.3808 | 1478867.319 | 12377158.8222 | 0 | 174315826.6808 | 216910447.2029 | 237137.3706 | 65.142 | 2675.9342 | 3329.8071 | 54.5525 | 67.8826
1 | 6900 | 707 | 0.03 | 15 | 15 | 7 | 3.1623e-10 | 5spot_SharedNeighbor | Water | Porous | Wet | R245fa | MinimizeLCOE_Brownfield | IgnoreSilica | 2019 | 203.8286 | 128.2941 | 16.3392 | 4 | 2663.8057 | 3315.5317 | 54.3053 | 67.5916 | 201.9999 | 0 | 234.2163 | 15816840.3865 | 990641.8954 | 15911054.9153 | 13317860.4107 | 0 | 584661.4231 | 0 | 18182213.0221 | 47306388.5988 | 32287582.2678 | 144397242.9197 | 961560.8286 | 28738594.3808 | 28738594.3808 | 1478867.319 | 12377158.8222 | 0 | 174097398.1292 | 216692018.6513 | 316227.766 | 65.3566 | 2663.8057 | 3315.5317 | 54.3053 | 67.5916
1 | 6900 | 707 | 0.03 | 15 | 15 | 7 | 4.217e-10 | 5spot_SharedNeighbor | Water | Porous | Wet | R245fa | MinimizeLCOE_Brownfield | IgnoreSilica | 2019 | 203.7915 | 128.2717 | 16.3788 | 4 | 2654.702 | 3304.851 | 54.1197 | 67.3739 | 202.0006 | 0 | 280.115 | 15814865.1705 | 990519.918 | 15908837.9866 | 13315462.8913 | 0 | 535152.1236 | 0 | 18160286.8551 | 47249341.2099 | 32248646.2526 | 144223112.4075 | 961560.8286 | 28738594.3808 | 28738594.3808 | 1478867.319 | 12377158.8222 | 0 | 173923267.617 | 216517888.139 | 421696.5034 | 65.5152 | 2654.702 | 3304.851 | 54.1197 | 67.3739
1 | 6900 | 707 | 0.03 | 15 | 15 | 7 | 5.6234e-10 | 5spot_SharedNeighbor | Water | Porous | Wet | R245fa | MinimizeLCOE_Brownfield | IgnoreSilica | 2019 | 203.7766 | 128.2613 | 16.4091 | 4 | 2647.8575 | 3296.8066 | 53.9802 | 67.2099 | 201.9999 | 0 | 343.4738 | 15813955.7651 | 990464.9788 | 15907808.5018 | 13314472.2846 | 0 | 496913.9794 | 0 | 18144210.0487 | 47207512.6576 | 32220097.4062 | 144095435.6221 | 961560.8286 | 28738594.3808 | 28738594.3808 | 1478867.319 | 12377158.8222 | 0 | 173795590.8315 | 216390211.3536 | 562341.3252 | 65.6363 | 2647.8575 | 3296.8066 | 53.9802 | 67.2099
1 | 6900 | 707 | 0.03 | 15 | 15 | 7 | 7.4989e-10 | 5spot_SharedNeighbor | Water | Porous | Wet | R245fa | MinimizeLCOE_Brownfield | IgnoreSilica | 2019 | 203.7572 | 128.2494 | 16.4313 | 4 | 2642.7111 | 3290.7826 | 53.8752 | 67.0871 | 202.0001 | 0 | 350.3039 | 15812907.9467 | 990400.8124 | 15906628.5774 | 13313210.9976 | 0 | 467239.5511 | 0 | 18131251.2753 | 47173796.5872 | 32197085.4954 | 143992521.2432 | 961560.8286 | 28738594.3808 | 28738594.3808 | 1478867.319 | 12377158.8222 | 0 | 173692676.4526 | 216287296.9747 | 749894.2093 | 65.7252 | 2642.7111 | 3290.7826 | 53.8752 | 67.0871
1 | 6900 | 707 | 0.03 | 15 | 15 | 7 | 1e-09 | 5spot_SharedNeighbor | Water | Porous | Wet | R245fa | MinimizeLCOE_Brownfield | IgnoreSilica | 2019 | 203.7526 | 128.2455 | 16.4484 | 4 | 2638.8402 | 3286.2365 | 53.7963 | 66.9944 | 201.9993 | 0 | 215.0518 | 15812554.5358 | 990378.0728 | 15906238.5279 | 13312890.4065 | 0 | 444595.2954 | 0 | 18121996.167 | 47149716.6939 | 32180650.4734 | 143919020.1725 | 961560.8286 | 28738594.3808 | 28738594.3808 | 1478867.319 | 12377158.8222 | 0 | 173619175.382 | 216213795.904 | 1000000 | 65.7937 | 2638.8402 | 3286.2365 | 53.7963 | 66.9944
1 | 6900 | 707 | 0.03 | 15 | 15 | 7 | 1.3335e-09 | 5spot_SharedNeighbor | Water | Porous | Wet | R245fa | MinimizeLCOE_Brownfield | IgnoreSilica | 2019 | 203.7377 | 128.2369 | 16.4607 | 4 | 2635.9292 | 3282.8436 | 53.737 | 66.9252 | 201.9999 | 0 | 197.4074 | 15811797.5168 | 990332.6411 | 15905379.3885 | 13311935.4718 | 0 | 427083.2196 | 0 | 18114146.0127 | 47129292.2029 | 32166710.3386 | 143856676.792 | 961560.8286 | 28738594.3808 | 28738594.3808 | 1478867.319 | 12377158.8222 | 0 | 173556832.0015 | 216151452.5235 | 1333521.4322 | 65.8428 | 2635.9292 | 3282.8436 | 53.737 | 66.9252
1 | 6900 | 707 | 0.03 | 15 | 15 | 7 | 1.7783e-09 | 5spot_SharedNeighbor | Water | Porous | Wet | R245fa | MinimizeLCOE_Brownfield | IgnoreSilica | 2019 | 203.7377 | 128.236 | 16.4704 | 4 | 2633.7413 | 3280.2728 | 53.6924 | 66.8728 | 201.9992 | 0 | 204.0874 | 15811710.8839 | 990326.0178 | 15905291.3425 | 13311920.2279 | 0 | 413922.8084 | 0 | 18108936.7994 | 47115738.8982 | 32157459.9297 | 143815306.9077 | 961560.8286 | 28738594.3808 | 28738594.3808 | 1478867.319 | 12377158.8222 | 0 | 173515462.1171 | 216110082.6392 | 1778279.41 | 65.8817 | 2633.7413 | 3280.2728 | 53.6924 | 66.8728
1 | 6900 | 707 | 0.03 | 15 | 15 | 7 | 2.3714e-09 | 5spot_SharedNeighbor | Water | Porous | Wet | R245fa | MinimizeLCOE_Brownfield | IgnoreSilica | 2019 | 203.7377 | 128.2353 | 16.4777 | 4 | 2632.0972 | 3278.3421 | 53.6589 | 66.8334 | 201.9987 | 0 | 204.5699 | 15811645.8821 | 990321.0482 | 15905225.2805 | 13311908.7914 | 0 | 403927.7256 | 0 | 18104981.2039 | 47105447.2502 | 32150435.6684 | 143783892.8502 | 961560.8286 | 28738594.3808 | 28738594.3808 | 1478867.319 | 12377158.8222 | 0 | 173484048.0597 | 216078668.5818 | 2371373.7057 | 65.911 | 2632.0972 | 3278.3421 | 53.6589 | 66.8334
1 | 6900 | 707 | 0.03 | 15 | 15 | 7 | 3.1623e-09 | 5spot_SharedNeighbor | Water | Porous | Wet | R245fa | MinimizeLCOE_Brownfield | IgnoreSilica | 2019 | 203.7377 | 128.2348 | 16.4832 | 4 | 2630.8622 | 3276.8925 | 53.6337 | 66.8039 | 201.9983 | 0 | 208.4481 | 15811597.1174 | 990317.32 | 15905175.7203 | 13311900.2124 | 0 | 396357.7608 | 0 | 18101985.771 | 47097653.7484 | 32145116.4433 | 143760104.0937 | 961560.8286 | 28738594.3808 | 28738594.3808 | 1478867.319 | 12377158.8222 | 0 | 173460259.3031 | 216054879.8252 | 3162277.6602 | 65.9329 | 2630.8622 | 3276.8925 | 53.6337 | 66.8039
1 | 6900 | 707 | 0.03 | 15 | 15 | 7 | 4.217e-09 | 5spot_SharedNeighbor | Water | Porous | Wet | R245fa | MinimizeLCOE_Brownfield | IgnoreSilica | 2019 | 203.7183 | 128.2246 | 16.4863 | 4 | 2629.9344 | 3275.8432 | 53.6148 | 66.7825 | 201.9999 | 0 | 217.2619 | 15810718.4748 | 990266.479 | 15904164.9247 | 13310667.0875 | 0 | 390310.8332 | 0 | 18098389.8417 | 47088297.8779 | 32138730.8694 | 143731546.3884 | 961560.8286 | 28738594.3808 | 28738594.3808 | 1478867.319 | 12377158.8222 | 0 | 173431701.5978 | 216026322.1199 | 4216965.0343 | 65.9453 | 2629.9344 | 3275.8432 | 53.6148 | 66.7825
1 | 6900 | 707 | 0.03 | 15 | 15 | 7 | 5.6234e-09 | 5spot_SharedNeighbor | Water | Porous | Wet | R245fa | MinimizeLCOE_Brownfield | IgnoreSilica | 2019 | 203.7183 | 128.2243 | 16.4894 | 4 | 2629.2383 | 3275.0266 | 53.6006 | 66.7658 | 201.9996 | 0 | 256.0518 | 15810691.0432 | 990264.3818 | 15904137.0459 | 13310662.2606 | 0 | 385994.9578 | 0 | 18096682.3788 | 47083855.4098 | 32135698.7937 | 143717986.2717 | 961560.8286 | 28738594.3808 | 28738594.3808 | 1478867.319 | 12377158.8222 | 0 | 173418141.4811 | 216012762.0032 | 5623413.2519 | 65.9576 | 2629.2383 | 3275.0266 | 53.6006 | 66.7658
1 | 6900 | 707 | 0.03 | 15 | 15 | 7 | 7.4989e-09 | 5spot_SharedNeighbor | Water | Porous | Wet | R245fa | MinimizeLCOE_Brownfield | IgnoreSilica | 2019 | 203.7183 | 128.2241 | 16.4917 | 4 | 2628.7158 | 3274.4138 | 53.5899 | 66.7534 | 201.9995 | 0 | 294.0502 | 15810670.4688 | 990262.8088 | 15904116.1361 | 13310658.6404 | 0 | 382743.8848 | 0 | 18095396.2562 | 47080509.1824 | 32133414.9247 | 143707772.3023 | 961560.8286 | 28738594.3808 | 28738594.3808 | 1478867.319 | 12377158.8222 | 0 | 173407927.5117 | 216002548.0338 | 7498942.0933 | 65.9668 | 2628.7158 | 3274.4138 | 53.5899 | 66.7534
1 | 6900 | 707 | 0.03 | 15 | 15 | 7 | 1e-08 | 5spot_SharedNeighbor | Water | Porous | Wet | R245fa | MinimizeLCOE_Brownfield | IgnoreSilica | 2019 | 203.7183 | 128.224 | 16.4934 | 4 | 2628.3237 | 3273.954 | 53.5819 | 66.744 | 201.9994 | 0 | 323.9856 | 15810655.0381 | 990261.6291 | 15904100.4538 | 13310655.9254 | 0 | 380297.5514 | 0 | 18094428.5331 | 47077991.3656 | 32131696.463 | 143700086.9596 | 961560.8286 | 28738594.3808 | 28738594.3808 | 1478867.319 | 12377158.8222 | 0 | 173400242.169 | 215994862.6911 | 10000000 | 65.9737 | 2628.3237 | 3273.954 | 53.5819 | 66.744
1 | 7000 | 707 | 0.03 | 15 | 15 | 7 | 1e-13 | 5spot_SharedNeighbor | Water | Porous | Wet | R245fa | MinimizeLCOE_Brownfield | IgnoreSilica | 2019 | 1.0498 | 0.24091 | 0.01143 | 4 | 689668.2136 | 1639997.4448 | 14059.8194 | 33433.5662 | 122.7156 | 0 | 38.9211 | 149684.0954 | 6102.1476 | 108877.1496 | 65103.0978 | 0 | 64508.4878 | 0 | 153767.2415 | 400070.8204 | 273056.5556 | 1221169.5958 | 961560.8286 | 29349065.1606 | 29349065.1606 | 1478867.319 | 12621347.1341 | 0 | 31531795.585 | 74981075.1988 | 100 | 0.04572 | 689668.2136 | 1639997.4448 | 14059.8194 | 33433.5662
1 | 7000 | 707 | 0.03 | 15 | 15 | 7 | 1.3335e-13 | 5spot_SharedNeighbor | Water | Porous | Wet | R245fa | MinimizeLCOE_Brownfield | IgnoreSilica | 2019 | 1.3639 | 0.38552 | 0.026592 | 4 | 300838.6369 | 709315.0887 | 6133.0025 | 14460.3475 | 137.7377 | 0 | 60.1873 | 222921.3572 | 10132.4063 | 156983.1831 | 83576.2691 | 0 | 71810.0815 | 0 | 212715.0859 | 553441.0196 | 377734.8679 | 1689314.2704 | 961560.8286 | 29349065.1606 | 29349065.1606 | 1478867.319 | 12621347.1341 | 0 | 31999940.2597 | 75449219.8735 | 133.3521 | 0.10637 | 300838.6369 | 709315.0887 | 6133.0025 | 14460.3475
1 | 7000 | 707 | 0.03 | 15 | 15 | 7 | 1.7783e-13 | 5spot_SharedNeighbor | Water | Porous | Wet | R245fa | MinimizeLCOE_Brownfield | IgnoreSilica | 2019 | 1.7681 | 0.59413 | 0.05103 | 4 | 159785.4014 | 372646.3975 | 3257.4415 | 7596.9009 | 151.3227 | 0 | 267.2083 | 319086.8432 | 16077.6638 | 219899.3546 | 109344.5103 | 0 | 79747.6913 | 0 | 290220.8647 | 755095.1573 | 515367.9605 | 2304840.0458 | 961560.8286 | 29349065.1606 | 29349065.1606 | 1478867.319 | 12621347.1341 | 0 | 32615466.035 | 76064745.6488 | 177.8279 | 0.20412 | 159785.4014 | 372646.3975 | 3257.4415 | 7596.9009
1 | 7000 | 707 | 0.03 | 15 | 15 | 7 | 2.3714e-13 | 5spot_SharedNeighbor | Water | Porous | Wet | R245fa | MinimizeLCOE_Brownfield | IgnoreSilica | 2019 | 2.2932 | 0.88937 | 0.088542 | 4 | 94362.7533 | 217042.8736 | 1923.7124 | 4424.7126 | 163.2856 | 0 | 363.2087 | 443563.5978 | 24707.7419 | 301244.6408 | 145761.8206 | 0 | 88698.731 | 0 | 391550.8475 | 1018734.9872 | 695307.5617 | 3109569.9285 | 961560.8286 | 29349065.1606 | 29349065.1606 | 1478867.319 | 12621347.1341 | 0 | 33420195.9178 | 76869475.5315 | 237.1374 | 0.35417 | 94362.7533 | 217042.8736 | 1923.7124 | 4424.7126
1 | 7000 | 707 | 0.03 | 15 | 15 | 7 | 3.1623e-13 | 5spot_SharedNeighbor | Water | Porous | Wet | R245fa | MinimizeLCOE_Brownfield | IgnoreSilica | 2019 | 2.9544 | 1.2826 | 0.14206 | 4 | 60566.4835 | 137028.1085 | 1234.7297 | 2793.5033 | 173.2483 | 0 | 475.8729 | 596339.7335 | 36636.7653 | 400973.7442 | 194068.6079 | 0 | 97751.6808 | 0 | 517050.5073 | 1345259.3584 | 918167.1544 | 4106247.5518 | 961560.8286 | 29349065.1606 | 29349065.1606 | 1478867.319 | 12621347.1341 | 0 | 34416873.541 | 77866153.1548 | 316.2278 | 0.56825 | 60566.4835 | 137028.1085 | 1234.7297 | 2793.5033
1 | 7000 | 707 | 0.03 | 15 | 15 | 7 | 4.217e-13 | 5spot_SharedNeighbor | Water | Porous | Wet | R245fa | MinimizeLCOE_Brownfield | IgnoreSilica | 2019 | 3.8459 | 1.8784 | 0.21951 | 4 | 40722.3588 | 90206.2098 | 830.1804 | 1838.9756 | 181.8977 | 0 | 84.4491 | 793690.8359 | 51369.623 | 542280.5682 | 260289.7871 | 0 | 110581.1215 | 0 | 685702.6549 | 1784057.6511 | 1217656.0056 | 5445628.2474 | 961560.8286 | 29349065.1606 | 29349065.1606 | 1478867.319 | 12621347.1341 | 0 | 35756254.2366 | 79205533.8504 | 421.6965 | 0.87805 | 40722.3588 | 90206.2098 | 830.1804 | 1838.9756
1 | 7000 | 707 | 0.03 | 15 | 15 | 7 | 5.6234e-13 | 5spot_SharedNeighbor | Water | Porous | Wet | R245fa | MinimizeLCOE_Brownfield | IgnoreSilica | 2019 | 4.9863 | 2.6862 | 0.31858 | 4 | 29307.8341 | 63404.1205 | 597.4798 | 1292.5788 | 188.8538 | 0 | 80.6066 | 1020062.5344 | 65983.9911 | 721920.5695 | 338386.3583 | 0 | 125554.5432 | 0 | 886044.1186 | 2305305.0441 | 1573418.0619 | 7036675.2211 | 961560.8286 | 29349065.1606 | 29349065.1606 | 1478867.319 | 12621347.1341 | 0 | 37347301.2104 | 80796580.8242 | 562.3413 | 1.2743 | 29307.8341 | 63404.1205 | 597.4798 | 1292.5788
1 | 7000 | 707 | 0.03 | 15 | 15 | 7 | 7.4989e-13 | 5spot_SharedNeighbor | Water | Porous | Wet | R245fa | MinimizeLCOE_Brownfield | IgnoreSilica | 2019 | 6.5138 | 3.7704 | 0.45124 | 4 | 21789.4673 | 45861.714 | 444.2078 | 934.9531 | 194.5691 | 0 | 71.7156 | 1294555.2526 | 83659.4006 | 946870.8588 | 441697.6088 | 0 | 144939.5559 | 0 | 1135571.8439 | 2954525.0001 | 2016524.022 | 9018343.5426 | 961560.8286 | 29349065.1606 | 29349065.1606 | 1478867.319 | 12621347.1341 | 0 | 39328969.5319 | 82778249.1457 | 749.8942 | 1.805 | 21789.4673 | 45861.714 | 444.2078 | 934.9531
1 | 7000 | 707 | 0.03 | 15 | 15 | 7 | 1e-12 | 5spot_SharedNeighbor | Water | Porous | Wet | R245fa | MinimizeLCOE_Brownfield | IgnoreSilica | 2019 | 8.4869 | 5.16 | 0.62157 | 4 | 16771.8861 | 34247.5899 | 341.9176 | 698.1834 | 198.8018 | 0 | 87.7272 | 1614554.2457 | 104207.8671 | 1217034.9385 | 573995.5037 | 0 | 167263.2691 | 0 | 1434051.7714 | 3731108.5448 | 2546558.2485 | 11388774.389 | 961560.8286 | 29349065.1606 | 29349065.1606 | 1478867.319 | 12621347.1341 | 0 | 41699400.3782 | 85148679.992 | 1000 | 2.4863 | 16771.8861 | 34247.5899 | 341.9176 | 698.1834
1 | 7000 | 707 | 0.03 | 15 | 15 | 7 | 1.3335e-12 | 5spot_SharedNeighbor | Water | Porous | Wet | R245fa | MinimizeLCOE_Brownfield | IgnoreSilica | 2019 | 11.1541 | 7.0864 | 0.85817 | 4 | 13040.7173 | 25698.2539 | 265.8527 | 523.8937 | 202.8227 | 0 | 66.7689 | 2019539.7309 | 130179.437 | 1568605.8778 | 753189.6035 | 0 | 195197.3346 | 0 | 1820017.6737 | 4735312.65 | 3231948.1846 | 14453990.4921 | 961560.8286 | 29349065.1606 | 29349065.1606 | 1478867.319 | 12621347.1341 | 0 | 44764616.4813 | 88213896.0951 | 1333.5214 | 3.4327 | 13040.7173 | 25698.2539 | 265.8527 | 523.8937
1 | 7000 | 707 | 0.03 | 15 | 15 | 7 | 1.7783e-12 | 5spot_SharedNeighbor | Water | Porous | Wet | R245fa | MinimizeLCOE_Brownfield | IgnoreSilica | 2019 | 14.6574 | 9.5956 | 1.1659 | 4 | 10403.255 | 19719.9646 | 212.0844 | 402.0182 | 205.6754 | 0 | 59.3271 | 2501343.5024 | 160878.3944 | 1999137.7571 | 987795.4091 | 0 | 228908.0427 | 0 | 2292444.6112 | 5964470.6333 | 4070873.7648 | 18205852.1149 | 961560.8286 | 29349065.1606 | 29349065.1606 | 1478867.319 | 12621347.1341 | 0 | 48516478.1041 | 91965757.7179 | 1778.2794 | 4.6636 | 10403.255 | 19719.9646 | 212.0844 | 402.0182
1 | 7000 | 707 | 0.03 | 15 | 15 | 7 | 2.3714e-12 | 5spot_SharedNeighbor | Water | Porous | Wet | R245fa | MinimizeLCOE_Brownfield | IgnoreSilica | 2019 | 19.3178 | 12.9364 | 1.5752 | 4 | 8447.3469 | 15343.3511 | 172.2106 | 312.795 | 207.9021 | 0 | 43.051 | 3089811.8659 | 198297.363 | 2538844.5541 | 1299620.5634 | 0 | 271306.8717 | 0 | 2885173.6751 | 7506630.072 | 5123429.27 | 22913114.2351 | 961560.8286 | 29349065.1606 | 29349065.1606 | 1478867.319 | 12621347.1341 | 0 | 53223740.2244 | 96673019.8382 | 2371.3737 | 6.3006 | 8447.3469 | 15343.3511 | 172.2106 | 312.795
1 | 7000 | 707 | 0.03 | 15 | 15 | 7 | 3.1623e-12 | 5spot_SharedNeighbor | Water | Porous | Wet | R245fa | MinimizeLCOE_Brownfield | IgnoreSilica | 2019 | 25.4468 | 17.3329 | 2.1157 | 4 | 6978.7565 | 12112.942 | 142.2714 | 246.9387 | 209.6103 | 0 | 39.7479 | 3801183.6458 | 243364.2129 | 3208348.7428 | 1709541.4787 | 0 | 319584.9933 | 0 | 3619988.9987 | 9418468.8128 | 6428298.4949 | 28748779.38 | 961560.8286 | 29349065.1606 | 29349065.1606 | 1478867.319 | 12621347.1341 | 0 | 59059405.3692 | 102508684.983 | 3162.2777 | 8.4627 | 6978.7565 | 12112.942 | 142.2714 | 246.9387
1 | 7000 | 707 | 0.03 | 15 | 15 | 7 | 4.217e-12 | 5spot_SharedNeighbor | Water | Porous | Wet | R245fa | MinimizeLCOE_Brownfield | IgnoreSilica | 2019 | 33.4005 | 23.0414 | 2.8174 | 4 | 5876.8517 | 9732.3561 | 119.8076 | 198.4072 | 210.9059 | 0 | 53.7469 | 4651600.3851 | 297031.6067 | 4028943.9537 | 2241550.9762 | 0 | 377615.9699 | 0 | 4522729.7277 | 11767215.0121 | 8031366.0379 | 35918053.6693 | 961560.8286 | 29349065.1606 | 29349065.1606 | 1478867.319 | 12621347.1341 | 0 | 66228679.6586 | 109677959.2724 | 4216.965 | 11.2694 | 5876.8517 | 9732.3561 | 119.8076 | 198.4072
1 | 7000 | 707 | 0.03 | 15 | 15 | 7 | 5.6234e-12 | 5spot_SharedNeighbor | Water | Porous | Wet | R245fa | MinimizeLCOE_Brownfield | IgnoreSilica | 2019 | 43.7754 | 30.4876 | 3.733 | 4 | 5029.0088 | 7938.7909 | 102.5231 | 161.843 | 211.8912 | 0 | 68.6456 | 5674979.5834 | 361354.2316 | 5040611.2405 | 2935206.0319 | 0 | 446867.422 | 0 | 5639017.2186 | 14671566.0814 | 10013645.3211 | 44783247.1305 | 961560.8286 | 29349065.1606 | 29349065.1606 | 1478867.319 | 12621347.1341 | 0 | 75093873.1198 | 118543152.7336 | 5623.4133 | 14.9321 | 5029.0088 | 7938.7909 | 102.5231 | 161.843
1 | 7000 | 707 | 0.03 | 15 | 15 | 7 | 7.4989e-12 | 5spot_SharedNeighbor | Water | Porous | Wet | R245fa | MinimizeLCOE_Brownfield | IgnoreSilica | 2019 | 57.1058 | 40.0356 | 4.9069 | 4 | 4376.6426 | 6590.3446 | 89.2238 | 134.3531 | 212.5816 | 0 | 85.6029 | 6888009.5784 | 437279.5793 | 6268181.2844 | 3826012.4522 | 0 | 529197.9784 | 0 | 6999985.5404 | 18212526.4816 | 12430423.5537 | 55591616.4486 | 961560.8286 | 29349065.1606 | 29349065.1606 | 1478867.319 | 12621347.1341 | 0 | 85902242.4378 | 129351522.0516 | 7498.9421 | 19.6274 | 4376.6426 | 6590.3446 | 89.2238 | 134.3531
1 | 7000 | 707 | 0.03 | 15 | 15 | 7 | 1e-11 | 5spot_SharedNeighbor | Water | Porous | Wet | R245fa | MinimizeLCOE_Brownfield | IgnoreSilica | 2019 | 73.7559 | 51.8539 | 6.3585 | 4 | 3880.0414 | 5588.362 | 79.0999 | 113.9263 | 212.8752 | 0 | 83.8901 | 8280570.3618 | 524075.339 | 7709204.7376 | 4936961.6287 | 0 | 624878.6852 | 0 | 8609519.3934 | 22400203.4063 | 15288599.1029 | 68374012.6547 | 961560.8286 | 29349065.1606 | 29349065.1606 | 1478867.319 | 12621347.1341 | 0 | 98684638.644 | 142133918.2578 | 10000 | 25.4339 | 3880.0414 | 5588.362 | 79.0999 | 113.9263
1 | 7000 | 707 | 0.03 | 15 | 15 | 7 | 1.3335e-11 | 5spot_SharedNeighbor | Water | Porous | Wet | R245fa | MinimizeLCOE_Brownfield | IgnoreSilica | 2019 | 93.7559 | 65.7322 | 8.0583 | 4 | 3510.1749 | 4858.1468 | 71.5597 | 99.0399 | 212.5847 | 0 | 98.0578 | 9805255.82 | 618716.1877 | 9319809.0364 | 6266106.4738 | 0 | 734162.4446 | 0 | 10430179.4854 | 27137187.4969 | 18521688.0801 | 82833105.0248 | 961560.8286 | 29349065.1606 | 29349065.1606 | 1478867.319 | 12621347.1341 | 0 | 113143731.014 | 156593010.6278 | 13335.2143 | 32.2331 | 3510.1749 | 4858.1468 | 71.5597 | 99.0399
1 | 7000 | 707 | 0.03 | 15 | 15 | 7 | 1.7783e-11 | 5spot_SharedNeighbor | Water | Porous | Wet | R245fa | MinimizeLCOE_Brownfield | IgnoreSilica | 2019 | 116.4795 | 80.8755 | 9.9031 | 4 | 3244.2047 | 4341.0689 | 66.1375 | 88.4986 | 211.5746 | 0 | 139.1342 | 11368026.6301 | 715350.4587 | 11001155.5782 | 7765946.7595 | 0 | 854926.0441 | 0 | 12365108.1335 | 32171474.931 | 21957692.6981 | 98199681.2331 | 961560.8286 | 29349065.1606 | 29349065.1606 | 1478867.319 | 12621347.1341 | 0 | 128510307.2224 | 171959586.8362 | 17782.7941 | 39.6123 | 3244.2047 | 4341.0689 | 66.1375 | 88.4986
1 | 7000 | 707 | 0.03 | 15 | 15 | 7 | 2.3714e-11 | 5spot_SharedNeighbor | Water | Porous | Wet | R245fa | MinimizeLCOE_Brownfield | IgnoreSilica | 2019 | 140.7669 | 96.1469 | 11.7485 | 4 | 3059.7308 | 3984.3028 | 62.3768 | 81.2254 | 209.8904 | 0 | 96.2621 | 12862086.3334 | 807424.1765 | 12633772.062 | 9352315.4889 | 0 | 982728.6396 | 0 | 14288947.4132 | 37176910.1029 | 25374005.0543 | 113478189.2708 | 961560.8286 | 29349065.1606 | 29349065.1606 | 1478867.319 | 12621347.1341 | 0 | 143788815.2601 | 187238094.8739 | 23713.7371 | 46.9939 | 3059.7308 | 3984.3028 | 62.3768 | 81.2254
1 | 7000 | 707 | 0.03 | 15 | 15 | 7 | 3.1623e-11 | 5spot_SharedNeighbor | Water | Porous | Wet | R245fa | MinimizeLCOE_Brownfield | IgnoreSilica | 2019 | 164.3406 | 110.2481 | 13.4408 | 4 | 2934.4176 | 3742.5762 | 59.8221 | 76.2975 | 208.0787 | 0 | 95.3985 | 14183051.5686 | 888600.9822 | 14095537.9097 | 10878978.6579 | 0 | 1104276.7184 | 0 | 16048673.8764 | 41755357.3906 | 28498889.4059 | 127453366.5098 | 961560.8286 | 29349065.1606 | 29349065.1606 | 1478867.319 | 12621347.1341 | 0 | 157763992.499 | 201213272.1128 | 31622.7766 | 53.7633 | 2934.4176 | 3742.5762 | 59.8221 | 76.2975
1 | 7000 | 707 | 0.03 | 15 | 15 | 7 | 4.217e-11 | 5spot_SharedNeighbor | Water | Porous | Wet | R245fa | MinimizeLCOE_Brownfield | IgnoreSilica | 2019 | 182.1286 | 120.3068 | 14.7035 | 4 | 2849.1592 | 3587.9157 | 58.084 | 73.1445 | 206.5501 | 0 | 127.5252 | 15096279.7261 | 944604.6197 | 15115301.9347 | 12019267.7231 | 0 | 1141243.4694 | 0 | 17283512.0145 | 44968152.9259 | 30691688.3751 | 137260050.7886 | 961560.8286 | 29349065.1606 | 29349065.1606 | 1478867.319 | 12621347.1341 | 0 | 167570676.7778 | 211019956.3916 | 42169.6503 | 58.8141 | 2849.1592 | 3587.9157 | 58.084 | 73.1445
1 | 7000 | 707 | 0.03 | 15 | 15 | 7 | 5.6234e-11 | 5spot_SharedNeighbor | Water | Porous | Wet | R245fa | MinimizeLCOE_Brownfield | IgnoreSilica | 2019 | 188.9561 | 124.0041 | 15.3172 | 4 | 2787.6203 | 3496.7785 | 56.8294 | 71.2866 | 205.9122 | 0 | 169.6658 | 15426504.8402 | 964833.3108 | 15485800.2867 | 12453641.3924 | 0 | 1026676.9235 | 0 | 17689408.1339 | 46024211.3679 | 31412469.9616 | 140483546.2171 | 961560.8286 | 29349065.1606 | 29349065.1606 | 1478867.319 | 12621347.1341 | 0 | 170794172.2063 | 214243451.8201 | 56234.1325 | 61.2688 | 2787.6203 | 3496.7785 | 56.8294 | 71.2866
1 | 7000 | 707 | 0.03 | 15 | 15 | 7 | 7.4989e-11 | 5spot_SharedNeighbor | Water | Porous | Wet | R245fa | MinimizeLCOE_Brownfield | IgnoreSilica | 2019 | 194.2218 | 126.7969 | 15.7959 | 4 | 2740.9153 | 3428.5828 | 55.8773 | 69.8963 | 205.406 | 0 | 216.6302 | 15674101.683 | 979992.8491 | 15764184.2726 | 12787534.0083 | 0 | 922196.4531 | 0 | 17989923.6138 | 46806091.0024 | 31946118.8781 | 142870142.7604 | 961560.8286 | 29349065.1606 | 29349065.1606 | 1478867.319 | 12621347.1341 | 0 | 173180768.7497 | 216630048.3635 | 74989.4209 | 63.1836 | 2740.9153 | 3428.5828 | 55.8773 | 69.8963
1 | 7000 | 707 | 0.03 | 15 | 15 | 7 | 1e-10 | 5spot_SharedNeighbor | Water | Porous | Wet | R245fa | MinimizeLCOE_Brownfield | IgnoreSilica | 2019 | 198.2145 | 128.8803 | 16.1636 | 4 | 2705.5178 | 3377.5397 | 55.1556 | 68.8557 | 205.0139 | 0 | 205.6845 | 15857822.4356 | 991237.3293 | 15971071.9187 | 13040402.4262 | 0 | 830324.9785 | 0 | 18209435.0444 | 47377214.7169 | 32335922.5487 | 144613431.3983 | 961560.8286 | 29349065.1606 | 29349065.1606 | 1478867.319 | 12621347.1341 | 0 | 174924057.3876 | 218373337.0014 | 100000 | 64.6546 | 2705.5178 | 3377.5397 | 55.1556 | 68.8557
1 | 7000 | 707 | 0.03 | 15 | 15 | 7 | 1.3335e-10 | 5spot_SharedNeighbor | Water | Porous | Wet | R245fa | MinimizeLCOE_Brownfield | IgnoreSilica | 2019 | 201.2734 | 130.4547 | 16.4463 | 4 | 2678.7034 | 3339.1767 | 54.609 | 68.0736 | 204.7091 | 0 | 182.5304 | 15996093.8434 | 999697.8189 | 16126958.203 | 13233210.3317 | 0 | 752892.4781 | 0 | 18372452.5433 | 47801352.8094 | 32625405.512 | 145908063.5397 | 961560.8286 | 29349065.1606 | 29349065.1606 | 1478867.319 | 12621347.1341 | 0 | 176218689.529 | 219667969.1428 | 133352.1432 | 65.7851 | 2678.7034 | 3339.1767 | 54.609 | 68.0736
1 | 7000 | 707 | 0.03 | 15 | 15 | 7 | 1.7783e-10 | 5spot_SharedNeighbor | Water | Porous | Wet | R245fa | MinimizeLCOE_Brownfield | IgnoreSilica | 2019 | 203.4802 | 131.579 | 16.6559 | 4 | 2658.4184 | 3310.5805 | 54.1955 | 67.4907 | 204.4864 | 0 | 227.5908 | 16094549.9299 | 1005720.9109 | 16238049.9252 | 13372173.2623 | 0 | 687092.6063 | 0 | 18485058.7875 | 48094331.1581 | 32825369.2551 | 146802345.8352 | 961560.8286 | 29349065.1606 | 29349065.1606 | 1478867.319 | 12621347.1341 | 0 | 177112971.8244 | 220562251.4382 | 177827.941 | 66.6234 | 2658.4184 | 3310.5805 | 54.1955 | 67.4907
1 | 7000 | 707 | 0.03 | 15 | 15 | 7 | 2.3714e-10 | 5spot_SharedNeighbor | Water | Porous | Wet | R245fa | MinimizeLCOE_Brownfield | IgnoreSilica | 2019 | 205.0808 | 132.3884 | 16.8114 | 4 | 2643.0861 | 3289.2126 | 53.8829 | 67.055 | 204.3233 | 0 | 267.9674 | 16165284.5951 | 1010047.523 | 16317909.9733 | 13472916.1562 | 0 | 632710.222 | 0 | 18563558.7031 | 48298571.8361 | 32964767.7145 | 147425766.7232 | 961560.8286 | 29349065.1606 | 29349065.1606 | 1478867.319 | 12621347.1341 | 0 | 177736392.7125 | 221185672.3263 | 237137.3706 | 67.2458 | 2643.0861 | 3289.2126 | 53.8829 | 67.055
1 | 7000 | 707 | 0.03 | 15 | 15 | 7 | 3.1623e-10 | 5spot_SharedNeighbor | Water | Porous | Wet | R245fa | MinimizeLCOE_Brownfield | IgnoreSilica | 2019 | 206.2593 | 132.981 | 16.9277 | 4 | 2631.5074 | 3273.1978 | 53.6468 | 66.7286 | 204.2024 | 0 | 313.5612 | 16216998.8605 | 1013210.3966 | 16376320.8266 | 13547059.7953 | 0 | 588862.1748 | 0 | 18619556.301 | 48444266.099 | 33064207.0427 | 147870481.4966 | 961560.8286 | 29349065.1606 | 29349065.1606 | 1478867.319 | 12621347.1341 | 0 | 178181107.4858 | 221630387.0996 | 316227.766 | 67.7107 | 2631.5074 | 3273.1978 | 53.6468 | 66.7286
1 | 7000 | 707 | 0.03 | 15 | 15 | 7 | 4.217e-10 | 5spot_SharedNeighbor | Water | Porous | Wet | R245fa | MinimizeLCOE_Brownfield | IgnoreSilica | 2019 | 207.0876 | 133.3956 | 17.0123 | 4 | 2622.7711 | 3261.2681 | 53.4687 | 66.4854 | 204.1169 | 0 | 338.8497 | 16253144.1654 | 1015420.9029 | 16417159.162 | 13599155.8464 | 0 | 553348.9247 | 0 | 18656909.3105 | 48541450.9676 | 33130537.7124 | 148167126.9918 | 961560.8286 | 29349065.1606 | 29349065.1606 | 1478867.319 | 12621347.1341 | 0 | 178477752.981 | 221927032.5948 | 421696.5034 | 68.0493 | 2622.7711 | 3261.2681 | 53.4687 | 66.4854
1 | 7000 | 707 | 0.03 | 15 | 15 | 7 | 5.6234e-10 | 5spot_SharedNeighbor | Water | Porous | Wet | R245fa | MinimizeLCOE_Brownfield | IgnoreSilica | 2019 | 207.6944 | 133.6985 | 17.0753 | 4 | 2616.1848 | 3252.3277 | 53.3345 | 66.3031 | 204.0541 | 0 | 344.7772 | 16279526.9888 | 1017034.2903 | 16446973.9547 | 13637313.1633 | 0 | 525383.7658 | 0 | 18683430.5435 | 48610453.7757 | 33177633.5468 | 148377750.0289 | 961560.8286 | 29349065.1606 | 29349065.1606 | 1478867.319 | 12621347.1341 | 0 | 178688376.0182 | 222137655.632 | 562341.3252 | 68.3011 | 2616.1848 | 3252.3277 | 53.3345 | 66.3031
1 | 7000 | 707 | 0.03 | 15 | 15 | 7 | 7.4989e-10 | 5spot_SharedNeighbor | Water | Porous | Wet | R245fa | MinimizeLCOE_Brownfield | IgnoreSilica | 2019 | 208.1204 | 133.9106 | 17.1211 | 4 | 2611.2238 | 3245.6643 | 53.2333 | 66.1673 | 204.0098 | 0 | 339.3739 | 16297990.2431 | 1018163.3309 | 16467842.22 | 13664097.4948 | 0 | 503254.9549 | 0 | 18701025.8151 | 48656233.0629 | 33208878.851 | 148517485.9727 | 961560.8286 | 29349065.1606 | 29349065.1606 | 1478867.319 | 12621347.1341 | 0 | 178828111.962 | 222277391.5758 | 749894.2093 | 68.4844 | 2611.2238 | 3245.6643 | 53.2333 | 66.1673
1 | 7000 | 707 | 0.03 | 15 | 15 | 7 | 1e-09 | 5spot_SharedNeighbor | Water | Porous | Wet | R245fa | MinimizeLCOE_Brownfield | IgnoreSilica | 2019 | 208.5614 | 134.13 | 17.1618 | 4 | 2607.488 | 3240.4244 | 53.1572 | 66.0604 | 203.9643 | 0 | 349.5785 | 16317084.8312 | 1019330.9419 | 16489426.865 | 13691675.9222 | 0 | 488239.2471 | 0 | 18722245.5449 | 48711442.4471 | 33246560.3902 | 148686006.1895 | 961560.8286 | 29349065.1606 | 29349065.1606 | 1478867.319 | 12621347.1341 | 0 | 178996632.1788 | 222445911.7926 | 1000000 | 68.6472 | 2607.488 | 3240.4244 | 53.1572 | 66.0604
1 | 7000 | 707 | 0.03 | 15 | 15 | 7 | 1.3335e-09 | 5spot_SharedNeighbor | Water | Porous | Wet | R245fa | MinimizeLCOE_Brownfield | IgnoreSilica | 2019 | 208.7808 | 134.2386 | 17.1866 | 4 | 2604.6782 | 3236.7023 | 53.0999 | 65.9846 | 203.9413 | 0 | 196.3668 | 16326526.886 | 1019908.2985 | 16500101.2786 | 13705368.7906 | 0 | 474905.0726 | 0 | 18730456.0272 | 48732804.438 | 33261140.3879 | 148751211.1794 | 961560.8286 | 29349065.1606 | 29349065.1606 | 1478867.319 | 12621347.1341 | 0 | 179061837.1687 | 222511116.7825 | 1333521.4322 | 68.7462 | 2604.6782 | 3236.7023 | 53.0999 | 65.9846
1 | 7000 | 707 | 0.03 | 15 | 15 | 7 | 1.7783e-09 | 5spot_SharedNeighbor | Water | Porous | Wet | R245fa | MinimizeLCOE_Brownfield | IgnoreSilica | 2019 | 208.9512 | 134.3228 | 17.2055 | 4 | 2602.5661 | 3233.8961 | 53.0568 | 65.9273 | 203.9235 | 0 | 209.5774 | 16333853.3374 | 1020356.2854 | 16508384.4448 | 13715999.6631 | 0 | 464850.9713 | 0 | 18736943.4338 | 48749683.3391 | 33272660.5848 | 148802732.0597 | 961560.8286 | 29349065.1606 | 29349065.1606 | 1478867.319 | 12621347.1341 | 0 | 179113358.0489 | 222562637.6627 | 1778279.41 | 68.8218 | 2602.5661 | 3233.8961 | 53.0568 | 65.9273
1 | 7000 | 707 | 0.03 | 15 | 15 | 7 | 2.3714e-09 | 5spot_SharedNeighbor | Water | Porous | Wet | R245fa | MinimizeLCOE_Brownfield | IgnoreSilica | 2019 | 209.0561 | 134.3745 | 17.2184 | 4 | 2600.9794 | 3231.8331 | 53.0245 | 65.8853 | 203.9124 | 0 | 276.6432 | 16338344.8898 | 1020630.9255 | 16513462.728 | 13722536.1479 | 0 | 456840.6888 | 0 | 18740207.9982 | 48758177.0662 | 33278457.728 | 148828658.1725 | 961560.8286 | 29349065.1606 | 29349065.1606 | 1478867.319 | 12621347.1341 | 0 | 179139284.1617 | 222588563.7755 | 2371373.7057 | 68.8738 | 2600.9794 | 3231.8331 | 53.0245 | 65.8853
1 | 7000 | 707 | 0.03 | 15 | 15 | 7 | 3.1623e-09 | 5spot_SharedNeighbor | Water | Porous | Wet | R245fa | MinimizeLCOE_Brownfield | IgnoreSilica | 2019 | 209.1487 | 134.4202 | 17.2289 | 4 | 2599.7878 | 3230.258 | 53.0002 | 65.8532 | 203.9027 | 0 | 316.816 | 16342320.1241 | 1020873.9931 | 16517957.378 | 13728312.9472 | 0 | 451014.7817 | 0 | 18743586.8974 | 48766968.2686 | 33284457.9043 | 148855492.2943 | 961560.8286 | 29349065.1606 | 29349065.1606 | 1478867.319 | 12621347.1341 | 0 | 179166118.2835 | 222615397.8973 | 3162277.6602 | 68.9157 | 2599.7878 | 3230.258 | 53.0002 | 65.8532
1 | 7000 | 707 | 0.03 | 15 | 15 | 7 | 4.217e-09 | 5spot_SharedNeighbor | Water | Porous | Wet | R245fa | MinimizeLCOE_Brownfield | IgnoreSilica | 2019 | 209.205 | 134.4479 | 17.2361 | 4 | 2598.8932 | 3229.101 | 52.982 | 65.8296 | 203.8967 | 0 | 343.675 | 16344729.2464 | 1021021.2993 | 16520681.3434 | 13731823.9433 | 0 | 446396.3326 | 0 | 18745214.3444 | 48771202.5519 | 33287347.8896 | 148868416.9509 | 961560.8286 | 29349065.1606 | 29349065.1606 | 1478867.319 | 12621347.1341 | 0 | 179179042.9401 | 222628322.5539 | 4216965.0343 | 68.9444 | 2598.8932 | 3229.101 | 52.982 | 65.8296
1 | 7000 | 707 | 0.03 | 15 | 15 | 7 | 5.6234e-09 | 5spot_SharedNeighbor | Water | Porous | Wet | R245fa | MinimizeLCOE_Brownfield | IgnoreSilica | 2019 | 209.2413 | 134.4657 | 17.2412 | 4 | 2598.2217 | 3228.2441 | 52.9683 | 65.8121 | 203.8929 | 0 | 331.8906 | 16346277.4403 | 1021115.9635 | 16522431.8913 | 13734085.6887 | 0 | 442815.7373 | 0 | 18746023.4213 | 48773307.604 | 33288784.631 | 148874842.3775 | 961560.8286 | 29349065.1606 | 29349065.1606 | 1478867.319 | 12621347.1341 | 0 | 179185468.3668 | 222634747.9806 | 5623413.2519 | 68.9647 | 2598.2217 | 3228.2441 | 52.9683 | 65.8121
1 | 7000 | 707 | 0.03 | 15 | 15 | 7 | 7.4989e-09 | 5spot_SharedNeighbor | Water | Porous | Wet | R245fa | MinimizeLCOE_Brownfield | IgnoreSilica | 2019 | 209.2802 | 134.4849 | 17.2456 | 4 | 2597.7179 | 3227.5791 | 52.958 | 65.7986 | 203.8888 | 0 | 261.6377 | 16347945.5891 | 1021217.9622 | 16524318.0937 | 13736511.8014 | 0 | 440316.4966 | 0 | 18747420.8777 | 48776943.4991 | 33291266.2041 | 148885940.5239 | 961560.8286 | 29349065.1606 | 29349065.1606 | 1478867.319 | 12621347.1341 | 0 | 179196566.5132 | 222645846.1269 | 7498942.0933 | 68.9823 | 2597.7179 | 3227.5791 | 52.958 | 65.7986
1 | 7000 | 707 | 0.03 | 15 | 15 | 7 | 1e-08 | 5spot_SharedNeighbor | Water | Porous | Wet | R245fa | MinimizeLCOE_Brownfield | IgnoreSilica | 2019 | 209.2996 | 134.4944 | 17.2484 | 4 | 2597.3399 | 3227.0987 | 52.9503 | 65.7888 | 203.8867 | 0 | 303.1318 | 16348774.1221 | 1021268.6226 | 16525254.9372 | 13737723.5331 | 0 | 438273.3962 | 0 | 18747804.8983 | 48777942.6419 | 33291948.1396 | 148888990.2908 | 961560.8286 | 29349065.1606 | 29349065.1606 | 1478867.319 | 12621347.1341 | 0 | 179199616.2801 | 222648895.8939 | 10000000 | 68.9935 | 2597.3399 | 3227.0987 | 52.9503 | 65.7888

## Water (R600a)
Time [year] | Depth [m] | Res Length [m] | Temp Gradient [C/m] | Temp Surface Air [C] | Temp Surface Rock [C] | dT Approach [C] | Transmissivity [m^3] | Config Number [-] | Fluid | Reservoir | Cooling Wet/Dry | orcFluid | Method | Silica? | CostYear | mass flow [kg/s] | Reservoir Heat [MWth] | Electric Power I-P Pair [MWe] | N_IP_Multiplier | SpCC (Brownfield) [$/kWe] | SpCC (Greenfield) [$/kWe] | LCOE (Brownfield) [$/MWh] | LCOE (Greenfield) [$/MWh] | Temp Production [C] | dP Surface [Mpa] | SolveTime [s] | C_T_G_N | C_pump_orc_N | C_coolingTowers_N | C_heatExchanger_N | C_recuperator_N | C_pump_prod_N | C_pump_inj_N | C_plant_otherEquipment_N | C_plant_installation_N | C_plant_indirectContingency_N | C_surfacePlant_N | C_gatheringSystem_N | C_wells_production_N | C_wells_injection_N | C_wellfield_N | C_exploration_N | C_stimulation_N | CapitalCost_N (Brownfield) | CapitalCost_N (Greenfield) | Trans [mD-m] | Electric Power 5-spot [MW] | Sp CC (Brownfield) [$/kWe] | Sp CC (Greenfield) [$/kWe] | LCOE (Brownfield) [$/MWh] | LCOE (Greenfield) [$/MWh]
1 | 1000 | 707 | 0.03 | 15 | 15 | 7 | 1e-13 | 5spot_SharedNeighbor | Water | Porous | Wet | R600a | MinimizeLCOE_Brownfield | IgnoreSilica | 2019 | 0 | 0 | 0 | 0 |  |  |  |  | 15 |  | 13.5099 | [19 empty] | 100 | 0
1 | 1000 | 707 | 0.03 | 15 | 15 | 7 | 1.3335e-13 | 5spot_SharedNeighbor | Water | Porous | Wet | R600a | MinimizeLCOE_Brownfield | IgnoreSilica | 2019 | 0 | 0 | 0 | 0 |  |  |  |  | 15 |  | 17.0336 | [19 empty] | 133.3521 | 0
1 | 1000 | 707 | 0.03 | 15 | 15 | 7 | 1.7783e-13 | 5spot_SharedNeighbor | Water | Porous | Wet | R600a | MinimizeLCOE_Brownfield | IgnoreSilica | 2019 | 0 | 0 | 0 | 0 |  |  |  |  | 15 |  | 20.1048 | [19 empty] | 177.8279 | 0
1 | 1000 | 707 | 0.03 | 15 | 15 | 7 | 2.3714e-13 | 5spot_SharedNeighbor | Water | Porous | Wet | R600a | MinimizeLCOE_Brownfield | IgnoreSilica | 2019 | 0 | 0 | 0 | 0 |  |  |  |  | 15 |  | 24.0406 | [19 empty] | 237.1374 | 0
1 | 1000 | 707 | 0.03 | 15 | 15 | 7 | 3.1623e-13 | 5spot_SharedNeighbor | Water | Porous | Wet | R600a | MinimizeLCOE_Brownfield | IgnoreSilica | 2019 | 0 | 0 | 0 | 0 |  |  |  |  | 15 |  | 23.4858 | [19 empty] | 316.2278 | 0
1 | 1000 | 707 | 0.03 | 15 | 15 | 7 | 4.217e-13 | 5spot_SharedNeighbor | Water | Porous | Wet | R600a | MinimizeLCOE_Brownfield | IgnoreSilica | 2019 | 0 | 0 | 0 | 0 |  |  |  |  | 15 |  | 23.2816 | [19 empty] | 421.6965 | 0
1 | 1000 | 707 | 0.03 | 15 | 15 | 7 | 5.6234e-13 | 5spot_SharedNeighbor | Water | Porous | Wet | R600a | MinimizeLCOE_Brownfield | IgnoreSilica | 2019 | 0 | 0 | 0 | 0 |  |  |  |  | 15 |  | 22.0668 | [19 empty] | 562.3413 | 0
1 | 1000 | 707 | 0.03 | 15 | 15 | 7 | 7.4989e-13 | 5spot_SharedNeighbor | Water | Porous | Wet | R600a | MinimizeLCOE_Brownfield | IgnoreSilica | 2019 | 0 | 0 | 0 | 0 |  |  |  |  | 15 |  | 24.3895 | [19 empty] | 749.8942 | 0
1 | 1000 | 707 | 0.03 | 15 | 15 | 7 | 1e-12 | 5spot_SharedNeighbor | Water | Porous | Wet | R600a | MinimizeLCOE_Brownfield | IgnoreSilica | 2019 | 0 | 0 | 0 | 0 |  |  |  |  | 15 |  | 26.5984 | [19 empty] | 1000 | 0
1 | 1000 | 707 | 0.03 | 15 | 15 | 7 | 1.3335e-12 | 5spot_SharedNeighbor | Water | Porous | Wet | R600a | MinimizeLCOE_Brownfield | IgnoreSilica | 2019 | 0 | 0 | 0 | 0 |  |  |  |  | 15 |  | 24.8491 | [19 empty] | 1333.5214 | 0
1 | 1000 | 707 | 0.03 | 15 | 15 | 7 | 1.7783e-12 | 5spot_SharedNeighbor | Water | Porous | Wet | R600a | MinimizeLCOE_Brownfield | IgnoreSilica | 2019 | 0 | 0 | 0 | 0 |  |  |  |  | 15 |  | 27.9346 | [19 empty] | 1778.2794 | 0
1 | 1000 | 707 | 0.03 | 15 | 15 | 7 | 2.3714e-12 | 5spot_SharedNeighbor | Water | Porous | Wet | R600a | MinimizeLCOE_Brownfield | IgnoreSilica | 2019 | 0 | 0 | 0 | 0 |  |  |  |  | 15 |  | 29.119 | [19 empty] | 2371.3737 | 0
1 | 1000 | 707 | 0.03 | 15 | 15 | 7 | 3.1623e-12 | 5spot_SharedNeighbor | Water | Porous | Wet | R600a | MinimizeLCOE_Brownfield | IgnoreSilica | 2019 | 0 | 0 | 0 | 0 |  |  |  |  | 15 |  | 33.3135 | [19 empty] | 3162.2777 | 0
1 | 1000 | 707 | 0.03 | 15 | 15 | 7 | 4.217e-12 | 5spot_SharedNeighbor | Water | Porous | Wet | R600a | MinimizeLCOE_Brownfield | IgnoreSilica | 2019 | 0 | 0 | 0 | 0 |  |  |  |  | 15 |  | 37.1014 | [19 empty] | 4216.965 | 0
1 | 1000 | 707 | 0.03 | 15 | 15 | 7 | 5.6234e-12 | 5spot_SharedNeighbor | Water | Porous | Wet | R600a | MinimizeLCOE_Brownfield | IgnoreSilica | 2019 | 0 | 0 | 0 | 0 |  |  |  |  | 15 |  | 38.608 | [19 empty] | 5623.4133 | 0
1 | 1000 | 707 | 0.03 | 15 | 15 | 7 | 7.4989e-12 | 5spot_SharedNeighbor | Water | Porous | Wet | R600a | MinimizeLCOE_Brownfield | IgnoreSilica | 2019 | 0 | 0 | 0 | 0 |  |  |  |  | 15 |  | 36.9452 | [19 empty] | 7498.9421 | 0
1 | 1000 | 707 | 0.03 | 15 | 15 | 7 | 1e-11 | 5spot_SharedNeighbor | Water | Porous | Wet | R600a | MinimizeLCOE_Brownfield | IgnoreSilica | 2019 | 0 | 0 | 0 | 0 |  |  |  |  | 15 |  | 35.899 | [19 empty] | 10000 | 0
1 | 1000 | 707 | 0.03 | 15 | 15 | 7 | 1.3335e-11 | 5spot_SharedNeighbor | Water | Porous | Wet | R600a | MinimizeLCOE_Brownfield | IgnoreSilica | 2019 | 0 | 0 | 0 | 0 |  |  |  |  | 15 |  | 37.0474 | [19 empty] | 13335.2143 | 0
1 | 1000 | 707 | 0.03 | 15 | 15 | 7 | 1.7783e-11 | 5spot_SharedNeighbor | Water | Porous | Wet | R600a | MinimizeLCOE_Brownfield | IgnoreSilica | 2019 | 0 | 0 | 0 | 0 |  |  |  |  | 15 |  | 34.6528 | [19 empty] | 17782.7941 | 0
1 | 1000 | 707 | 0.03 | 15 | 15 | 7 | 2.3714e-11 | 5spot_SharedNeighbor | Water | Porous | Wet | R600a | MinimizeLCOE_Brownfield | IgnoreSilica | 2019 | 0 | 0 | 0 | 0 |  |  |  |  | 15 |  | 34.7228 | [19 empty] | 23713.7371 | 0
1 | 1000 | 707 | 0.03 | 15 | 15 | 7 | 3.1623e-11 | 5spot_SharedNeighbor | Water | Porous | Wet | R600a | MinimizeLCOE_Brownfield | IgnoreSilica | 2019 | 0 | 0 | 0 | 0 |  |  |  |  | 15 |  | 33.3321 | [19 empty] | 31622.7766 | 0
1 | 1000 | 707 | 0.03 | 15 | 15 | 7 | 4.217e-11 | 5spot_SharedNeighbor | Water | Porous | Wet | R600a | MinimizeLCOE_Brownfield | IgnoreSilica | 2019 | 0 | 0 | 0 | 0 |  |  |  |  | 15 |  | 33.2792 | [19 empty] | 42169.6503 | 0
1 | 1000 | 707 | 0.03 | 15 | 15 | 7 | 5.6234e-11 | 5spot_SharedNeighbor | Water | Porous | Wet | R600a | MinimizeLCOE_Brownfield | IgnoreSilica | 2019 | 0 | 0 | 0 | 0 |  |  |  |  | 15 |  | 32.5918 | [19 empty] | 56234.1325 | 0
1 | 1000 | 707 | 0.03 | 15 | 15 | 7 | 7.4989e-11 | 5spot_SharedNeighbor | Water | Porous | Wet | R600a | MinimizeLCOE_Brownfield | IgnoreSilica | 2019 | 0 | 0 | 0 | 0 |  |  |  |  | 15 |  | 32.0828 | [19 empty] | 74989.4209 | 0
1 | 1000 | 707 | 0.03 | 15 | 15 | 7 | 1e-10 | 5spot_SharedNeighbor | Water | Porous | Wet | R600a | MinimizeLCOE_Brownfield | IgnoreSilica | 2019 | 0 | 0 | 0 | 0 |  |  |  |  | 15 |  | 32.2707 | [19 empty] | 100000 | 0
1 | 1000 | 707 | 0.03 | 15 | 15 | 7 | 1.3335e-10 | 5spot_SharedNeighbor | Water | Porous | Wet | R600a | MinimizeLCOE_Brownfield | IgnoreSilica | 2019 | 0 | 0 | 0 | 0 |  |  |  |  | 15 |  | 31.411 | [19 empty] | 133352.1432 | 0
1 | 1000 | 707 | 0.03 | 15 | 15 | 7 | 1.7783e-10 | 5spot_SharedNeighbor | Water | Porous | Wet | R600a | MinimizeLCOE_Brownfield | IgnoreSilica | 2019 | 0 | 0 | 0 | 0 |  |  |  |  | 15 |  | 33.0411 | [19 empty] | 177827.941 | 0
1 | 1000 | 707 | 0.03 | 15 | 15 | 7 | 2.3714e-10 | 5spot_SharedNeighbor | Water | Porous | Wet | R600a | MinimizeLCOE_Brownfield | IgnoreSilica | 2019 | 0 | 0 | 0 | 0 |  |  |  |  | 15 |  | 31.1732 | [19 empty] | 237137.3706 | 0
1 | 1000 | 707 | 0.03 | 15 | 15 | 7 | 3.1623e-10 | 5spot_SharedNeighbor | Water | Porous | Wet | R600a | MinimizeLCOE_Brownfield | IgnoreSilica | 2019 | 0 | 0 | 0 | 0 |  |  |  |  | 15 |  | 31.249 | [19 empty] | 316227.766 | 0
1 | 1000 | 707 | 0.03 | 15 | 15 | 7 | 4.217e-10 | 5spot_SharedNeighbor | Water | Porous | Wet | R600a | MinimizeLCOE_Brownfield | IgnoreSilica | 2019 | 0 | 0 | 0 | 0 |  |  |  |  | 15 |  | 30.9527 | [19 empty] | 421696.5034 | 0
1 | 1000 | 707 | 0.03 | 15 | 15 | 7 | 5.6234e-10 | 5spot_SharedNeighbor | Water | Porous | Wet | R600a | MinimizeLCOE_Brownfield | IgnoreSilica | 2019 | 3.7 | 0.10536 | 1.3734e-05 | 4 | 83401470.978 | 205200936.6962 | 1700251.7947 | 4183298.6494 | 43.8242 | 0 | 34.518 | 31857.5802 | 1411.4212 | 60047.8247 | 70385.3437 | 0 | 6419.493 | 0 | 66347.4485 | 172622.4513 | 117818.3701 | 526909.9328 | 961560.8286 | 3093179.1987 | 3093179.1987 | 1478867.319 | 2118992.7493 | 0 | 4581649.9601 | 11272689.2271 | 562341.3252 | 5.4935e-05 | 83401470.978 | 205200936.6962 | 1700251.7947 | 4183298.6494
1 | 1000 | 707 | 0.03 | 15 | 15 | 7 | 7.4989e-10 | 5spot_SharedNeighbor | Water | Porous | Wet | R600a | MinimizeLCOE_Brownfield | IgnoreSilica | 2019 | 4.7109 | 0.13575 | 5.8116e-05 | 4 | 20152707.3261 | 48936036.466 | 410840.1974 | 997627.2942 | 44.0057 | 0 | 49.5318 | 38133.6207 | 1698.8264 | 73530.3576 | 83524.6717 | 0 | 6520.1266 | 0 | 79328.9651 | 206397.6947 | 140870.6677 | 630004.9305 | 961560.8286 | 3093179.1987 | 3093179.1987 | 1478867.319 | 2118992.7493 | 0 | 4684744.9578 | 11375784.2249 | 749894.2093 | 0.00023246 | 20152707.3261 | 48936036.466 | 410840.1974 | 997627.2942
1 | 1000 | 707 | 0.03 | 15 | 15 | 7 | 1e-09 | 5spot_SharedNeighbor | Water | Porous | Wet | R600a | MinimizeLCOE_Brownfield | IgnoreSilica | 2019 | 5.9406 | 0.17267 | 0.00011452 | 4 | 10489816.3875 | 25095912.7496 | 213849.0956 | 511614.1261 | 44.1426 | 0 | 94.3071 | 45186.8306 | 2022.6324 | 89126.2633 | 99493.9275 | 0 | 6525.4382 | 0 | 94518.4859 | 245917.7119 | 167843.8915 | 750635.1813 | 961560.8286 | 3093179.1987 | 3093179.1987 | 1478867.319 | 2118992.7493 | 0 | 4805375.2086 | 11496414.4757 | 1000000 | 0.0004581 | 10489816.3875 | 25095912.7496 | 213849.0956 | 511614.1261
1 | 1000 | 707 | 0.03 | 15 | 15 | 7 | 1.3335e-09 | 5spot_SharedNeighbor | Water | Porous | Wet | R600a | MinimizeLCOE_Brownfield | IgnoreSilica | 2019 | 7.1392 | 0.2086 | 0.00017992 | 4 | 6829927.4665 | 16126942.8652 | 139237.3096 | 328769.5436 | 44.2256 | 0 | 82.6423 | 51591.628 | 2317.1646 | 103666.8037 | 115037.47 | 0 | 5291.876 | 0 | 108382.9275 | 281990.1449 | 192464.0682 | 860742.0828 | 961560.8286 | 3093179.1987 | 3093179.1987 | 1478867.319 | 2118992.7493 | 0 | 4915482.1102 | 11606521.3772 | 1333521.4322 | 0.0007197 | 6829927.4665 | 16126942.8652 | 139237.3096 | 328769.5436
1 | 1000 | 707 | 0.03 | 15 | 15 | 7 | 1.7783e-09 | 5spot_SharedNeighbor | Water | Porous | Wet | R600a | MinimizeLCOE_Brownfield | IgnoreSilica | 2019 | 9.4561 | 0.27835 | 0.00026849 | 4 | 4782233.4315 | 11012554.0844 | 97492.297 | 224505.8106 | 44.3435 | 0 | 82.2768 | 63154.7797 | 2850.2154 | 130558.7413 | 145172.3626 | 0 | 7324.4781 | 0 | 136133.6251 | 354191.7676 | 241743.1593 | 1081129.129 | 961560.8286 | 3093179.1987 | 3093179.1987 | 1478867.319 | 2118992.7493 | 0 | 5135869.1563 | 11826908.4234 | 1778279.41 | 0.0010739 | 4782233.4315 | 11012554.0844 | 97492.297 | 224505.8106
1 | 1000 | 707 | 0.03 | 15 | 15 | 7 | 2.3714e-09 | 5spot_SharedNeighbor | Water | Porous | Wet | R600a | MinimizeLCOE_Brownfield | IgnoreSilica | 2019 | 10.6741 | 0.31497 | 0.0003578 | 4 | 3649134.4138 | 8324225.6653 | 74392.5408 | 169700.5995 | 44.3827 | 0 | 73.3237 | 68850.4802 | 3113.1215 | 144123.8911 | 161001.1426 | 0 | 0 | 0 | 147064.5678 | 382631.8383 | 261154.0919 | 1167939.1333 | 961560.8286 | 3093179.1987 | 3093179.1987 | 1478867.319 | 2118992.7493 | 0 | 5222679.1606 | 11913718.4277 | 2371373.7057 | 0.0014312 | 3649134.4138 | 8324225.6653 | 74392.5408 | 169700.5995
1 | 1000 | 707 | 0.03 | 15 | 15 | 7 | 3.1623e-09 | 5spot_SharedNeighbor | Water | Porous | Wet | R600a | MinimizeLCOE_Brownfield | IgnoreSilica | 2019 | 12.7204 | 0.37649 | 0.00045486 | 4 | 2969608.3608 | 6647118.03 | 60539.4831 | 135510.4919 | 44.4312 | 0 | 79.5257 | 77973.5188 | 3534.6273 | 166226.1454 | 187589.8619 | 0 | 0 | 0 | 169776.4199 | 441723.4185 | 301485.3097 | 1348309.3015 | 961560.8286 | 3093179.1987 | 3093179.1987 | 1478867.319 | 2118992.7493 | 0 | 5403049.3288 | 12094088.5959 | 3162277.6602 | 0.0018194 | 2969608.3608 | 6647118.03 | 60539.4831 | 135510.4919
1 | 1000 | 707 | 0.03 | 15 | 15 | 7 | 4.217e-09 | 5spot_SharedNeighbor | Water | Porous | Wet | R600a | MinimizeLCOE_Brownfield | IgnoreSilica | 2019 | 14.7076 | 0.43623 | 0.00054932 | 4 | 2537090.1869 | 5582233.8307 | 51722.0151 | 113801.3872 | 44.4655 | 0 | 109.2595 | 86400.1871 | 3924.3312 | 187007.9647 | 213412.7799 | 0 | 0 | 0 | 191390.6525 | 497959.2183 | 339867.3985 | 1519962.5322 | 961560.8286 | 3093179.1987 | 3093179.1987 | 1478867.319 | 2118992.7493 | 0 | 5574702.5595 | 12265741.8266 | 4216965.0343 | 0.0021973 | 2537090.1869 | 5582233.8307 | 51722.0151 | 113801.3872
1 | 1000 | 707 | 0.03 | 15 | 15 | 7 | 5.6234e-09 | 5spot_SharedNeighbor | Water | Porous | Wet | R600a | MinimizeLCOE_Brownfield | IgnoreSilica | 2019 | 16.5519 | 0.49168 | 0.00063711 | 4 | 2248983.5663 | 4874517.2612 | 45848.572 | 99373.6276 | 44.4901 | 0 | 96.3568 | 93906.2438 | 4271.7066 | 205788.8799 | 237377.3988 | 0 | 0 | 0 | 211124.2494 | 549301.9894 | 374909.8948 | 1676680.3627 | 961560.8286 | 3093179.1987 | 3093179.1987 | 1478867.319 | 2118992.7493 | 0 | 5731420.3901 | 12422459.6571 | 5623413.2519 | 0.0025484 | 2248983.5663 | 4874517.2612 | 45848.572 | 99373.6276
1 | 1000 | 707 | 0.03 | 15 | 15 | 7 | 7.4989e-09 | 5spot_SharedNeighbor | Water | Porous | Wet | R600a | MinimizeLCOE_Brownfield | IgnoreSilica | 2019 | 18.172 | 0.5404 | 0.00071433 | 4 | 2053450.9261 | 4395183.8407 | 41862.3746 | 89601.7675 | 44.5076 | 0 | 83.7179 | 100287.4499 | 4567.179 | 221940.0914 | 258430.3315 | 0 | 0 | 0 | 228237.7702 | 593827.8602 | 405299.7165 | 1812590.3988 | 961560.8286 | 3093179.1987 | 3093179.1987 | 1478867.319 | 2118992.7493 | 0 | 5867330.4261 | 12558369.6932 | 7498942.0933 | 0.0028573 | 2053450.9261 | 4395183.8407 | 41862.3746 | 89601.7675
1 | 1000 | 707 | 0.03 | 15 | 15 | 7 | 1e-08 | 5spot_SharedNeighbor | Water | Porous | Wet | R600a | MinimizeLCOE_Brownfield | IgnoreSilica | 2019 | 19.5144 | 0.58076 | 0.00077836 | 4 | 1920321.0378 | 4069391.165 | 39148.3418 | 82960.0432 | 44.5199 | 0 | 93.0663 | 105442.1744 | 4805.9512 | 235103.5965 | 275875.6101 | 0 | 0 | 0 | 242278.6595 | 630359.3739 | 430233.2253 | 1924098.5908 | 961560.8286 | 3093179.1987 | 3093179.1987 | 1478867.319 | 2118992.7493 | 0 | 5978838.6182 | 12669877.8852 | 10000000 | 0.0031135 | 1920321.0378 | 4069391.165 | 39148.3418 | 82960.0432
1 | 1100 | 707 | 0.03 | 15 | 15 | 7 | 1e-13 | 5spot_SharedNeighbor | Water | Porous | Wet | R600a | MinimizeLCOE_Brownfield | IgnoreSilica | 2019 | 0 | 0 | 0 | 0 |  |  |  |  | 15 |  | 14.8891 | [19 empty] | 100 | 0
1 | 1100 | 707 | 0.03 | 15 | 15 | 7 | 1.3335e-13 | 5spot_SharedNeighbor | Water | Porous | Wet | R600a | MinimizeLCOE_Brownfield | IgnoreSilica | 2019 | 0 | 0 | 0 | 0 |  |  |  |  | 15 |  | 18.4096 | [19 empty] | 133.3521 | 0
1 | 1100 | 707 | 0.03 | 15 | 15 | 7 | 1.7783e-13 | 5spot_SharedNeighbor | Water | Porous | Wet | R600a | MinimizeLCOE_Brownfield | IgnoreSilica | 2019 | 0 | 0 | 0 | 0 |  |  |  |  | 15 |  | 21.8397 | [19 empty] | 177.8279 | 0
1 | 1100 | 707 | 0.03 | 15 | 15 | 7 | 2.3714e-13 | 5spot_SharedNeighbor | Water | Porous | Wet | R600a | MinimizeLCOE_Brownfield | IgnoreSilica | 2019 | 0 | 0 | 0 | 0 |  |  |  |  | 15 |  | 25.3919 | [19 empty] | 237.1374 | 0
1 | 1100 | 707 | 0.03 | 15 | 15 | 7 | 3.1623e-13 | 5spot_SharedNeighbor | Water | Porous | Wet | R600a | MinimizeLCOE_Brownfield | IgnoreSilica | 2019 | 0 | 0 | 0 | 0 |  |  |  |  | 15 |  | 23.5742 | [19 empty] | 316.2278 | 0
1 | 1100 | 707 | 0.03 | 15 | 15 | 7 | 4.217e-13 | 5spot_SharedNeighbor | Water | Porous | Wet | R600a | MinimizeLCOE_Brownfield | IgnoreSilica | 2019 | 0 | 0 | 0 | 0 |  |  |  |  | 15 |  | 23.1714 | [19 empty] | 421.6965 | 0
1 | 1100 | 707 | 0.03 | 15 | 15 | 7 | 5.6234e-13 | 5spot_SharedNeighbor | Water | Porous | Wet | R600a | MinimizeLCOE_Brownfield | IgnoreSilica | 2019 | 0 | 0 | 0 | 0 |  |  |  |  | 15 |  | 23.8835 | [19 empty] | 562.3413 | 0
1 | 1100 | 707 | 0.03 | 15 | 15 | 7 | 7.4989e-13 | 5spot_SharedNeighbor | Water | Porous | Wet | R600a | MinimizeLCOE_Brownfield | IgnoreSilica | 2019 | 0 | 0 | 0 | 0 |  |  |  |  | 15 |  | 24.5992 | [19 empty] | 749.8942 | 0
1 | 1100 | 707 | 0.03 | 15 | 15 | 7 | 1e-12 | 5spot_SharedNeighbor | Water | Porous | Wet | R600a | MinimizeLCOE_Brownfield | IgnoreSilica | 2019 | 0 | 0 | 0 | 0 |  |  |  |  | 15 |  | 24.6852 | [19 empty] | 1000 | 0
1 | 1100 | 707 | 0.03 | 15 | 15 | 7 | 1.3335e-12 | 5spot_SharedNeighbor | Water | Porous | Wet | R600a | MinimizeLCOE_Brownfield | IgnoreSilica | 2019 | 0 | 0 | 0 | 0 |  |  |  |  | 15 |  | 26.865 | [19 empty] | 1333.5214 | 0
1 | 1100 | 707 | 0.03 | 15 | 15 | 7 | 1.7783e-12 | 5spot_SharedNeighbor | Water | Porous | Wet | R600a | MinimizeLCOE_Brownfield | IgnoreSilica | 2019 | 0 | 0 | 0 | 0 |  |  |  |  | 15 |  | 28.3521 | [19 empty] | 1778.2794 | 0
1 | 1100 | 707 | 0.03 | 15 | 15 | 7 | 2.3714e-12 | 5spot_SharedNeighbor | Water | Porous | Wet | R600a | MinimizeLCOE_Brownfield | IgnoreSilica | 2019 | 0 | 0 | 0 | 0 |  |  |  |  | 15 |  | 31.511 | [19 empty] | 2371.3737 | 0
1 | 1100 | 707 | 0.03 | 15 | 15 | 7 | 3.1623e-12 | 5spot_SharedNeighbor | Water | Porous | Wet | R600a | MinimizeLCOE_Brownfield | IgnoreSilica | 2019 | 0 | 0 | 0 | 0 |  |  |  |  | 15 |  | 33.8487 | [19 empty] | 3162.2777 | 0
1 | 1100 | 707 | 0.03 | 15 | 15 | 7 | 4.217e-12 | 5spot_SharedNeighbor | Water | Porous | Wet | R600a | MinimizeLCOE_Brownfield | IgnoreSilica | 2019 | 0 | 0 | 0 | 0 |  |  |  |  | 15 |  | 39.4381 | [19 empty] | 4216.965 | 0
1 | 1100 | 707 | 0.03 | 15 | 15 | 7 | 5.6234e-12 | 5spot_SharedNeighbor | Water | Porous | Wet | R600a | MinimizeLCOE_Brownfield | IgnoreSilica | 2019 | 0 | 0 | 0 | 0 |  |  |  |  | 15 |  | 38.243 | [19 empty] | 5623.4133 | 0
1 | 1100 | 707 | 0.03 | 15 | 15 | 7 | 7.4989e-12 | 5spot_SharedNeighbor | Water | Porous | Wet | R600a | MinimizeLCOE_Brownfield | IgnoreSilica | 2019 | 0 | 0 | 0 | 0 |  |  |  |  | 15 |  | 37.7815 | [19 empty] | 7498.9421 | 0
1 | 1100 | 707 | 0.03 | 15 | 15 | 7 | 1e-11 | 5spot_SharedNeighbor | Water | Porous | Wet | R600a | MinimizeLCOE_Brownfield | IgnoreSilica | 2019 | 0 | 0 | 0 | 0 |  |  |  |  | 15 |  | 36.7109 | [19 empty] | 10000 | 0
1 | 1100 | 707 | 0.03 | 15 | 15 | 7 | 1.3335e-11 | 5spot_SharedNeighbor | Water | Porous | Wet | R600a | MinimizeLCOE_Brownfield | IgnoreSilica | 2019 | 0 | 0 | 0 | 0 |  |  |  |  | 15 |  | 36.4118 | [19 empty] | 13335.2143 | 0
1 | 1100 | 707 | 0.03 | 15 | 15 | 7 | 1.7783e-11 | 5spot_SharedNeighbor | Water | Porous | Wet | R600a | MinimizeLCOE_Brownfield | IgnoreSilica | 2019 | 0 | 0 | 0 | 0 |  |  |  |  | 15 |  | 34.9169 | [19 empty] | 17782.7941 | 0
1 | 1100 | 707 | 0.03 | 15 | 15 | 7 | 2.3714e-11 | 5spot_SharedNeighbor | Water | Porous | Wet | R600a | MinimizeLCOE_Brownfield | IgnoreSilica | 2019 | 0 | 0 | 0 | 0 |  |  |  |  | 15 |  | 34.6097 | [19 empty] | 23713.7371 | 0
1 | 1100 | 707 | 0.03 | 15 | 15 | 7 | 3.1623e-11 | 5spot_SharedNeighbor | Water | Porous | Wet | R600a | MinimizeLCOE_Brownfield | IgnoreSilica | 2019 | 0 | 0 | 0 | 0 |  |  |  |  | 15 |  | 34.0009 | [19 empty] | 31622.7766 | 0
1 | 1100 | 707 | 0.03 | 15 | 15 | 7 | 4.217e-11 | 5spot_SharedNeighbor | Water | Porous | Wet | R600a | MinimizeLCOE_Brownfield | IgnoreSilica | 2019 | 0 | 0 | 0 | 0 |  |  |  |  | 15 |  | 34.4702 | [19 empty] | 42169.6503 | 0
1 | 1100 | 707 | 0.03 | 15 | 15 | 7 | 5.6234e-11 | 5spot_SharedNeighbor | Water | Porous | Wet | R600a | MinimizeLCOE_Brownfield | IgnoreSilica | 2019 | 0 | 0 | 0 | 0 |  |  |  |  | 15 |  | 32.2947 | [19 empty] | 56234.1325 | 0
1 | 1100 | 707 | 0.03 | 15 | 15 | 7 | 7.4989e-11 | 5spot_SharedNeighbor | Water | Porous | Wet | R600a | MinimizeLCOE_Brownfield | IgnoreSilica | 2019 | 1.6 | 0.049915 | 2.8521e-06 | 4 | 408511700.5373 | 1027496370.7424 | 8328063.5684 | 20946903.3093 | 45.2984 | 0 | 36.4478 | 20194.1325 | 891.2909 | 32984.3054 | 45398.9181 | 0 | 10635.1336 | 0 | 42940.4745 | 111722.3062 | 76252.7697 | 341019.331 | 961560.8286 | 3357904.6176 | 3357904.6176 | 1478867.319 | 2224882.9169 | 0 | 4660484.7772 | 11722139.6308 | 74989.4209 | 1.1408e-05 | 408511700.5373 | 1027496370.7424 | 8328063.5684 | 20946903.3093
1 | 1100 | 707 | 0.03 | 15 | 15 | 7 | 1e-10 | 5spot_SharedNeighbor | Water | Porous | Wet | R600a | MinimizeLCOE_Brownfield | IgnoreSilica | 2019 | 1.6 | 0.049915 | 5.0574e-05 | 4 | 23015971.6564 | 57923279.1866 | 469211.7136 | 1180844.3933 | 45.2984 | 0 | 35.7961 | 20194.1704 | 891.2928 | 32984.3438 | 45398.9397 | 0 | 9209.4699 | 0 | 42384.5045 | 110275.7864 | 75265.4901 | 336603.9976 | 961560.8286 | 3357904.6176 | 3357904.6176 | 1478867.319 | 2224882.9169 | 0 | 4656069.4438 | 11717724.2974 | 100000 | 0.0002023 | 23015971.6564 | 57923279.1866 | 469211.7136 | 1180844.3933
1 | 1100 | 707 | 0.03 | 15 | 15 | 7 | 1.3335e-10 | 5spot_SharedNeighbor | Water | Porous | Wet | R600a | MinimizeLCOE_Brownfield | IgnoreSilica | 2019 | 2.8667 | 0.094758 | 0.00015172 | 4 | 7962009.6596 | 19597897.037 | 162316.3363 | 399529.6392 | 46.301 | 0 | 69.0867 | 32321.143 | 1453.8389 | 55027.7278 | 63806.1531 | 0 | 12881.3569 | 0 | 64541.1857 | 167922.9259 | 114610.8474 | 512565.1788 | 961560.8286 | 3357904.6176 | 3357904.6176 | 1478867.319 | 2224882.9169 | 0 | 4832030.625 | 11893685.4786 | 133352.1432 | 0.00060689 | 7962009.6596 | 19597897.037 | 162316.3363 | 399529.6392
1 | 1100 | 707 | 0.03 | 15 | 15 | 7 | 1.7783e-10 | 5spot_SharedNeighbor | Water | Porous | Wet | R600a | MinimizeLCOE_Brownfield | IgnoreSilica | 2019 | 3.805 | 0.12806 | 0.00026981 | 4 | 4586554.0513 | 11129814.5993 | 93503.1081 | 226896.3248 | 46.6225 | 0 | 85.7418 | 40121.2323 | 1817.753 | 69995.1201 | 77451.7123 | 0 | 14169.1951 | 0 | 79386.455 | 206547.2714 | 140972.7569 | 630461.4961 | 961560.8286 | 3357904.6176 | 3357904.6176 | 1478867.319 | 2224882.9169 | 0 | 4949926.9423 | 12011581.7959 | 177827.941 | 0.0010792 | 4586554.0513 | 11129814.5993 | 93503.1081 | 226896.3248
1 | 1100 | 707 | 0.03 | 15 | 15 | 7 | 2.3714e-10 | 5spot_SharedNeighbor | Water | Porous | Wet | R600a | MinimizeLCOE_Brownfield | IgnoreSilica | 2019 | 4.9861 | 0.17 | 0.00042694 | 4 | 2981287.1853 | 7116313.5777 | 60777.5718 | 145075.6778 | 46.8575 | 0 | 69.0939 | 49075.6089 | 2236.7256 | 87781.0034 | 94631.2926 | 0 | 15487.6231 | 0 | 97192.779 | 252875.6739 | 172592.8435 | 771873.55 | 961560.8286 | 3357904.6176 | 3357904.6176 | 1478867.319 | 2224882.9169 | 0 | 5091338.9963 | 12152993.8498 | 237137.3706 | 0.0017078 | 2981287.1853 | 7116313.5777 | 60777.5718 | 145075.6778
1 | 1100 | 707 | 0.03 | 15 | 15 | 7 | 3.1623e-10 | 5spot_SharedNeighbor | Water | Porous | Wet | R600a | MinimizeLCOE_Brownfield | IgnoreSilica | 2019 | 6.4009 | 0.22022 | 0.00062974 | 4 | 2085478.3949 | 4888895.6144 | 42515.2979 | 99666.7498 | 47.0225 | 0 | 95.8543 | 58912.9255 | 2697.9974 | 107959.83 | 115202.0319 | 0 | 16700.986 | 0 | 117574.7706 | 305905.4352 | 208786.7453 | 933740.7219 | 961560.8286 | 3357904.6176 | 3357904.6176 | 1478867.319 | 2224882.9169 | 0 | 5253206.1681 | 12314861.0217 | 316227.766 | 0.0025189 | 2085478.3949 | 4888895.6144 | 42515.2979 | 99666.7498
1 | 1100 | 707 | 0.03 | 15 | 15 | 7 | 4.217e-10 | 5spot_SharedNeighbor | Water | Porous | Wet | R600a | MinimizeLCOE_Brownfield | IgnoreSilica | 2019 | 7.946 | 0.27492 | 0.00087598 | 4 | 1547477.4061 | 3562826.5047 | 31547.42 | 72633.0374 | 47.1223 | 0 | 104.2109 | 68817.9071 | 3162.9639 | 128912.3131 | 137623.7329 | 0 | 17539.4299 | 0 | 138861.9753 | 361290.3753 | 246588.1049 | 1102796.8024 | 961560.8286 | 3357904.6176 | 3357904.6176 | 1478867.319 | 2224882.9169 | 0 | 5422262.2487 | 12483917.1022 | 421696.5034 | 0.0035039 | 1547477.4061 | 3562826.5047 | 31547.42 | 72633.0374
1 | 1100 | 707 | 0.03 | 15 | 15 | 7 | 5.6234e-10 | 5spot_SharedNeighbor | Water | Porous | Wet | R600a | MinimizeLCOE_Brownfield | IgnoreSilica | 2019 | 10.489 | 0.36574 | 0.0012248 | 4 | 1162553.0324 | 2603886.4049 | 23700.216 | 53083.7464 | 47.2615 | 0 | 108.1685 | 84102.7871 | 3882.485 | 161960.6365 | 174744.9097 | 0 | 19682.1229 | 0 | 173305.4471 | 450905.2235 | 307752.0802 | 1376335.6919 | 961560.8286 | 3357904.6176 | 3357904.6176 | 1478867.319 | 2224882.9169 | 0 | 5695801.1382 | 12757455.9917 | 562341.3252 | 0.0048994 | 1162553.0324 | 2603886.4049 | 23700.216 | 53083.7464
1 | 1100 | 707 | 0.03 | 15 | 15 | 7 | 7.4989e-10 | 5spot_SharedNeighbor | Water | Porous | Wet | R600a | MinimizeLCOE_Brownfield | IgnoreSilica | 2019 | 12.9787 | 0.45434 | 0.0016206 | 4 | 918118.1611 | 2007466.7836 | 18717.0806 | 40924.9257 | 47.3326 | 0 | 74.7763 | 97868.2182 | 4531.0051 | 192641.3682 | 211000.1994 | 0 | 20940.7329 | 0 | 205522.7942 | 534728.1521 | 364962.9514 | 1632195.4213 | 961560.8286 | 3357904.6176 | 3357904.6176 | 1478867.319 | 2224882.9169 | 0 | 5951660.8676 | 13013315.7212 | 749894.2093 | 0.0064825 | 918118.1611 | 2007466.7836 | 18717.0806 | 40924.9257
1 | 1100 | 707 | 0.03 | 15 | 15 | 7 | 1e-09 | 5spot_SharedNeighbor | Water | Porous | Wet | R600a | MinimizeLCOE_Brownfield | IgnoreSilica | 2019 | 15.6434 | 0.54918 | 0.0020744 | 4 | 749314.5679 | 1600366.8947 | 15275.791 | 32625.6438 | 47.3838 | 0 | 116.1089 | 111710.4852 | 5183.74 | 224177.8325 | 249804.048 | 0 | 21929.5731 | 0 | 238994.2147 | 621813.9222 | 424400.7789 | 1898014.5946 | 961560.8286 | 3357904.6176 | 3357904.6176 | 1478867.319 | 2224882.9169 | 0 | 6217480.0408 | 13279134.8944 | 1000000 | 0.0082976 | 749314.5679 | 1600366.8947 | 15275.791 | 32625.6438
1 | 1100 | 707 | 0.03 | 15 | 15 | 7 | 1.3335e-09 | 5spot_SharedNeighbor | Water | Porous | Wet | R600a | MinimizeLCOE_Brownfield | IgnoreSilica | 2019 | 15.405 | 0.54069 | 0.0024743 | 4 | 624399.7697 | 1337908.5193 | 12729.2339 | 27275.0748 | 47.3799 | 0 | 432.3828 | 110503.9679 | 5126.827 | 221403.8764 | 246332.8603 | 0 | 17251.8351 | 0 | 234241.553 | 609448.4714 | 415961.1046 | 1860270.4957 | 961560.8286 | 3357904.6176 | 3357904.6176 | 1478867.319 | 2224882.9169 | 0 | 6179735.942 | 13241390.7955 | 1333521.4322 | 0.0098971 | 624399.7697 | 1337908.5193 | 12729.2339 | 27275.0748
1 | 1100 | 707 | 0.03 | 15 | 15 | 7 | 1.7783e-09 | 5spot_SharedNeighbor | Water | Porous | Wet | R600a | MinimizeLCOE_Brownfield | IgnoreSilica | 2019 | 19.605 | 0.69019 | 0.0031073 | 4 | 530376.3633 | 1098534.9843 | 10812.4396 | 22395.1215 | 47.4345 | 0 | 237.0325 | 131007.0773 | 6094.389 | 269138.6705 | 307498.9314 | 0 | 20005.4895 | 0 | 286160.3775 | 744530.6027 | 508157.4349 | 2272592.9729 | 961560.8286 | 3357904.6176 | 3357904.6176 | 1478867.319 | 2224882.9169 | 0 | 6592058.4191 | 13653713.2727 | 1778279.41 | 0.012429 | 530376.3633 | 1098534.9843 | 10812.4396 | 22395.1215
1 | 1100 | 707 | 0.03 | 15 | 15 | 7 | 2.3714e-09 | 5spot_SharedNeighbor | Water | Porous | Wet | R600a | MinimizeLCOE_Brownfield | IgnoreSilica | 2019 | 23.6366 | 0.83371 | 0.0037055 | 4 | 470719.7161 | 947150.0665 | 9596.2581 | 19308.9352 | 47.469 | 0 | 79.4506 | 149440.2429 | 6964.8368 | 313039.1053 | 366216.9452 | 0 | 22372.0432 | 0 | 334632.9376 | 870646.2611 | 594233.9632 | 2657546.3354 | 961560.8286 | 3357904.6176 | 3357904.6176 | 1478867.319 | 2224882.9169 | 0 | 6977011.7816 | 14038666.6352 | 2371373.7057 | 0.014822 | 470719.7161 | 947150.0665 | 9596.2581 | 19308.9352
1 | 1100 | 707 | 0.03 | 15 | 15 | 7 | 3.1623e-09 | 5spot_SharedNeighbor | Water | Porous | Wet | R600a | MinimizeLCOE_Brownfield | IgnoreSilica | 2019 | 25.6971 | 0.90706 | 0.0041665 | 4 | 429985.2076 | 853698.5464 | 8765.8301 | 17403.7996 | 47.4826 | 0 | 103.5884 | 158483.5653 | 7392.0198 | 334881.9756 | 396227.7065 | 0 | 22124.8402 | 0 | 358452.9418 | 932621.0259 | 636533.0136 | 2846717.0886 | 961560.8286 | 3357904.6176 | 3357904.6176 | 1478867.319 | 2224882.9169 | 0 | 7166182.5349 | 14227837.3885 | 3162277.6602 | 0.016666 | 429985.2076 | 853698.5464 | 8765.8301 | 17403.7996
1 | 1100 | 707 | 0.03 | 15 | 15 | 7 | 4.217e-09 | 5spot_SharedNeighbor | Water | Porous | Wet | R600a | MinimizeLCOE_Brownfield | IgnoreSilica | 2019 | 27.4 | 0.96769 | 0.0045692 | 4 | 400539.6734 | 786913.8883 | 8165.543 | 16042.304 | 47.4924 | 0 | 103.9093 | 165791.4008 | 7737.2757 | 352669.5367 | 421032.0201 | 0 | 21720.9633 | 0 | 377890.9667 | 983194.7792 | 671050.6395 | 3001087.582 | 961560.8286 | 3357904.6176 | 3357904.6176 | 1478867.319 | 2224882.9169 | 0 | 7320553.0282 | 14382207.8818 | 4216965.0343 | 0.018277 | 400539.6734 | 786913.8883 | 8165.543 | 16042.304
1 | 1100 | 707 | 0.03 | 15 | 15 | 7 | 5.6234e-09 | 5spot_SharedNeighbor | Water | Porous | Wet | R600a | MinimizeLCOE_Brownfield | IgnoreSilica | 2019 | 28.7787 | 1.0168 | 0.004909 | 4 | 379117.1355 | 738747.7722 | 7728.8156 | 15060.3726 | 47.4995 | 0 | 83.3748 | 171607.0176 | 8012.0609 | 366908.483 | 441115.0128 | 0 | 21258.8153 | 0 | 393471.5419 | 1023732.24 | 698718.2894 | 3124823.4608 | 961560.8286 | 3357904.6176 | 3357904.6176 | 1478867.319 | 2224882.9169 | 0 | 7444288.907 | 14505943.7606 | 5623413.2519 | 0.019636 | 379117.1355 | 738747.7722 | 7728.8156 | 15060.3726
1 | 1100 | 707 | 0.03 | 15 | 15 | 7 | 7.4989e-09 | 5spot_SharedNeighbor | Water | Porous | Wet | R600a | MinimizeLCOE_Brownfield | IgnoreSilica | 2019 | 29.8823 | 1.0561 | 0.0051883 | 4 | 363440.1077 | 703706.9007 | 7409.2182 | 14346.017 | 47.5047 | 0 | 113.3366 | 176200.7879 | 8229.1302 | 378206.4762 | 457189.4073 | 0 | 20809.646 | 0 | 405847.8245 | 1055932.7886 | 720695.8255 | 3223111.8862 | 961560.8286 | 3357904.6176 | 3357904.6176 | 1478867.319 | 2224882.9169 | 0 | 7542577.3324 | 14604232.186 | 7498942.0933 | 0.020753 | 363440.1077 | 703706.9007 | 7409.2182 | 14346.017
1 | 1100 | 707 | 0.03 | 15 | 15 | 7 | 1e-08 | 5spot_SharedNeighbor | Water | Porous | Wet | R600a | MinimizeLCOE_Brownfield | IgnoreSilica | 2019 | 30.7324 | 1.0864 | 0.0054117 | 4 | 351909.22 | 678129.6513 | 7174.1454 | 13824.5902 | 47.5085 | 0 | 91.7209 | 179704.7846 | 8394.7127 | 386853.549 | 469573.5889 | 0 | 20375.3664 | 0 | 415311.7806 | 1080556.0611 | 737501.7149 | 3298271.5583 | 961560.8286 | 3357904.6176 | 3357904.6176 | 1478867.319 | 2224882.9169 | 0 | 7617737.0045 | 14679391.8581 | 10000000 | 0.021647 | 351909.22 | 678129.6513 | 7174.1454 | 13824.5902
1 | 1200 | 707 | 0.03 | 15 | 15 | 7 | 1e-13 | 5spot_SharedNeighbor | Water | Porous | Wet | R600a | MinimizeLCOE_Brownfield | IgnoreSilica | 2019 | 0 | 0 | 0 | 0 |  |  |  |  | 15 |  | 14.9533 | [19 empty] | 100 | 0
1 | 1200 | 707 | 0.03 | 15 | 15 | 7 | 1.3335e-13 | 5spot_SharedNeighbor | Water | Porous | Wet | R600a | MinimizeLCOE_Brownfield | IgnoreSilica | 2019 | 0 | 0 | 0 | 0 |  |  |  |  | 15 |  | 18.2927 | [19 empty] | 133.3521 | 0
1 | 1200 | 707 | 0.03 | 15 | 15 | 7 | 1.7783e-13 | 5spot_SharedNeighbor | Water | Porous | Wet | R600a | MinimizeLCOE_Brownfield | IgnoreSilica | 2019 | 0 | 0 | 0 | 0 |  |  |  |  | 15 |  | 21.5358 | [19 empty] | 177.8279 | 0
1 | 1200 | 707 | 0.03 | 15 | 15 | 7 | 2.3714e-13 | 5spot_SharedNeighbor | Water | Porous | Wet | R600a | MinimizeLCOE_Brownfield | IgnoreSilica | 2019 | 0 | 0 | 0 | 0 |  |  |  |  | 15 |  | 23.3648 | [19 empty] | 237.1374 | 0
1 | 1200 | 707 | 0.03 | 15 | 15 | 7 | 3.1623e-13 | 5spot_SharedNeighbor | Water | Porous | Wet | R600a | MinimizeLCOE_Brownfield | IgnoreSilica | 2019 | 0 | 0 | 0 | 0 |  |  |  |  | 15 |  | 23.2265 | [19 empty] | 316.2278 | 0
1 | 1200 | 707 | 0.03 | 15 | 15 | 7 | 4.217e-13 | 5spot_SharedNeighbor | Water | Porous | Wet | R600a | MinimizeLCOE_Brownfield | IgnoreSilica | 2019 | 0 | 0 | 0 | 0 |  |  |  |  | 15 |  | 23.1674 | [19 empty] | 421.6965 | 0
1 | 1200 | 707 | 0.03 | 15 | 15 | 7 | 5.6234e-13 | 5spot_SharedNeighbor | Water | Porous | Wet | R600a | MinimizeLCOE_Brownfield | IgnoreSilica | 2019 | 0 | 0 | 0 | 0 |  |  |  |  | 15 |  | 24.2527 | [19 empty] | 562.3413 | 0
1 | 1200 | 707 | 0.03 | 15 | 15 | 7 | 7.4989e-13 | 5spot_SharedNeighbor | Water | Porous | Wet | R600a | MinimizeLCOE_Brownfield | IgnoreSilica | 2019 | 0 | 0 | 0 | 0 |  |  |  |  | 15 |  | 27.1097 | [19 empty] | 749.8942 | 0
1 | 1200 | 707 | 0.03 | 15 | 15 | 7 | 1e-12 | 5spot_SharedNeighbor | Water | Porous | Wet | R600a | MinimizeLCOE_Brownfield | IgnoreSilica | 2019 | 0 | 0 | 0 | 0 |  |  |  |  | 15 |  | 24.8283 | [19 empty] | 1000 | 0
1 | 1200 | 707 | 0.03 | 15 | 15 | 7 | 1.3335e-12 | 5spot_SharedNeighbor | Water | Porous | Wet | R600a | MinimizeLCOE_Brownfield | IgnoreSilica | 2019 | 0 | 0 | 0 | 0 |  |  |  |  | 15 |  | 26.5338 | [19 empty] | 1333.5214 | 0
1 | 1200 | 707 | 0.03 | 15 | 15 | 7 | 1.7783e-12 | 5spot_SharedNeighbor | Water | Porous | Wet | R600a | MinimizeLCOE_Brownfield | IgnoreSilica | 2019 | 0 | 0 | 0 | 0 |  |  |  |  | 15 |  | 28.4779 | [19 empty] | 1778.2794 | 0
1 | 1200 | 707 | 0.03 | 15 | 15 | 7 | 2.3714e-12 | 5spot_SharedNeighbor | Water | Porous | Wet | R600a | MinimizeLCOE_Brownfield | IgnoreSilica | 2019 | 0 | 0 | 0 | 0 |  |  |  |  | 15 |  | 31.4257 | [19 empty] | 2371.3737 | 0
1 | 1200 | 707 | 0.03 | 15 | 15 | 7 | 3.1623e-12 | 5spot_SharedNeighbor | Water | Porous | Wet | R600a | MinimizeLCOE_Brownfield | IgnoreSilica | 2019 | 0 | 0 | 0 | 0 |  |  |  |  | 15 |  | 36.7847 | [19 empty] | 3162.2777 | 0
1 | 1200 | 707 | 0.03 | 15 | 15 | 7 | 4.217e-12 | 5spot_SharedNeighbor | Water | Porous | Wet | R600a | MinimizeLCOE_Brownfield | IgnoreSilica | 2019 | 0 | 0 | 0 | 0 |  |  |  |  | 15 |  | 39.0365 | [19 empty] | 4216.965 | 0
1 | 1200 | 707 | 0.03 | 15 | 15 | 7 | 5.6234e-12 | 5spot_SharedNeighbor | Water | Porous | Wet | R600a | MinimizeLCOE_Brownfield | IgnoreSilica | 2019 | 0 | 0 | 0 | 0 |  |  |  |  | 15 |  | 38.7311 | [19 empty] | 5623.4133 | 0
1 | 1200 | 707 | 0.03 | 15 | 15 | 7 | 7.4989e-12 | 5spot_SharedNeighbor | Water | Porous | Wet | R600a | MinimizeLCOE_Brownfield | IgnoreSilica | 2019 | 0 | 0 | 0 | 0 |  |  |  |  | 15 |  | 37.2992 | [19 empty] | 7498.9421 | 0
1 | 1200 | 707 | 0.03 | 15 | 15 | 7 | 1e-11 | 5spot_SharedNeighbor | Water | Porous | Wet | R600a | MinimizeLCOE_Brownfield | IgnoreSilica | 2019 | 0 | 0 | 0 | 0 |  |  |  |  | 15 |  | 38.7169 | [19 empty] | 10000 | 0
1 | 1200 | 707 | 0.03 | 15 | 15 | 7 | 1.3335e-11 | 5spot_SharedNeighbor | Water | Porous | Wet | R600a | MinimizeLCOE_Brownfield | IgnoreSilica | 2019 | 0 | 0 | 0 | 0 |  |  |  |  | 15 |  | 36.0014 | [19 empty] | 13335.2143 | 0
1 | 1200 | 707 | 0.03 | 15 | 15 | 7 | 1.7783e-11 | 5spot_SharedNeighbor | Water | Porous | Wet | R600a | MinimizeLCOE_Brownfield | IgnoreSilica | 2019 | 0 | 0 | 0 | 0 |  |  |  |  | 15 |  | 34.8311 | [19 empty] | 17782.7941 | 0
1 | 1200 | 707 | 0.03 | 15 | 15 | 7 | 2.3714e-11 | 5spot_SharedNeighbor | Water | Porous | Wet | R600a | MinimizeLCOE_Brownfield | IgnoreSilica | 2019 | 0 | 0 | 0 | 0 |  |  |  |  | 15 |  | 34.0537 | [19 empty] | 23713.7371 | 0
1 | 1200 | 707 | 0.03 | 15 | 15 | 7 | 3.1623e-11 | 5spot_SharedNeighbor | Water | Porous | Wet | R600a | MinimizeLCOE_Brownfield | IgnoreSilica | 2019 | 1.6 | 0.05751 | 1.3623e-05 | 4 | 91304234.7631 | 227850107.6372 | 1861360.3238 | 4645032.6343 | 47.8137 | 0 | 37.5359 | 24096.8243 | 1085.0561 | 36849.8894 | 47529.5774 | 0 | 14799.4561 | 0 | 48500.7133 | 126188.9072 | 86126.5221 | 385176.9461 | 961560.8286 | 3628490.1274 | 3628490.1274 | 1478867.319 | 2333117.1208 | 0 | 4975227.9021 | 12415702.4694 | 31622.7766 | 5.4491e-05 | 91304234.7631 | 227850107.6372 | 1861360.3238 | 4645032.6343
1 | 1200 | 707 | 0.03 | 15 | 15 | 7 | 4.217e-11 | 5spot_SharedNeighbor | Water | Porous | Wet | R600a | MinimizeLCOE_Brownfield | IgnoreSilica | 2019 | 1.6 | 0.05751 | 0.00012154 | 4 | 10222356.9808 | 25526880.1602 | 208396.5738 | 520399.9797 | 47.8138 | 0 | 36.3552 | 24096.9202 | 1085.0609 | 36849.9833 | 47529.6282 | 0 | 13020.7281 | 0 | 47807.1051 | 124384.2809 | 84894.8275 | 379668.5342 | 961560.8286 | 3628490.1274 | 3628490.1274 | 1478867.319 | 2333117.1208 | 0 | 4969719.4902 | 12410194.0575 | 42169.6503 | 0.00048616 | 10222356.9808 | 25526880.1602 | 208396.5738 | 520399.9797
1 | 1200 | 707 | 0.03 | 15 | 15 | 7 | 5.6234e-11 | 5spot_SharedNeighbor | Water | Porous | Wet | R600a | MinimizeLCOE_Brownfield | IgnoreSilica | 2019 | 1.6 | 0.05751 | 0.00020247 | 4 | 6130032.9393 | 15317129.6048 | 124969.013 | 312260.4049 | 47.8138 | 0 | 37.8919 | 24096.9921 | 1085.0646 | 36850.0537 | 47529.6662 | 0 | 11370.9374 | 0 | 47163.7585 | 122710.4249 | 83752.3865 | 374559.284 | 961560.8286 | 3628490.1274 | 3628490.1274 | 1478867.319 | 2333117.1208 | 0 | 4964610.24 | 12405084.8073 | 56234.1325 | 0.00080988 | 6130032.9393 | 15317129.6048 | 124969.013 | 312260.4049
1 | 1200 | 707 | 0.03 | 15 | 15 | 7 | 7.4989e-11 | 5spot_SharedNeighbor | Water | Porous | Wet | R600a | MinimizeLCOE_Brownfield | IgnoreSilica | 2019 | 3.1808 | 0.12245 | 0.00044769 | 4 | 2911840.3739 | 7066747.6177 | 59361.8046 | 144065.2087 | 49.1495 | 0 | 96.0159 | 41958.3508 | 1931.5928 | 67367.3655 | 72859.7616 | 0 | 17474.2194 | 0 | 78620.6031 | 204554.682 | 139612.7737 | 624379.3489 | 961560.8286 | 3628490.1274 | 3628490.1274 | 1478867.319 | 2333117.1208 | 0 | 5214430.3049 | 12654904.8722 | 74989.4209 | 0.0017908 | 2911840.3739 | 7066747.6177 | 59361.8046 | 144065.2087
1 | 1200 | 707 | 0.03 | 15 | 15 | 7 | 1e-10 | 5spot_SharedNeighbor | Water | Porous | Wet | R600a | MinimizeLCOE_Brownfield | IgnoreSilica | 2019 | 4.2091 | 0.16484 | 0.0006991 | 4 | 1916630.9438 | 4577350.4295 | 39073.1142 | 93315.4798 | 49.491 | 0 | 88.7641 | 51919.8596 | 2406.3138 | 85423.1187 | 89357.9573 | 0 | 19385.0338 | 0 | 96911.9905 | 252145.1198 | 172094.2253 | 769643.6188 | 961560.8286 | 3628490.1274 | 3628490.1274 | 1478867.319 | 2333117.1208 | 0 | 5359694.5748 | 12800169.1421 | 100000 | 0.0027964 | 1916630.9438 | 4577350.4295 | 39073.1142 | 93315.4798
1 | 1200 | 707 | 0.03 | 15 | 15 | 7 | 1.3335e-10 | 5spot_SharedNeighbor | Water | Porous | Wet | R600a | MinimizeLCOE_Brownfield | IgnoreSilica | 2019 | 5.4996 | 0.21806 | 0.0010323 | 4 | 1340086.9706 | 3142066.1731 | 27319.4855 | 64055.2689 | 49.7405 | 0 | 107.664 | 63337.4631 | 2951.6915 | 106825.6214 | 110063.5632 | 0 | 21363.8293 | 0 | 118771.4458 | 309018.9385 | 210911.7752 | 943244.3281 | 961560.8286 | 3628490.1274 | 3628490.1274 | 1478867.319 | 2333117.1208 | 0 | 5533295.2842 | 12973769.8514 | 133352.1432 | 0.0041291 | 1340086.9706 | 3142066.1731 | 27319.4855 | 64055.2689
1 | 1200 | 707 | 0.03 | 15 | 15 | 7 | 1.7783e-10 | 5spot_SharedNeighbor | Water | Porous | Wet | R600a | MinimizeLCOE_Brownfield | IgnoreSilica | 2019 | 7.064 | 0.28247 | 0.0014616 | 4 | 980766.0595 | 2253391.4512 | 19994.2427 | 45938.4327 | 49.9136 | 0 | 101.3381 | 76023.0313 | 3558.5705 | 131379.4676 | 135135.4199 | 0 | 23279.7615 | 0 | 144056.7378 | 374806.0817 | 255812.8522 | 1144051.9225 | 961560.8286 | 3628490.1274 | 3628490.1274 | 1478867.319 | 2333117.1208 | 0 | 5734102.8785 | 13174577.4458 | 177827.941 | 0.0058466 | 980766.0595 | 2253391.4512 | 19994.2427 | 45938.4327
1 | 1200 | 707 | 0.03 | 15 | 15 | 7 | 2.3714e-10 | 5spot_SharedNeighbor | Water | Porous | Wet | R600a | MinimizeLCOE_Brownfield | IgnoreSilica | 2019 | 9.4218 | 0.37995 | 0.0020463 | 4 | 736387.5306 | 1645410.7872 | 15012.2558 | 33543.9245 | 50.0857 | 0 | 109.1015 | 93664.6703 | 4404.321 | 166515.3694 | 173020.1082 | 0 | 26476.8557 | 0 | 180991.7166 | 470903.3201 | 321401.192 | 1437377.5532 | 961560.8286 | 3628490.1274 | 3628490.1274 | 1478867.319 | 2333117.1208 | 0 | 6027428.5093 | 13467903.0766 | 237137.3706 | 0.0081851 | 736387.5306 | 1645410.7872 | 15012.2558 | 33543.9245
1 | 1200 | 707 | 0.03 | 15 | 15 | 7 | 3.1623e-10 | 5spot_SharedNeighbor | Water | Porous | Wet | R600a | MinimizeLCOE_Brownfield | IgnoreSilica | 2019 | 11.7413 | 0.47576 | 0.0027587 | 4 | 571109.9953 | 1245395.5271 | 11642.8497 | 25389.0723 | 50.1832 | 0 | 85.1634 | 109655.1968 | 5171.6634 | 199314.982 | 210265.15 | 0 | 28315.6877 | 0 | 215561.8452 | 560847.7033 | 382790.0818 | 1711922.3101 | 961560.8286 | 3628490.1274 | 3628490.1274 | 1478867.319 | 2333117.1208 | 0 | 6301973.2661 | 13742447.8334 | 316227.766 | 0.011035 | 571109.9953 | 1245395.5271 | 11642.8497 | 25389.0723
1 | 1200 | 707 | 0.03 | 15 | 15 | 7 | 4.217e-10 | 5spot_SharedNeighbor | Water | Porous | Wet | R600a | MinimizeLCOE_Brownfield | IgnoreSilica | 2019 | 14.6714 | 0.59677 | 0.0036429 | 4 | 455574.6824 | 966182.7695 | 9287.5061 | 19696.9426 | 50.2618 | 0 | 91.4491 | 128493.4571 | 6076.3829 | 238916.4025 | 257310.4365 | 0 | 30591.9503 | 0 | 257941.5654 | 671111.0422 | 458047.0762 | 2048488.3131 | 961560.8286 | 3628490.1274 | 3628490.1274 | 1478867.319 | 2333117.1208 | 0 | 6638539.2691 | 14079013.8364 | 421696.5034 | 0.014572 | 455574.6824 | 966182.7695 | 9287.5061 | 19696.9426
1 | 1200 | 707 | 0.03 | 15 | 15 | 7 | 5.6234e-10 | 5spot_SharedNeighbor | Water | Porous | Wet | R600a | MinimizeLCOE_Brownfield | IgnoreSilica | 2019 | 17.948 | 0.73212 | 0.004689 | 4 | 373385.804 | 770083.9372 | 7611.9747 | 15699.2027 | 50.3197 | 0 | 115.1173 | 148219.9555 | 7024.3527 | 281345.0461 | 309923.5629 | 0 | 32621.6388 | 0 | 303862.4769 | 790587.8341 | 539592.4417 | 2413177.3087 | 961560.8286 | 3628490.1274 | 3628490.1274 | 1478867.319 | 2333117.1208 | 0 | 7003228.2648 | 14443702.832 | 562341.3252 | 0.018756 | 373385.804 | 770083.9372 | 7611.9747 | 15699.2027
1 | 1200 | 707 | 0.03 | 15 | 15 | 7 | 7.4989e-10 | 5spot_SharedNeighbor | Water | Porous | Wet | R600a | MinimizeLCOE_Brownfield | IgnoreSilica | 2019 | 21.4124 | 0.87523 | 0.0058663 | 4 | 314427.6553 | 631510.8961 | 6410.033 | 12874.2038 | 50.3619 | 0 | 83.877 | 167898.9001 | 7970.4352 | 324529.0142 | 365552.6116 | 0 | 34236.652 | 0 | 351073.1691 | 913420.3709 | 623428.1721 | 2788109.325 | 961560.8286 | 3628490.1274 | 3628490.1274 | 1478867.319 | 2333117.1208 | 0 | 7378160.2811 | 14818634.8483 | 749894.2093 | 0.023465 | 314427.6553 | 631510.8961 | 6410.033 | 12874.2038
1 | 1200 | 707 | 0.03 | 15 | 15 | 7 | 1e-09 | 5spot_SharedNeighbor | Water | Porous | Wet | R600a | MinimizeLCOE_Brownfield | IgnoreSilica | 2019 | 24.8734 | 1.0182 | 0.0071192 | 4 | 271933.4701 | 533215.3757 | 5543.7316 | 10870.3167 | 50.3926 | 0 | 116.7584 | 186603.6699 | 8869.9197 | 366282.3865 | 421132.5507 | 0 | 35351.0401 | 0 | 397113.4311 | 1033207.6885 | 705185.4777 | 3153746.164 | 961560.8286 | 3628490.1274 | 3628490.1274 | 1478867.319 | 2333117.1208 | 0 | 7743797.1201 | 15184271.6874 | 1000000 | 0.028477 | 271933.4701 | 533215.3757 | 5543.7316 | 10870.3167
1 | 1200 | 707 | 0.03 | 15 | 15 | 7 | 1.3335e-09 | 5spot_SharedNeighbor | Water | Porous | Wet | R600a | MinimizeLCOE_Brownfield | IgnoreSilica | 2019 | 28.1138 | 1.1521 | 0.0083735 | 4 | 241209.145 | 463352.34 | 4917.3747 | 9446.0642 | 50.4148 | 0 | 105.4891 | 203406.1755 | 9678.0481 | 404321.9412 | 473171.7778 | 0 | 35910.1935 | 0 | 439330.3731 | 1143047.5117 | 780153.414 | 3489019.4349 | 961560.8286 | 3628490.1274 | 3628490.1274 | 1478867.319 | 2333117.1208 | 0 | 8079070.3909 | 15519544.9582 | 1333521.4322 | 0.033494 | 241209.145 | 463352.34 | 4917.3747 | 9446.0642
1 | 1200 | 707 | 0.03 | 15 | 15 | 7 | 1.7783e-09 | 5spot_SharedNeighbor | Water | Porous | Wet | R600a | MinimizeLCOE_Brownfield | IgnoreSilica | 2019 | 31.0297 | 1.2726 | 0.0095645 | 4 | 218927.3894 | 413408.5419 | 4463.131 | 8427.8923 | 50.4309 | 0 | 95.7315 | 218028.3373 | 10381.3643 | 437803.3562 | 520002.693 | 0 | 36057.2913 | 0 | 476686.4864 | 1240240.4558 | 846489.5955 | 3785689.5797 | 961560.8286 | 3628490.1274 | 3628490.1274 | 1478867.319 | 2333117.1208 | 0 | 8375740.5357 | 15816215.103 | 1778279.41 | 0.038258 | 218927.3894 | 413408.5419 | 4463.131 | 8427.8923
1 | 1200 | 707 | 0.03 | 15 | 15 | 7 | 2.3714e-09 | 5spot_SharedNeighbor | Water | Porous | Wet | R600a | MinimizeLCOE_Brownfield | IgnoreSilica | 2019 | 33.5117 | 1.3752 | 0.010637 | 4 | 202711.0908 | 377589.5789 | 4132.5398 | 7697.6743 | 50.4426 | 0 | 116.4002 | 230148.9941 | 10964.3774 | 465806.672 | 559867.0993 | 0 | 35852.252 | 0 | 508029.364 | 1321788.1939 | 902147.6024 | 4034604.555 | 961560.8286 | 3628490.1274 | 3628490.1274 | 1478867.319 | 2333117.1208 | 0 | 8624655.511 | 16065130.0783 | 2371373.7057 | 0.042547 | 202711.0908 | 377589.5789 | 4132.5398 | 7697.6743
1 | 1200 | 707 | 0.03 | 15 | 15 | 7 | 3.1623e-09 | 5spot_SharedNeighbor | Water | Porous | Wet | R600a | MinimizeLCOE_Brownfield | IgnoreSilica | 2019 | 35.5534 | 1.4595 | 0.011562 | 4 | 190861.5579 | 351742.6679 | 3890.971 | 7170.7501 | 50.451 | 0 | 102.4901 | 239916.7885 | 11434.2181 | 488530.5466 | 592660.3185 | 0 | 35433.8577 | 0 | 533510.5344 | 1388084.9725 | 947396.516 | 4236967.7523 | 961560.8286 | 3628490.1274 | 3628490.1274 | 1478867.319 | 2333117.1208 | 0 | 8827018.7083 | 16267493.2756 | 3162277.6602 | 0.046248 | 190861.5579 | 351742.6679 | 3890.971 | 7170.7501
1 | 1200 | 707 | 0.03 | 15 | 15 | 7 | 4.217e-09 | 5spot_SharedNeighbor | Water | Porous | Wet | R600a | MinimizeLCOE_Brownfield | IgnoreSilica | 2019 | 37.1929 | 1.5273 | 0.012335 | 4 | 182166.6773 | 332968.3974 | 3713.7141 | 6788.0112 | 50.4572 | 0 | 92.6656 | 247638.5813 | 11805.6409 | 506589.7268 | 618995.6919 | 0 | 34923.0148 | 0 | 553781.5357 | 1440825.9597 | 983393.3235 | 4397953.4746 | 961560.8286 | 3628490.1274 | 3628490.1274 | 1478867.319 | 2333117.1208 | 0 | 8988004.4306 | 16428478.9979 | 4216965.0343 | 0.049339 | 182166.6773 | 332968.3974 | 3713.7141 | 6788.0112
1 | 1200 | 707 | 0.03 | 15 | 15 | 7 | 5.6234e-09 | 5spot_SharedNeighbor | Water | Porous | Wet | R600a | MinimizeLCOE_Brownfield | IgnoreSilica | 2019 | 38.4841 | 1.5807 | 0.012963 | 4 | 175761.1324 | 319251.5275 | 3583.1284 | 6508.3742 | 50.4617 | 0 | 75.1332 | 253647.3957 | 12094.6645 | 520699.1775 | 639735.4293 | 0 | 34399.0017 | 0 | 569624.5108 | 1482046.1311 | 1011526.9375 | 4523773.2481 | 961560.8286 | 3628490.1274 | 3628490.1274 | 1478867.319 | 2333117.1208 | 0 | 9113824.2042 | 16554298.7714 | 5623413.2519 | 0.051853 | 175761.1324 | 319251.5275 | 3583.1284 | 6508.3742
1 | 1200 | 707 | 0.03 | 15 | 15 | 7 | 7.4989e-09 | 5spot_SharedNeighbor | Water | Porous | Wet | R600a | MinimizeLCOE_Brownfield | IgnoreSilica | 2019 | 38.828 | 1.5949 | 0.013589 | 4 | 168125.4874 | 305011.2229 | 3427.4655 | 6218.0663 | 50.4629 | 0 | 145.1309 | 255237.6825 | 12171.1565 | 524441.4799 | 645260.0481 | 0 | 31439.6535 | 0 | 572734.508 | 1490137.7057 | 1017049.6034 | 4548471.8375 | 961560.8286 | 3628490.1274 | 3628490.1274 | 1478867.319 | 2333117.1208 | 0 | 9138522.7935 | 16578997.3608 | 7498942.0933 | 0.054355 | 168125.4874 | 305011.2229 | 3427.4655 | 6218.0663
1 | 1200 | 707 | 0.03 | 15 | 15 | 7 | 1e-08 | 5spot_SharedNeighbor | Water | Porous | Wet | R600a | MinimizeLCOE_Brownfield | IgnoreSilica | 2019 | 40.4696 | 1.6627 | 0.014127 | 4 | 164621.833 | 296291.3062 | 3356.0387 | 6040.299 | 50.4681 | 0 | 114.2218 | 262770.2633 | 12533.4638 | 542212.8198 | 671628.9018 | 0 | 32370.1198 | 0 | 593391.0717 | 1543881.8473 | 1053731.0844 | 4712519.572 | 961560.8286 | 3628490.1274 | 3628490.1274 | 1478867.319 | 2333117.1208 | 0 | 9302570.528 | 16743045.0953 | 10000000 | 0.056509 | 164621.833 | 296291.3062 | 3356.0387 | 6040.299
1 | 1300 | 707 | 0.03 | 15 | 15 | 7 | 1e-13 | 5spot_SharedNeighbor | Water | Porous | Wet | R600a | MinimizeLCOE_Brownfield | IgnoreSilica | 2019 | 0 | 0 | 0 | 0 |  |  |  |  | 15 |  | 14.5175 | [19 empty] | 100 | 0
1 | 1300 | 707 | 0.03 | 15 | 15 | 7 | 1.3335e-13 | 5spot_SharedNeighbor | Water | Porous | Wet | R600a | MinimizeLCOE_Brownfield | IgnoreSilica | 2019 | 0 | 0 | 0 | 0 |  |  |  |  | 15 |  | 19.6548 | [19 empty] | 133.3521 | 0
1 | 1300 | 707 | 0.03 | 15 | 15 | 7 | 1.7783e-13 | 5spot_SharedNeighbor | Water | Porous | Wet | R600a | MinimizeLCOE_Brownfield | IgnoreSilica | 2019 | 0 | 0 | 0 | 0 |  |  |  |  | 15 |  | 23.2251 | [19 empty] | 177.8279 | 0
1 | 1300 | 707 | 0.03 | 15 | 15 | 7 | 2.3714e-13 | 5spot_SharedNeighbor | Water | Porous | Wet | R600a | MinimizeLCOE_Brownfield | IgnoreSilica | 2019 | 0 | 0 | 0 | 0 |  |  |  |  | 15 |  | 24.1983 | [19 empty] | 237.1374 | 0
1 | 1300 | 707 | 0.03 | 15 | 15 | 7 | 3.1623e-13 | 5spot_SharedNeighbor | Water | Porous | Wet | R600a | MinimizeLCOE_Brownfield | IgnoreSilica | 2019 | 0 | 0 | 0 | 0 |  |  |  |  | 15 |  | 23.318 | [19 empty] | 316.2278 | 0
1 | 1300 | 707 | 0.03 | 15 | 15 | 7 | 4.217e-13 | 5spot_SharedNeighbor | Water | Porous | Wet | R600a | MinimizeLCOE_Brownfield | IgnoreSilica | 2019 | 0 | 0 | 0 | 0 |  |  |  |  | 15 |  | 23.7307 | [19 empty] | 421.6965 | 0
1 | 1300 | 707 | 0.03 | 15 | 15 | 7 | 5.6234e-13 | 5spot_SharedNeighbor | Water | Porous | Wet | R600a | MinimizeLCOE_Brownfield | IgnoreSilica | 2019 | 0 | 0 | 0 | 0 |  |  |  |  | 15 |  | 24.0004 | [19 empty] | 562.3413 | 0
1 | 1300 | 707 | 0.03 | 15 | 15 | 7 | 7.4989e-13 | 5spot_SharedNeighbor | Water | Porous | Wet | R600a | MinimizeLCOE_Brownfield | IgnoreSilica | 2019 | 0 | 0 | 0 | 0 |  |  |  |  | 15 |  | 25.4585 | [19 empty] | 749.8942 | 0
1 | 1300 | 707 | 0.03 | 15 | 15 | 7 | 1e-12 | 5spot_SharedNeighbor | Water | Porous | Wet | R600a | MinimizeLCOE_Brownfield | IgnoreSilica | 2019 | 0 | 0 | 0 | 0 |  |  |  |  | 15 |  | 25.4371 | [19 empty] | 1000 | 0
1 | 1300 | 707 | 0.03 | 15 | 15 | 7 | 1.3335e-12 | 5spot_SharedNeighbor | Water | Porous | Wet | R600a | MinimizeLCOE_Brownfield | IgnoreSilica | 2019 | 0 | 0 | 0 | 0 |  |  |  |  | 15 |  | 26.3819 | [19 empty] | 1333.5214 | 0
1 | 1300 | 707 | 0.03 | 15 | 15 | 7 | 1.7783e-12 | 5spot_SharedNeighbor | Water | Porous | Wet | R600a | MinimizeLCOE_Brownfield | IgnoreSilica | 2019 | 0 | 0 | 0 | 0 |  |  |  |  | 15 |  | 29.8495 | [19 empty] | 1778.2794 | 0
1 | 1300 | 707 | 0.03 | 15 | 15 | 7 | 2.3714e-12 | 5spot_SharedNeighbor | Water | Porous | Wet | R600a | MinimizeLCOE_Brownfield | IgnoreSilica | 2019 | 0 | 0 | 0 | 0 |  |  |  |  | 15 |  | 33.2034 | [19 empty] | 2371.3737 | 0
1 | 1300 | 707 | 0.03 | 15 | 15 | 7 | 3.1623e-12 | 5spot_SharedNeighbor | Water | Porous | Wet | R600a | MinimizeLCOE_Brownfield | IgnoreSilica | 2019 | 0 | 0 | 0 | 0 |  |  |  |  | 15 |  | 35.8704 | [19 empty] | 3162.2777 | 0
1 | 1300 | 707 | 0.03 | 15 | 15 | 7 | 4.217e-12 | 5spot_SharedNeighbor | Water | Porous | Wet | R600a | MinimizeLCOE_Brownfield | IgnoreSilica | 2019 | 0 | 0 | 0 | 0 |  |  |  |  | 15 |  | 37.5915 | [19 empty] | 4216.965 | 0
1 | 1300 | 707 | 0.03 | 15 | 15 | 7 | 5.6234e-12 | 5spot_SharedNeighbor | Water | Porous | Wet | R600a | MinimizeLCOE_Brownfield | IgnoreSilica | 2019 | 0 | 0 | 0 | 0 |  |  |  |  | 15 |  | 36.9631 | [19 empty] | 5623.4133 | 0
1 | 1300 | 707 | 0.03 | 15 | 15 | 7 | 7.4989e-12 | 5spot_SharedNeighbor | Water | Porous | Wet | R600a | MinimizeLCOE_Brownfield | IgnoreSilica | 2019 | 0 | 0 | 0 | 0 |  |  |  |  | 15 |  | 37.6173 | [19 empty] | 7498.9421 | 0
1 | 1300 | 707 | 0.03 | 15 | 15 | 7 | 1e-11 | 5spot_SharedNeighbor | Water | Porous | Wet | R600a | MinimizeLCOE_Brownfield | IgnoreSilica | 2019 | 0 | 0 | 0 | 0 |  |  |  |  | 15 |  | 36.002 | [19 empty] | 10000 | 0
1 | 1300 | 707 | 0.03 | 15 | 15 | 7 | 1.3335e-11 | 5spot_SharedNeighbor | Water | Porous | Wet | R600a | MinimizeLCOE_Brownfield | IgnoreSilica | 2019 | 0 | 0 | 0 | 0 |  |  |  |  | 15 |  | 34.9264 | [19 empty] | 13335.2143 | 0
1 | 1300 | 707 | 0.03 | 15 | 15 | 7 | 1.7783e-11 | 5spot_SharedNeighbor | Water | Porous | Wet | R600a | MinimizeLCOE_Brownfield | IgnoreSilica | 2019 | 1.6 | 0.065177 | 1.3069e-05 | 4 | 101268216.6345 | 251005826.2549 | 2064489.5715 | 5117093.2787 | 50.2919 | 0 | 36.8273 | 28130.8808 | 1290.8416 | 40631.5166 | 49536.8094 | 0 | 18363.0421 | 0 | 53801.7053 | 139981.0009 | 95539.9094 | 427275.7061 | 961560.8286 | 3904935.7281 | 3904935.7281 | 1478867.319 | 2443695.3611 | 0 | 5293772.2628 | 13121270.671 | 17782.7941 | 5.2275e-05 | 101268216.6345 | 251005826.2549 | 2064489.5715 | 5117093.2787
1 | 1300 | 707 | 0.03 | 15 | 15 | 7 | 2.3714e-11 | 5spot_SharedNeighbor | Water | Porous | Wet | R600a | MinimizeLCOE_Brownfield | IgnoreSilica | 2019 | 1.6 | 0.065178 | 0.00019699 | 4 | 6709595.0197 | 16643568.7048 | 136784.1699 | 339301.6601 | 50.292 | 0 | 35.8989 | 28131.0604 | 1290.8509 | 40631.6828 | 49536.8961 | 0 | 16124.8878 | 0 | 52928.9974 | 137710.3941 | 93990.1736 | 420344.9432 | 961560.8286 | 3904935.7281 | 3904935.7281 | 1478867.319 | 2443695.3611 | 0 | 5286841.4999 | 13114339.9081 | 23713.7371 | 0.00078795 | 6709595.0197 | 16643568.7048 | 136784.1699 | 339301.6601
1 | 1300 | 707 | 0.03 | 15 | 15 | 7 | 3.1623e-11 | 5spot_SharedNeighbor | Water | Porous | Wet | R600a | MinimizeLCOE_Brownfield | IgnoreSilica | 2019 | 1.6 | 0.065178 | 0.00033492 | 4 | 3941740.4808 | 9784607.599 | 80357.7113 | 199472.4606 | 50.2921 | 0 | 35.9133 | 28131.1952 | 1290.8579 | 40631.8075 | 49536.9611 | 0 | 14116.1937 | 0 | 52145.736 | 135672.5085 | 92599.2748 | 414124.5347 | 961560.8286 | 3904935.7281 | 3904935.7281 | 1478867.319 | 2443695.3611 | 0 | 5280621.0914 | 13108119.4996 | 31622.7766 | 0.0013397 | 3941740.4808 | 9784607.599 | 80357.7113 | 199472.4606
1 | 1300 | 707 | 0.03 | 15 | 15 | 7 | 4.217e-11 | 5spot_SharedNeighbor | Water | Porous | Wet | R600a | MinimizeLCOE_Brownfield | IgnoreSilica | 2019 | 2.925 | 0.12751 | 0.00066201 | 4 | 2084430.4719 | 5040399.1835 | 42493.9346 | 102755.355 | 51.7066 | 0 | 78.2127 | 46109.3388 | 2159.1256 | 69412.2832 | 72703.7276 | 0 | 20493.0248 | 0 | 82242.225 | 213977.3993 | 146043.9718 | 653141.0961 | 961560.8286 | 3904935.7281 | 3904935.7281 | 1478867.319 | 2443695.3611 | 0 | 5519637.6528 | 13347136.061 | 42169.6503 | 0.002648 | 2084430.4719 | 5040399.1835 | 42493.9346 | 102755.355
1 | 1300 | 707 | 0.03 | 15 | 15 | 7 | 5.6234e-11 | 5spot_SharedNeighbor | Water | Porous | Wet | R600a | MinimizeLCOE_Brownfield | IgnoreSilica | 2019 | 3.8996 | 0.17349 | 0.0010276 | 4 | 1381246.019 | 3285587.24 | 28158.5684 | 66981.14 | 52.1485 | 0 | 81.6928 | 57559.1879 | 2714.9651 | 88762.6405 | 89755.812 | 0 | 23020.1114 | 0 | 102106.9596 | 265661.3639 | 181319.3397 | 810900.3803 | 961560.8286 | 3904935.7281 | 3904935.7281 | 1478867.319 | 2443695.3611 | 0 | 5677396.9369 | 13504895.3451 | 56234.1325 | 0.0041103 | 1381246.019 | 3285587.24 | 28158.5684 | 66981.14
1 | 1300 | 707 | 0.03 | 15 | 15 | 7 | 7.4989e-11 | 5spot_SharedNeighbor | Water | Porous | Wet | R600a | MinimizeLCOE_Brownfield | IgnoreSilica | 2019 | 5.1124 | 0.23064 | 0.0015157 | 4 | 967083.9776 | 2258118.5527 | 19715.315 | 46034.801 | 52.4668 | 0 | 86.3208 | 70539.2449 | 3346.6673 | 111437.5684 | 110952.47 | 0 | 25590 | 0 | 125527.7208 | 326597.3802 | 222909.4229 | 996900.4746 | 961560.8286 | 3904935.7281 | 3904935.7281 | 1478867.319 | 2443695.3611 | 0 | 5863397.0313 | 13690895.4394 | 74989.4209 | 0.006063 | 967083.9776 | 2258118.5527 | 19715.315 | 46034.801
1 | 1300 | 707 | 0.03 | 15 | 15 | 7 | 1e-10 | 5spot_SharedNeighbor | Water | Porous | Wet | R600a | MinimizeLCOE_Brownfield | IgnoreSilica | 2019 | 6.625 | 0.30189 | 0.0021547 | 4 | 705958.4779 | 1614149.3238 | 14391.9185 | 32906.6173 | 52.6964 | 0 | 93.2205 | 85362.6957 | 4069.1555 | 138184.7739 | 137376.4721 | 0 | 28260.2259 | 0 | 153368.7961 | 399034.1471 | 272349.0047 | 1218005.2712 | 961560.8286 | 3904935.7281 | 3904935.7281 | 1478867.319 | 2443695.3611 | 0 | 6084501.8279 | 13912000.2361 | 100000 | 0.0086188 | 705958.4779 | 1614149.3238 | 14391.9185 | 32906.6173
1 | 1300 | 707 | 0.03 | 15 | 15 | 7 | 1.3335e-10 | 5spot_SharedNeighbor | Water | Porous | Wet | R600a | MinimizeLCOE_Brownfield | IgnoreSilica | 2019 | 9.5 | 0.43762 | 0.0030394 | 4 | 533963.8642 | 1177808.184 | 10885.5756 | 24011.2129 | 52.948 | 0 | 81.2599 | 110926.0232 | 5317.4559 | 185933.1612 | 187669.3084 | 0 | 34856.5987 | 0 | 204633.9935 | 532415.6748 | 363384.6381 | 1625136.8536 | 961560.8286 | 3904935.7281 | 3904935.7281 | 1478867.319 | 2443695.3611 | 0 | 6491633.4103 | 14319131.8185 | 133352.1432 | 0.012157 | 533963.8642 | 1177808.184 | 10885.5756 | 24011.2129
1 | 1300 | 707 | 0.03 | 15 | 15 | 7 | 1.7783e-10 | 5spot_SharedNeighbor | Water | Porous | Wet | R600a | MinimizeLCOE_Brownfield | IgnoreSilica | 2019 | 11.1151 | 0.51387 | 0.0040997 | 4 | 408652.4809 | 885975.8541 | 8330.9336 | 18061.8162 | 53.0309 | 0 | 86.844 | 124175.5448 | 5964.9748 | 211409.3793 | 215919.635 | 0 | 34954.1039 | 0 | 231045.2187 | 601132.2653 | 410285.1231 | 1834886.2449 | 961560.8286 | 3904935.7281 | 3904935.7281 | 1478867.319 | 2443695.3611 | 0 | 6701382.8015 | 14528881.2097 | 177827.941 | 0.016399 | 408652.4809 | 885975.8541 | 8330.9336 | 18061.8162
1 | 1300 | 707 | 0.03 | 15 | 15 | 7 | 2.3714e-10 | 5spot_SharedNeighbor | Water | Porous | Wet | R600a | MinimizeLCOE_Brownfield | IgnoreSilica | 2019 | 14.0628 | 0.65309 | 0.0054741 | 4 | 323501.3731 | 680976.9254 | 6595.0131 | 13882.6357 | 53.1328 | 0 | 103.5654 | 146900.4313 | 7076.0918 | 256080.3974 | 267492.9146 | 0 | 38272.3735 | 0 | 279170.6614 | 726344.7951 | 495745.2475 | 2217082.9126 | 961560.8286 | 3904935.7281 | 3904935.7281 | 1478867.319 | 2443695.3611 | 0 | 7083579.4692 | 14911077.8774 | 237137.3706 | 0.021897 | 323501.3731 | 680976.9254 | 6595.0131 | 13882.6357
1 | 1300 | 707 | 0.03 | 15 | 15 | 7 | 3.1623e-10 | 5spot_SharedNeighbor | Water | Porous | Wet | R600a | MinimizeLCOE_Brownfield | IgnoreSilica | 2019 | 17.5265 | 0.81669 | 0.0071624 | 4 | 262393.6097 | 535608.5417 | 5349.2486 | 10919.1046 | 53.2093 | 0 | 109.8268 | 171783.2933 | 8293.2956 | 306205.887 | 328096.0312 | 0 | 41533.0972 | 0 | 333805.5257 | 868493.5049 | 592764.6629 | 2650975.2979 | 961560.8286 | 3904935.7281 | 3904935.7281 | 1478867.319 | 2443695.3611 | 0 | 7517471.8546 | 15344970.2628 | 316227.766 | 0.02865 | 262393.6097 | 535608.5417 | 5349.2486 | 10919.1046
1 | 1300 | 707 | 0.03 | 15 | 15 | 7 | 4.217e-10 | 5spot_SharedNeighbor | Water | Porous | Wet | R600a | MinimizeLCOE_Brownfield | IgnoreSilica | 2019 | 21.3781 | 0.99863 | 0.0091522 | 4 | 218115.095 | 431930.429 | 4446.5712 | 8805.486 | 53.2656 | 0 | 94.9571 | 197729.5489 | 9562.8648 | 359641.9721 | 395490.6376 | 0 | 44405.8186 | 0 | 392664.0284 | 1021631.2555 | 697284.3243 | 3118410.4502 | 961560.8286 | 3904935.7281 | 3904935.7281 | 1478867.319 | 2443695.3611 | 0 | 7984907.0069 | 15812405.4151 | 421696.5034 | 0.036609 | 218115.095 | 431930.429 | 4446.5712 | 8805.486
1 | 1300 | 707 | 0.03 | 15 | 15 | 7 | 5.6234e-10 | 5spot_SharedNeighbor | Water | Porous | Wet | R600a | MinimizeLCOE_Brownfield | IgnoreSilica | 2019 | 25.4607 | 1.1915 | 0.011388 | 4 | 185865.0775 | 357697.2526 | 3789.111 | 7292.1423 | 53.3072 | 0 | 102.1306 | 223710.4319 | 10834.2786 | 414198.0789 | 466932.6032 | 0 | 46723.7362 | 0 | 453335.6602 | 1179486.3958 | 805023.7012 | 3600244.8858 | 961560.8286 | 3904935.7281 | 3904935.7281 | 1478867.319 | 2443695.3611 | 0 | 8466741.4425 | 16294239.8507 | 562341.3252 | 0.045553 | 185865.0775 | 357697.2526 | 3789.111 | 7292.1423
1 | 1300 | 707 | 0.03 | 15 | 15 | 7 | 7.4989e-10 | 5spot_SharedNeighbor | Water | Porous | Wet | R600a | MinimizeLCOE_Brownfield | IgnoreSilica | 2019 | 29.5144 | 1.3831 | 0.013759 | 4 | 162322.2343 | 304548.2301 | 3309.1583 | 6208.6276 | 53.3374 | 0 | 110.0814 | 248277.0313 | 12036.4933 | 466644.9154 | 537872.5672 | 0 | 48271.399 | 0 | 512109.9384 | 1332405.0115 | 909393.7986 | 4067011.1547 | 961560.8286 | 3904935.7281 | 3904935.7281 | 1478867.319 | 2443695.3611 | 0 | 8933507.7113 | 16761006.1195 | 749894.2093 | 0.055036 | 162322.2343 | 304548.2301 | 3309.1583 | 6208.6276
1 | 1300 | 707 | 0.03 | 15 | 15 | 7 | 1e-09 | 5spot_SharedNeighbor | Water | Porous | Wet | R600a | MinimizeLCOE_Brownfield | IgnoreSilica | 2019 | 33.3413 | 1.5639 | 0.016134 | 4 | 145117.5167 | 266408.7891 | 2958.4169 | 5431.1035 | 53.3595 | 0 | 105.6514 | 270545.132 | 13126.1632 | 514840.0792 | 604848.3903 | 0 | 49095.3626 | 0 | 566457.4996 | 1473806.2177 | 1005903.0273 | 4498621.8719 | 961560.8286 | 3904935.7281 | 3904935.7281 | 1478867.319 | 2443695.3611 | 0 | 9365118.4286 | 17192616.8368 | 1000000 | 0.064535 | 145117.5167 | 266408.7891 | 2958.4169 | 5431.1035
1 | 1300 | 707 | 0.03 | 15 | 15 | 7 | 1.3335e-09 | 5spot_SharedNeighbor | Water | Porous | Wet | R600a | MinimizeLCOE_Brownfield | IgnoreSilica | 2019 | 36.7714 | 1.726 | 0.018383 | 4 | 132530.5512 | 238980.1826 | 2701.8145 | 4871.9343 | 53.3756 | 0 | 91.3358 | 289855.3572 | 14071.0037 | 557099.1389 | 664883.0616 | 0 | 49291.7564 | 0 | 614328.1239 | 1598355.7625 | 1090910.6508 | 4878794.8551 | 961560.8286 | 3904935.7281 | 3904935.7281 | 1478867.319 | 2443695.3611 | 0 | 9745291.4117 | 17572789.8199 | 1333521.4322 | 0.073532 | 132530.5512 | 238980.1826 | 2701.8145 | 4871.9343
1 | 1300 | 707 | 0.03 | 15 | 15 | 7 | 1.7783e-09 | 5spot_SharedNeighbor | Water | Porous | Wet | R600a | MinimizeLCOE_Brownfield | IgnoreSilica | 2019 | 39.6996 | 1.8644 | 0.020407 | 4 | 123305.3922 | 219198.2971 | 2513.7472 | 4468.6538 | 53.3873 | 0 | 103.4921 | 305914.1635 | 14856.6695 | 592552.021 | 716137.4633 | 0 | 48999.1866 | 0 | 654599.2065 | 1703132.8586 | 1162423.1719 | 5198614.7409 | 961560.8286 | 3904935.7281 | 3904935.7281 | 1478867.319 | 2443695.3611 | 0 | 10065111.2976 | 17892609.7058 | 1778279.41 | 0.081628 | 123305.3922 | 219198.2971 | 2513.7472 | 4468.6538
1 | 1300 | 707 | 0.03 | 15 | 15 | 7 | 2.3714e-09 | 5spot_SharedNeighbor | Water | Porous | Wet | R600a | MinimizeLCOE_Brownfield | IgnoreSilica | 2019 | 42.1085 | 1.9783 | 0.022151 | 4 | 116527.1467 | 204867.689 | 2375.5635 | 4176.5049 | 53.3957 | 0 | 136.7264 | 318857.7918 | 15489.8598 | 621322.513 | 758300.3831 | 0 | 48398.2011 | 0 | 687323.812 | 1788275.5693 | 1220534.8215 | 5458502.9515 | 961560.8286 | 3904935.7281 | 3904935.7281 | 1478867.319 | 2443695.3611 | 0 | 10324999.5082 | 18152497.9164 | 2371373.7057 | 0.088606 | 116527.1467 | 204867.689 | 2375.5635 | 4176.5049
1 | 1300 | 707 | 0.03 | 15 | 15 | 7 | 3.1623e-09 | 5spot_SharedNeighbor | Water | Porous | Wet | R600a | MinimizeLCOE_Brownfield | IgnoreSilica | 2019 | 44.0381 | 2.0695 | 0.023606 | 4 | 111532.1879 | 194431.1669 | 2273.7345 | 3963.7423 | 53.4017 | 0 | 122.3131 | 329065.4212 | 15989.1587 | 644130.099 | 792074.6346 | 0 | 47654.6978 | 0 | 713276.4644 | 1855799.0473 | 1266620.9826 | 5664610.5056 | 961560.8286 | 3904935.7281 | 3904935.7281 | 1478867.319 | 2443695.3611 | 0 | 10531107.0623 | 18358605.4705 | 3162277.6602 | 0.094422 | 111532.1879 | 194431.1669 | 2273.7345 | 3963.7423
1 | 1300 | 707 | 0.03 | 15 | 15 | 7 | 4.217e-09 | 5spot_SharedNeighbor | Water | Porous | Wet | R600a | MinimizeLCOE_Brownfield | IgnoreSilica | 2019 | 45.5728 | 2.142 | 0.024791 | 4 | 107840.3297 | 186775.4842 | 2198.471 | 3807.6709 | 53.4061 | 0 | 107.4438 | 337087.6747 | 16381.5279 | 662126.3004 | 818936.7254 | 0 | 46923.2174 | 0 | 733767.6239 | 1909112.8409 | 1303008.7422 | 5827344.6528 | 961560.8286 | 3904935.7281 | 3904935.7281 | 1478867.319 | 2443695.3611 | 0 | 10693841.2095 | 18521339.6177 | 4216965.0343 | 0.099164 | 107840.3297 | 186775.4842 | 2198.471 | 3807.6709
1 | 1300 | 707 | 0.03 | 15 | 15 | 7 | 5.6234e-09 | 5spot_SharedNeighbor | Water | Porous | Wet | R600a | MinimizeLCOE_Brownfield | IgnoreSilica | 2019 | 46.7519 | 2.1977 | 0.025732 | 4 | 105104.0151 | 181153.5223 | 2142.6875 | 3693.0596 | 53.4093 | 0 | 90.487 | 343195.3795 | 16680.2348 | 675869.0925 | 839573.8041 | 0 | 46214.9348 | 0 | 749398.0439 | 1949779.9874 | 1330764.9054 | 5951476.3825 | 961560.8286 | 3904935.7281 | 3904935.7281 | 1478867.319 | 2443695.3611 | 0 | 10817972.9392 | 18645471.3474 | 5623413.2519 | 0.10293 | 105104.0151 | 181153.5223 | 2142.6875 | 3693.0596
1 | 1300 | 707 | 0.03 | 15 | 15 | 7 | 7.4989e-09 | 5spot_SharedNeighbor | Water | Porous | Wet | R600a | MinimizeLCOE_Brownfield | IgnoreSilica | 2019 | 47.6728 | 2.2412 | 0.026473 | 4 | 103070.9839 | 176989.6248 | 2101.2414 | 3608.1729 | 53.4117 | 0 | 105.0491 | 347932.9983 | 16911.9221 | 686553.4608 | 855691.1604 | 0 | 45622.19 | 0 | 761557.5753 | 1981416.594 | 1352357.5395 | 6048043.4404 | 961560.8286 | 3904935.7281 | 3904935.7281 | 1478867.319 | 2443695.3611 | 0 | 10914539.9971 | 18742038.4053 | 7498942.0933 | 0.10589 | 103070.9839 | 176989.6248 | 2101.2414 | 3608.1729
1 | 1300 | 707 | 0.03 | 15 | 15 | 7 | 1e-08 | 5spot_SharedNeighbor | Water | Porous | Wet | R600a | MinimizeLCOE_Brownfield | IgnoreSilica | 2019 | 48.3696 | 2.2742 | 0.027047 | 4 | 101557.4152 | 173908.5069 | 2070.3853 | 3545.3601 | 53.4134 | 0 | 117.7656 | 351499.0879 | 17086.309 | 694609.6895 | 867885.7372 | 0 | 45110.889 | 0 | 770714.7679 | 2005241.7308 | 1368618.6848 | 6120766.8961 | 961560.8286 | 3904935.7281 | 3904935.7281 | 1478867.319 | 2443695.3611 | 0 | 10987263.4528 | 18814761.861 | 10000000 | 0.10819 | 101557.4152 | 173908.5069 | 2070.3853 | 3545.3601
1 | 1400 | 707 | 0.03 | 15 | 15 | 7 | 1e-13 | 5spot_SharedNeighbor | Water | Porous | Wet | R600a | MinimizeLCOE_Brownfield | IgnoreSilica | 2019 | 0 | 0 | 0 | 0 |  |  |  |  | 15 |  | 15.6573 | [19 empty] | 100 | 0
1 | 1400 | 707 | 0.03 | 15 | 15 | 7 | 1.3335e-13 | 5spot_SharedNeighbor | Water | Porous | Wet | R600a | MinimizeLCOE_Brownfield | IgnoreSilica | 2019 | 0 | 0 | 0 | 0 |  |  |  |  | 15 |  | 19.3154 | [19 empty] | 133.3521 | 0
1 | 1400 | 707 | 0.03 | 15 | 15 | 7 | 1.7783e-13 | 5spot_SharedNeighbor | Water | Porous | Wet | R600a | MinimizeLCOE_Brownfield | IgnoreSilica | 2019 | 0 | 0 | 0 | 0 |  |  |  |  | 15 |  | 23.5415 | [19 empty] | 177.8279 | 0
1 | 1400 | 707 | 0.03 | 15 | 15 | 7 | 2.3714e-13 | 5spot_SharedNeighbor | Water | Porous | Wet | R600a | MinimizeLCOE_Brownfield | IgnoreSilica | 2019 | 0 | 0 | 0 | 0 |  |  |  |  | 15 |  | 24.1945 | [19 empty] | 237.1374 | 0
1 | 1400 | 707 | 0.03 | 15 | 15 | 7 | 3.1623e-13 | 5spot_SharedNeighbor | Water | Porous | Wet | R600a | MinimizeLCOE_Brownfield | IgnoreSilica | 2019 | 0 | 0 | 0 | 0 |  |  |  |  | 15 |  | 23.0679 | [19 empty] | 316.2278 | 0
1 | 1400 | 707 | 0.03 | 15 | 15 | 7 | 4.217e-13 | 5spot_SharedNeighbor | Water | Porous | Wet | R600a | MinimizeLCOE_Brownfield | IgnoreSilica | 2019 | 0 | 0 | 0 | 0 |  |  |  |  | 15 |  | 24.3631 | [19 empty] | 421.6965 | 0
1 | 1400 | 707 | 0.03 | 15 | 15 | 7 | 5.6234e-13 | 5spot_SharedNeighbor | Water | Porous | Wet | R600a | MinimizeLCOE_Brownfield | IgnoreSilica | 2019 | 0 | 0 | 0 | 0 |  |  |  |  | 15 |  | 24.1667 | [19 empty] | 562.3413 | 0
1 | 1400 | 707 | 0.03 | 15 | 15 | 7 | 7.4989e-13 | 5spot_SharedNeighbor | Water | Porous | Wet | R600a | MinimizeLCOE_Brownfield | IgnoreSilica | 2019 | 0 | 0 | 0 | 0 |  |  |  |  | 15 |  | 24.7267 | [19 empty] | 749.8942 | 0
1 | 1400 | 707 | 0.03 | 15 | 15 | 7 | 1e-12 | 5spot_SharedNeighbor | Water | Porous | Wet | R600a | MinimizeLCOE_Brownfield | IgnoreSilica | 2019 | 0 | 0 | 0 | 0 |  |  |  |  | 15 |  | 26.5725 | [19 empty] | 1000 | 0
1 | 1400 | 707 | 0.03 | 15 | 15 | 7 | 1.3335e-12 | 5spot_SharedNeighbor | Water | Porous | Wet | R600a | MinimizeLCOE_Brownfield | IgnoreSilica | 2019 | 0 | 0 | 0 | 0 |  |  |  |  | 15 |  | 26.3759 | [19 empty] | 1333.5214 | 0
1 | 1400 | 707 | 0.03 | 15 | 15 | 7 | 1.7783e-12 | 5spot_SharedNeighbor | Water | Porous | Wet | R600a | MinimizeLCOE_Brownfield | IgnoreSilica | 2019 | 0 | 0 | 0 | 0 |  |  |  |  | 15 |  | 29.6326 | [19 empty] | 1778.2794 | 0
1 | 1400 | 707 | 0.03 | 15 | 15 | 7 | 2.3714e-12 | 5spot_SharedNeighbor | Water | Porous | Wet | R600a | MinimizeLCOE_Brownfield | IgnoreSilica | 2019 | 0 | 0 | 0 | 0 |  |  |  |  | 15 |  | 32.9594 | [19 empty] | 2371.3737 | 0
1 | 1400 | 707 | 0.03 | 15 | 15 | 7 | 3.1623e-12 | 5spot_SharedNeighbor | Water | Porous | Wet | R600a | MinimizeLCOE_Brownfield | IgnoreSilica | 2019 | 0 | 0 | 0 | 0 |  |  |  |  | 15 |  | 36.1826 | [19 empty] | 3162.2777 | 0
1 | 1400 | 707 | 0.03 | 15 | 15 | 7 | 4.217e-12 | 5spot_SharedNeighbor | Water | Porous | Wet | R600a | MinimizeLCOE_Brownfield | IgnoreSilica | 2019 | 0 | 0 | 0 | 0 |  |  |  |  | 15 |  | 38.5765 | [19 empty] | 4216.965 | 0
1 | 1400 | 707 | 0.03 | 15 | 15 | 7 | 5.6234e-12 | 5spot_SharedNeighbor | Water | Porous | Wet | R600a | MinimizeLCOE_Brownfield | IgnoreSilica | 2019 | 0 | 0 | 0 | 0 |  |  |  |  | 15 |  | 37.1729 | [19 empty] | 5623.4133 | 0
1 | 1400 | 707 | 0.03 | 15 | 15 | 7 | 7.4989e-12 | 5spot_SharedNeighbor | Water | Porous | Wet | R600a | MinimizeLCOE_Brownfield | IgnoreSilica | 2019 | 0 | 0 | 0 | 0 |  |  |  |  | 15 |  | 36.9714 | [19 empty] | 7498.9421 | 0
1 | 1400 | 707 | 0.03 | 15 | 15 | 7 | 1e-11 | 5spot_SharedNeighbor | Water | Porous | Wet | R600a | MinimizeLCOE_Brownfield | IgnoreSilica | 2019 | 0 | 0 | 0 | 0 |  |  |  |  | 15 |  | 35.3946 | [19 empty] | 10000 | 0
1 | 1400 | 707 | 0.03 | 15 | 15 | 7 | 1.3335e-11 | 5spot_SharedNeighbor | Water | Porous | Wet | R600a | MinimizeLCOE_Brownfield | IgnoreSilica | 2019 | 1.6 | 0.073026 | 0.0001589 | 4 | 8831235.1842 | 21768357.0294 | 180036.6744 | 443777.4019 | 52.7337 | 0 | 37.3333 | 32294.0257 | 1508.4927 | 44396.848 | 51467.9788 | 0 | 20225.7497 | 0 | 58458.307 | 152096.5234 | 103809.0025 | 464256.9278 | 961560.8286 | 4187241.4196 | 4187241.4196 | 1478867.319 | 2556617.6377 | 0 | 5613059.176 | 13835785.5523 | 13335.2143 | 0.00063559 | 8831235.1842 | 21768357.0294 | 180036.6744 | 443777.4019
1 | 1400 | 707 | 0.03 | 15 | 15 | 7 | 1.7783e-11 | 5spot_SharedNeighbor | Water | Porous | Wet | R600a | MinimizeLCOE_Brownfield | IgnoreSilica | 2019 | 1.6 | 0.073027 | 0.00039436 | 4 | 3553356.5204 | 8766084.1276 | 72439.9789 | 178708.4819 | 52.7338 | 0 | 35.6045 | 32294.2757 | 1508.506 | 44397.0643 | 51468.0879 | 0 | 17681.3526 | 0 | 57466.2217 | 149515.3209 | 102047.2787 | 456378.1077 | 961560.8286 | 4187241.4196 | 4187241.4196 | 1478867.319 | 2556617.6377 | 0 | 5605180.3559 | 13827906.7322 | 17782.7941 | 0.0015774 | 3553356.5204 | 8766084.1276 | 72439.9789 | 178708.4819
1 | 1400 | 707 | 0.03 | 15 | 15 | 7 | 2.3714e-11 | 5spot_SharedNeighbor | Water | Porous | Wet | R600a | MinimizeLCOE_Brownfield | IgnoreSilica | 2019 | 1.6 | 0.073027 | 0.00057094 | 4 | 2451285.3581 | 6051802.9621 | 49972.7676 | 123374.1891 | 52.734 | 0 | 35.0807 | 32294.4633 | 1508.5159 | 44397.2265 | 51468.1698 | 0 | 15412.0427 | 0 | 56581.3631 | 147213.1003 | 100475.9658 | 449350.8473 | 961560.8286 | 4187241.4196 | 4187241.4196 | 1478867.319 | 2556617.6377 | 0 | 5598153.0955 | 13820879.4718 | 23713.7371 | 0.0022838 | 2451285.3581 | 6051802.9621 | 49972.7676 | 123374.1891
1 | 1400 | 707 | 0.03 | 15 | 15 | 7 | 3.1623e-11 | 5spot_SharedNeighbor | Water | Porous | Wet | R600a | MinimizeLCOE_Brownfield | IgnoreSilica | 2019 | 3.2734 | 0.16181 | 0.0011624 | 4 | 1275714.3489 | 3044184.3378 | 26007.1625 | 62059.8153 | 54.5779 | 0 | 83.5107 | 58036.8973 | 2776.9423 | 83757.2131 | 83018.5425 | 0 | 25148.5214 | 0 | 98567.8655 | 256453.367 | 175034.6926 | 782794.0417 | 961560.8286 | 4187241.4196 | 4187241.4196 | 1478867.319 | 2556617.6377 | 0 | 5931596.2899 | 14154322.6662 | 31622.7766 | 0.0046496 | 1275714.3489 | 3044184.3378 | 26007.1625 | 62059.8153
1 | 1400 | 707 | 0.03 | 15 | 15 | 7 | 4.217e-11 | 5spot_SharedNeighbor | Water | Porous | Wet | R600a | MinimizeLCOE_Brownfield | IgnoreSilica | 2019 | 4.3212 | 0.21764 | 0.0017479 | 4 | 874810.7684 | 2050873.2644 | 17834.2008 | 41809.8255 | 55.0227 | 0 | 81.9281 | 71821.7161 | 3459.4723 | 106124.5564 | 102803.7991 | 0 | 28212.2608 | 0 | 121844.5038 | 317014.4052 | 216368.8456 | 967649.5593 | 961560.8286 | 4187241.4196 | 4187241.4196 | 1478867.319 | 2556617.6377 | 0 | 6116451.8075 | 14339178.1838 | 42169.6503 | 0.0069917 | 874810.7684 | 2050873.2644 | 17834.2008 | 41809.8255
1 | 1400 | 707 | 0.03 | 15 | 15 | 7 | 5.6234e-11 | 5spot_SharedNeighbor | Water | Porous | Wet | R600a | MinimizeLCOE_Brownfield | IgnoreSilica | 2019 | 5.6628 | 0.28903 | 0.0025277 | 4 | 627181.6144 | 1440451.4573 | 12785.9455 | 29365.5513 | 55.3542 | 0 | 112.7855 | 87933.4138 | 4258.8106 | 133121.0314 | 128109.6512 | 0 | 31576.9237 | 0 | 150149.9339 | 390659.3281 | 266633.0187 | 1192442.1114 | 961560.8286 | 4187241.4196 | 4187241.4196 | 1478867.319 | 2556617.6377 | 0 | 6341244.3596 | 14563970.7359 | 56234.1325 | 0.010111 | 627181.6144 | 1440451.4573 | 12785.9455 | 29365.5513
1 | 1400 | 707 | 0.03 | 15 | 15 | 7 | 7.4989e-11 | 5spot_SharedNeighbor | Water | Porous | Wet | R600a | MinimizeLCOE_Brownfield | IgnoreSilica | 2019 | 7.2855 | 0.37523 | 0.0035372 | 4 | 466451.6927 | 1047618.9868 | 9509.2487 | 21357.1301 | 55.5806 | 0 | 76.5855 | 105774.7308 | 5144.7002 | 163994.3479 | 158677.0322 | 0 | 34841.7605 | 0 | 182688.7029 | 475318.5304 | 324414.6638 | 1450854.4688 | 961560.8286 | 4187241.4196 | 4187241.4196 | 1478867.319 | 2556617.6377 | 0 | 6599656.717 | 14822383.0933 | 74989.4209 | 0.014149 | 466451.6927 | 1047618.9868 | 9509.2487 | 21357.1301
1 | 1400 | 707 | 0.03 | 15 | 15 | 7 | 1e-10 | 5spot_SharedNeighbor | Water | Porous | Wet | R600a | MinimizeLCOE_Brownfield | IgnoreSilica | 2019 | 9.605 | 0.49907 | 0.0049159 | 4 | 353808.0579 | 771979.7517 | 7212.8558 | 15737.8514 | 55.8035 | 0 | 98.8662 | 129404.9365 | 6320.2483 | 205981.8982 | 202508.3348 | 0 | 39627.2013 | 0 | 227698.6214 | 592425.1056 | 404342.3077 | 1808308.6538 | 961560.8286 | 4187241.4196 | 4187241.4196 | 1478867.319 | 2556617.6377 | 0 | 6957110.902 | 15179837.2783 | 100000 | 0.019664 | 353808.0579 | 771979.7517 | 7212.8558 | 15737.8514
1 | 1400 | 707 | 0.03 | 15 | 15 | 7 | 1.3335e-10 | 5spot_SharedNeighbor | Water | Porous | Wet | R600a | MinimizeLCOE_Brownfield | IgnoreSilica | 2019 | 12.2749 | 0.64135 | 0.0066535 | 4 | 276133.9933 | 585095.3524 | 5629.365 | 11927.9602 | 55.9449 | 0 | 81.2977 | 154372.7592 | 7562.6444 | 251721.3663 | 252899.0554 | 0 | 43832.7447 | 0 | 277051.5423 | 720831.282 | 491982.1616 | 2200253.5559 | 961560.8286 | 4187241.4196 | 4187241.4196 | 1478867.319 | 2556617.6377 | 0 | 7349055.8041 | 15571782.1804 | 133352.1432 | 0.026614 | 276133.9933 | 585095.3524 | 5629.365 | 11927.9602
1 | 1400 | 707 | 0.03 | 15 | 15 | 7 | 1.7783e-10 | 5spot_SharedNeighbor | Water | Porous | Wet | R600a | MinimizeLCOE_Brownfield | IgnoreSilica | 2019 | 15.5191 | 0.8143 | 0.0088504 | 4 | 220547.8073 | 452818.0644 | 4496.1654 | 9231.3087 | 56.0518 | 0 | 108.8717 | 182528.9075 | 8964.1831 | 304665.5596 | 314138.4079 | 0 | 48183.2656 | 0 | 334807.3262 | 871099.9844 | 594543.6387 | 2658931.273 | 961560.8286 | 4187241.4196 | 4187241.4196 | 1478867.319 | 2556617.6377 | 0 | 7807733.5212 | 16030459.8975 | 177827.941 | 0.035402 | 220547.8073 | 452818.0644 | 4496.1654 | 9231.3087
1 | 1400 | 707 | 0.03 | 15 | 15 | 7 | 2.3714e-10 | 5spot_SharedNeighbor | Water | Porous | Wet | R600a | MinimizeLCOE_Brownfield | IgnoreSilica | 2019 | 19.3318 | 1.0176 | 0.011554 | 4 | 180207.3464 | 358130.2246 | 3673.7705 | 7300.969 | 56.132 | 0 | 88.1206 | 213384.2618 | 10500.3214 | 364105.0413 | 386121.1294 | 0 | 52444.2197 | 0 | 400356.4397 | 1041645.3318 | 710944.3426 | 3179501.0878 | 961560.8286 | 4187241.4196 | 4187241.4196 | 1478867.319 | 2556617.6377 | 0 | 8328303.336 | 16551029.7123 | 237137.3706 | 0.046215 | 180207.3464 | 358130.2246 | 3673.7705 | 7300.969
1 | 1400 | 707 | 0.03 | 15 | 15 | 7 | 3.1623e-10 | 5spot_SharedNeighbor | Water | Porous | Wet | R600a | MinimizeLCOE_Brownfield | IgnoreSilica | 2019 | 23.6218 | 1.2464 | 0.014759 | 4 | 150676.6519 | 289956.3709 | 3071.7474 | 5911.1528 | 56.1919 | 0 | 100.2032 | 245943.8824 | 12121.331 | 428214.7121 | 467120.0187 | 0 | 56307.4404 | 0 | 471785.88 | 1227490.0832 | 837787.2042 | 3746770.5519 | 961560.8286 | 4187241.4196 | 4187241.4196 | 1478867.319 | 2556617.6377 | 0 | 8895572.8001 | 17118299.1764 | 316227.766 | 0.059037 | 150676.6519 | 289956.3709 | 3071.7474 | 5911.1528
1 | 1400 | 707 | 0.03 | 15 | 15 | 7 | 4.217e-10 | 5spot_SharedNeighbor | Water | Porous | Wet | R600a | MinimizeLCOE_Brownfield | IgnoreSilica | 2019 | 28.2038 | 1.4908 | 0.018385 | 4 | 128965.6609 | 240776.9851 | 2629.1394 | 4908.5645 | 56.2362 | 0 | 123.3322 | 278783.7939 | 13756.1172 | 494140.4602 | 553638.2632 | 0 | 59461.0635 | 0 | 545914.0822 | 1420356.4595 | 969422.469 | 4335472.7088 | 961560.8286 | 4187241.4196 | 4187241.4196 | 1478867.319 | 2556617.6377 | 0 | 9484274.957 | 17707001.3333 | 421696.5034 | 0.073541 | 128965.6609 | 240776.9851 | 2629.1394 | 4908.5645
1 | 1400 | 707 | 0.03 | 15 | 15 | 7 | 5.6234e-10 | 5spot_SharedNeighbor | Water | Porous | Wet | R600a | MinimizeLCOE_Brownfield | IgnoreSilica | 2019 | 32.8271 | 1.7374 | 0.022268 | 4 | 112981.0123 | 205296.3795 | 2303.2708 | 4185.2444 | 56.2688 | 0 | 108.9329 | 310316.6125 | 15325.5414 | 558505.0597 | 640943.8625 | 0 | 61687.9802 | 0 | 618843.832 | 1610104.7084 | 1098929.5478 | 4914657.1445 | 961560.8286 | 4187241.4196 | 4187241.4196 | 1478867.319 | 2556617.6377 | 0 | 10063459.3927 | 18286185.769 | 562341.3252 | 0.089072 | 112981.0123 | 205296.3795 | 2303.2708 | 4185.2444
1 | 1400 | 707 | 0.03 | 15 | 15 | 7 | 7.4989e-10 | 5spot_SharedNeighbor | Water | Porous | Wet | R600a | MinimizeLCOE_Brownfield | IgnoreSilica | 2019 | 37.2124 | 1.9713 | 0.026185 | 4 | 101212.7792 | 179720.1042 | 2063.3594 | 3663.8374 | 56.2927 | 0 | 95.1312 | 339006.9952 | 16753.1697 | 617886.641 | 723759.244 | 0 | 62881.0528 | 0 | 686511.97 | 1786163.323 | 1219093.17 | 5452055.5656 | 961560.8286 | 4187241.4196 | 4187241.4196 | 1478867.319 | 2556617.6377 | 0 | 10600857.8138 | 18823584.1901 | 749894.2093 | 0.10474 | 101212.7792 | 179720.1042 | 2063.3594 | 3663.8374
1 | 1400 | 707 | 0.03 | 15 | 15 | 7 | 1e-09 | 5spot_SharedNeighbor | Water | Porous | Wet | R600a | MinimizeLCOE_Brownfield | IgnoreSilica | 2019 | 41.1681 | 2.1824 | 0.029921 | 4 | 92550.4717 | 161254.6018 | 1886.7665 | 3287.3932 | 56.31 | 0 | 119.3835 | 364024.24 | 17997.7242 | 670253.4853 | 798467.6668 | 0 | 63187.7571 | 0 | 746433.0406 | 1942065.6572 | 1325499.7165 | 5927929.2876 | 961560.8286 | 4187241.4196 | 4187241.4196 | 1478867.319 | 2556617.6377 | 0 | 11076731.5358 | 19299457.9121 | 1000000 | 0.11968 | 92550.4717 | 161254.6018 | 1886.7665 | 3287.3932
1 | 1400 | 707 | 0.03 | 15 | 15 | 7 | 1.3335e-09 | 5spot_SharedNeighbor | Water | Porous | Wet | R600a | MinimizeLCOE_Brownfield | IgnoreSilica | 2019 | 44.5593 | 2.3633 | 0.033301 | 4 | 86171.4159 | 147902.3477 | 1756.7209 | 3015.1894 | 56.3224 | 0 | 97.9176 | 384898.0612 | 19035.9078 | 714341.4177 | 862512.2785 | 0 | 62784.8847 | 0 | 796993.2945 | 2073613.0664 | 1415283.5263 | 6329462.437 | 961560.8286 | 4187241.4196 | 4187241.4196 | 1478867.319 | 2556617.6377 | 0 | 11478264.6852 | 19700991.0615 | 1333521.4322 | 0.1332 | 86171.4159 | 147902.3477 | 1756.7209 | 3015.1894
1 | 1400 | 707 | 0.03 | 15 | 15 | 7 | 1.7783e-09 | 5spot_SharedNeighbor | Water | Porous | Wet | R600a | MinimizeLCOE_Brownfield | IgnoreSilica | 2019 | 47.3903 | 2.5144 | 0.036239 | 4 | 81467.4863 | 138192.7641 | 1660.8249 | 2817.2464 | 56.3312 | 0 | 112.3022 | 401957.7518 | 19884.2056 | 750628.3091 | 915975.761 | 0 | 62001.2482 | 0 | 838674.4375 | 2182058.8507 | 1489300.0024 | 6660480.5663 | 961560.8286 | 4187241.4196 | 4187241.4196 | 1478867.319 | 2556617.6377 | 0 | 11809282.8145 | 20032009.1908 | 1778279.41 | 0.14496 | 81467.4863 | 138192.7641 | 1660.8249 | 2817.2464
1 | 1400 | 707 | 0.03 | 15 | 15 | 7 | 2.3714e-09 | 5spot_SharedNeighbor | Water | Porous | Wet | R600a | MinimizeLCOE_Brownfield | IgnoreSilica | 2019 | 49.6601 | 2.6354 | 0.038695 | 4 | 77991.8653 | 131116.4565 | 1589.9697 | 2672.9863 | 56.3374 | 0 | 135.9608 | 415411.7007 | 20553.077 | 779402.3611 | 958835.5849 | 0 | 60980.2811 | 0 | 871721.3719 | 2268040.195 | 1547984.0367 | 6922928.6085 | 961560.8286 | 4187241.4196 | 4187241.4196 | 1478867.319 | 2556617.6377 | 0 | 12071730.8567 | 20294457.233 | 2371373.7057 | 0.15478 | 77991.8653 | 131116.4565 | 1589.9697 | 2672.9863
1 | 1400 | 707 | 0.03 | 15 | 15 | 7 | 3.1623e-09 | 5spot_SharedNeighbor | Water | Porous | Wet | R600a | MinimizeLCOE_Brownfield | IgnoreSilica | 2019 | 51.4628 | 2.7316 | 0.040701 | 4 | 75417.9277 | 125924.4219 | 1537.4965 | 2567.1397 | 56.3418 | 0 | 139.6534 | 425963.4298 | 21077.5761 | 802064.1104 | 992873.1574 | 0 | 59944.3918 | 0 | 897749.8395 | 2335760.9286 | 1594204.8289 | 7129638.2625 | 961560.8286 | 4187241.4196 | 4187241.4196 | 1478867.319 | 2556617.6377 | 0 | 12278440.5107 | 20501166.887 | 3162277.6602 | 0.16281 | 75417.9277 | 125924.4219 | 1537.4965 | 2567.1397
1 | 1400 | 707 | 0.03 | 15 | 15 | 7 | 4.217e-09 | 5spot_SharedNeighbor | Water | Porous | Wet | R600a | MinimizeLCOE_Brownfield | IgnoreSilica | 2019 | 52.8466 | 2.8054 | 0.042294 | 4 | 73507.4186 | 122111.4604 | 1498.5482 | 2489.4073 | 56.3449 | 0 | 117.4642 | 433985.7848 | 21476.2923 | 819348.4699 | 1018997.8804 | 0 | 58928.6583 | 0 | 917567.4634 | 2387322.3209 | 1629396.5386 | 7287023.4086 | 961560.8286 | 4187241.4196 | 4187241.4196 | 1478867.319 | 2556617.6377 | 0 | 12435825.6568 | 20658552.0331 | 4216965.0343 | 0.16918 | 73507.4186 | 122111.4604 | 1498.5482 | 2489.4073
1 | 1400 | 707 | 0.03 | 15 | 15 | 7 | 5.6234e-09 | 5spot_SharedNeighbor | Water | Porous | Wet | R600a | MinimizeLCOE_Brownfield | IgnoreSilica | 2019 | 53.9332 | 2.8633 | 0.043555 | 4 | 72086.4233 | 119283.7324 | 1469.5792 | 2431.7602 | 56.3471 | 0 | 120.8459 | 440240.1403 | 21787.1038 | 832856.1969 | 1039511.6455 | 0 | 58083.0419 | 0 | 933066.4701 | 2427647.5569 | 1656919.3408 | 7410111.4962 | 961560.8286 | 4187241.4196 | 4187241.4196 | 1478867.319 | 2556617.6377 | 0 | 12558913.7444 | 20781640.1207 | 5623413.2519 | 0.17422 | 72086.4233 | 119283.7324 | 1469.5792 | 2431.7602
1 | 1400 | 707 | 0.03 | 15 | 15 | 7 | 7.4989e-09 | 5spot_SharedNeighbor | Water | Porous | Wet | R600a | MinimizeLCOE_Brownfield | IgnoreSilica | 2019 | 54.7614 | 2.9074 | 0.044533 | 4 | 71027.6628 | 117188.6175 | 1447.995 | 2389.0485 | 56.3487 | 0 | 122.0662 | 444980.0691 | 22022.635 | 843112.0405 | 1055143.2653 | 0 | 57362.9536 | 0 | 944822.1757 | 2458233.4915 | 1677794.8696 | 7503471.5001 | 961560.8286 | 4187241.4196 | 4187241.4196 | 1478867.319 | 2556617.6377 | 0 | 12652273.7483 | 20875000.1246 | 7498942.0933 | 0.17813 | 71027.6628 | 117188.6175 | 1447.995 | 2389.0485
1 | 1400 | 707 | 0.03 | 15 | 15 | 7 | 1e-08 | 5spot_SharedNeighbor | Water | Porous | Wet | R600a | MinimizeLCOE_Brownfield | IgnoreSilica | 2019 | 55.3876 | 2.9408 | 0.045284 | 4 | 70237.6582 | 115632.8849 | 1431.8897 | 2357.3328 | 56.3498 | 0 | 119.0134 | 448549.5655 | 22199.9943 | 850846.0914 | 1066963.1806 | 0 | 56766.2346 | 0 | 953676.7759 | 2481271.3449 | 1693518.6779 | 7573791.8651 | 961560.8286 | 4187241.4196 | 4187241.4196 | 1478867.319 | 2556617.6377 | 0 | 12722594.1133 | 20945320.4896 | 10000000 | 0.18114 | 70237.6582 | 115632.8849 | 1431.8897 | 2357.3328
1 | 1500 | 707 | 0.03 | 15 | 15 | 7 | 1e-13 | 5spot_SharedNeighbor | Water | Porous | Wet | R600a | MinimizeLCOE_Brownfield | IgnoreSilica | 2019 | 0 | 0 | 0 | 0 |  |  |  |  | 15 |  | 16.6229 | [19 empty] | 100 | 0
1 | 1500 | 707 | 0.03 | 15 | 15 | 7 | 1.3335e-13 | 5spot_SharedNeighbor | Water | Porous | Wet | R600a | MinimizeLCOE_Brownfield | IgnoreSilica | 2019 | 0 | 0 | 0 | 0 |  |  |  |  | 15 |  | 19.5623 | [19 empty] | 133.3521 | 0
1 | 1500 | 707 | 0.03 | 15 | 15 | 7 | 1.7783e-13 | 5spot_SharedNeighbor | Water | Porous | Wet | R600a | MinimizeLCOE_Brownfield | IgnoreSilica | 2019 | 0 | 0 | 0 | 0 |  |  |  |  | 15 |  | 23.2131 | [19 empty] | 177.8279 | 0
1 | 1500 | 707 | 0.03 | 15 | 15 | 7 | 2.3714e-13 | 5spot_SharedNeighbor | Water | Porous | Wet | R600a | MinimizeLCOE_Brownfield | IgnoreSilica | 2019 | 0 | 0 | 0 | 0 |  |  |  |  | 15 |  | 24.3136 | [19 empty] | 237.1374 | 0
1 | 1500 | 707 | 0.03 | 15 | 15 | 7 | 3.1623e-13 | 5spot_SharedNeighbor | Water | Porous | Wet | R600a | MinimizeLCOE_Brownfield | IgnoreSilica | 2019 | 0 | 0 | 0 | 0 |  |  |  |  | 15 |  | 23.8783 | [19 empty] | 316.2278 | 0
1 | 1500 | 707 | 0.03 | 15 | 15 | 7 | 4.217e-13 | 5spot_SharedNeighbor | Water | Porous | Wet | R600a | MinimizeLCOE_Brownfield | IgnoreSilica | 2019 | 0 | 0 | 0 | 0 |  |  |  |  | 15 |  | 24.8251 | [19 empty] | 421.6965 | 0
1 | 1500 | 707 | 0.03 | 15 | 15 | 7 | 5.6234e-13 | 5spot_SharedNeighbor | Water | Porous | Wet | R600a | MinimizeLCOE_Brownfield | IgnoreSilica | 2019 | 0 | 0 | 0 | 0 |  |  |  |  | 15 |  | 24.593 | [19 empty] | 562.3413 | 0
1 | 1500 | 707 | 0.03 | 15 | 15 | 7 | 7.4989e-13 | 5spot_SharedNeighbor | Water | Porous | Wet | R600a | MinimizeLCOE_Brownfield | IgnoreSilica | 2019 | 0 | 0 | 0 | 0 |  |  |  |  | 15 |  | 25.6008 | [19 empty] | 749.8942 | 0
1 | 1500 | 707 | 0.03 | 15 | 15 | 7 | 1e-12 | 5spot_SharedNeighbor | Water | Porous | Wet | R600a | MinimizeLCOE_Brownfield | IgnoreSilica | 2019 | 0 | 0 | 0 | 0 |  |  |  |  | 15 |  | 26.7159 | [19 empty] | 1000 | 0
1 | 1500 | 707 | 0.03 | 15 | 15 | 7 | 1.3335e-12 | 5spot_SharedNeighbor | Water | Porous | Wet | R600a | MinimizeLCOE_Brownfield | IgnoreSilica | 2019 | 0 | 0 | 0 | 0 |  |  |  |  | 15 |  | 26.8174 | [19 empty] | 1333.5214 | 0
1 | 1500 | 707 | 0.03 | 15 | 15 | 7 | 1.7783e-12 | 5spot_SharedNeighbor | Water | Porous | Wet | R600a | MinimizeLCOE_Brownfield | IgnoreSilica | 2019 | 0 | 0 | 0 | 0 |  |  |  |  | 15 |  | 30.2161 | [19 empty] | 1778.2794 | 0
1 | 1500 | 707 | 0.03 | 15 | 15 | 7 | 2.3714e-12 | 5spot_SharedNeighbor | Water | Porous | Wet | R600a | MinimizeLCOE_Brownfield | IgnoreSilica | 2019 | 0 | 0 | 0 | 0 |  |  |  |  | 15 |  | 35.7454 | [19 empty] | 2371.3737 | 0
1 | 1500 | 707 | 0.03 | 15 | 15 | 7 | 3.1623e-12 | 5spot_SharedNeighbor | Water | Porous | Wet | R600a | MinimizeLCOE_Brownfield | IgnoreSilica | 2019 | 0 | 0 | 0 | 0 |  |  |  |  | 15 |  | 37.473 | [19 empty] | 3162.2777 | 0
1 | 1500 | 707 | 0.03 | 15 | 15 | 7 | 4.217e-12 | 5spot_SharedNeighbor | Water | Porous | Wet | R600a | MinimizeLCOE_Brownfield | IgnoreSilica | 2019 | 0 | 0 | 0 | 0 |  |  |  |  | 15 |  | 38.6296 | [19 empty] | 4216.965 | 0
1 | 1500 | 707 | 0.03 | 15 | 15 | 7 | 5.6234e-12 | 5spot_SharedNeighbor | Water | Porous | Wet | R600a | MinimizeLCOE_Brownfield | IgnoreSilica | 2019 | 0 | 0 | 0 | 0 |  |  |  |  | 15 |  | 38.6363 | [19 empty] | 5623.4133 | 0
1 | 1500 | 707 | 0.03 | 15 | 15 | 7 | 7.4989e-12 | 5spot_SharedNeighbor | Water | Porous | Wet | R600a | MinimizeLCOE_Brownfield | IgnoreSilica | 2019 | 0 | 0 | 0 | 0 |  |  |  |  | 15 |  | 37.6783 | [19 empty] | 7498.9421 | 0
1 | 1500 | 707 | 0.03 | 15 | 15 | 7 | 1e-11 | 5spot_SharedNeighbor | Water | Porous | Wet | R600a | MinimizeLCOE_Brownfield | IgnoreSilica | 2019 | 1.6 | 0.080965 | 0.00029329 | 4 | 5062558.4637 | 12415570.4333 | 103207.1019 | 253108.1966 | 55.1396 | 0 | 40.2873 | 36561.8512 | 1737.1194 | 48107.9771 | 53313.1834 | 0 | 22408.499 | 0 | 63230.1657 | 164511.9209 | 112282.7664 | 502153.4831 | 961560.8286 | 4475407.202 | 4475407.202 | 1478867.319 | 2671883.9507 | 0 | 5939121.5137 | 14565279.9853 | 10000 | 0.0011731 | 5062558.4637 | 12415570.4333 | 103207.1019 | 253108.1966
1 | 1500 | 707 | 0.03 | 15 | 15 | 7 | 1.3335e-11 | 5spot_SharedNeighbor | Water | Porous | Wet | R600a | MinimizeLCOE_Brownfield | IgnoreSilica | 2019 | 1.9042 | 0.098855 | 0.00063299 | 4 | 2371320.5254 | 5778237.6051 | 48342.5764 | 117797.1892 | 55.7809 | 0 | 307.8886 | 42488.3252 | 2033.5266 | 56403.7102 | 59432.2508 | 0 | 22742.2264 | 0 | 71409.0153 | 185791.6097 | 126806.5912 | 567107.2553 | 961560.8286 | 4475407.202 | 4475407.202 | 1478867.319 | 2671883.9507 | 0 | 6004075.2859 | 14630233.7575 | 13335.2143 | 0.002532 | 2371320.5254 | 5778237.6051 | 48342.5764 | 117797.1892
1 | 1500 | 707 | 0.03 | 15 | 15 | 7 | 1.7783e-11 | 5spot_SharedNeighbor | Water | Porous | Wet | R600a | MinimizeLCOE_Brownfield | IgnoreSilica | 2019 | 2.5655 | 0.13795 | 0.0010863 | 4 | 1414615.161 | 3399798.9973 | 28838.8435 | 69309.5011 | 56.6724 | 0 | 428.1483 | 54372.816 | 2629.9795 | 73575.5112 | 72764.6267 | 0 | 25865.2483 | 0 | 89391.1908 | 232577.5419 | 158738.9514 | 709915.8658 | 961560.8286 | 4475407.202 | 4475407.202 | 1478867.319 | 2671883.9507 | 0 | 6146883.8964 | 14773042.368 | 17782.7941 | 0.0043453 | 1414615.161 | 3399798.9973 | 28838.8435 | 69309.5011
1 | 1500 | 707 | 0.03 | 15 | 15 | 7 | 2.3714e-11 | 5spot_SharedNeighbor | Water | Porous | Wet | R600a | MinimizeLCOE_Brownfield | IgnoreSilica | 2019 | 3.4197 | 0.18869 | 0.0017041 | 4 | 927335.5655 | 2192860.4708 | 18904.9898 | 44704.4268 | 57.3302 | 0 | 73.3808 | 68296.4352 | 3330.9182 | 94466.4359 | 90022.012 | 0 | 29298.6221 | 0 | 111311.6252 | 289610.0155 | 197664.7865 | 884000.8506 | 961560.8286 | 4475407.202 | 4475407.202 | 1478867.319 | 2671883.9507 | 0 | 6320968.8812 | 14947127.3528 | 23713.7371 | 0.0068163 | 927335.5655 | 2192860.4708 | 18904.9898 | 44704.4268
1 | 1500 | 707 | 0.03 | 15 | 15 | 7 | 3.1623e-11 | 5spot_SharedNeighbor | Water | Porous | Wet | R600a | MinimizeLCOE_Brownfield | IgnoreSilica | 2019 | 4.5233 | 0.25438 | 0.0025349 | 4 | 644413.4556 | 1495166.083 | 13137.2399 | 30480.983 | 57.8208 | 0 | 105.7396 | 84670.1397 | 4156.919 | 119915.1153 | 112336.8219 | 0 | 33114.1512 | 0 | 138135.3273 | 359399.7863 | 245297.7391 | 1097025.9997 | 961560.8286 | 4475407.202 | 4475407.202 | 1478867.319 | 2671883.9507 | 0 | 6533994.0303 | 15160152.5019 | 31622.7766 | 0.010139 | 644413.4556 | 1495166.083 | 13137.2399 | 30480.983
1 | 1500 | 707 | 0.03 | 15 | 15 | 7 | 4.217e-11 | 5spot_SharedNeighbor | Water | Porous | Wet | R600a | MinimizeLCOE_Brownfield | IgnoreSilica | 2019 | 5.9166 | 0.33736 | 0.003637 | 4 | 466676.2494 | 1059617.2866 | 9513.8266 | 21601.7316 | 58.1804 | 0 | 105.7524 | 103554.2472 | 5110.9248 | 150247.3666 | 140508.3506 | 0 | 37185.0057 | 0 | 170276.299 | 443024.0016 | 302372.9843 | 1352279.18 | 961560.8286 | 4475407.202 | 4475407.202 | 1478867.319 | 2671883.9507 | 0 | 6789247.2106 | 15415405.6822 | 42169.6503 | 0.014548 | 466676.2494 | 1059617.2866 | 9513.8266 | 21601.7316
1 | 1500 | 707 | 0.03 | 15 | 15 | 7 | 5.6234e-11 | 5spot_SharedNeighbor | Water | Porous | Wet | R600a | MinimizeLCOE_Brownfield | IgnoreSilica | 2019 | 7.5802 | 0.43615 | 0.0050567 | 4 | 349947.6847 | 776419.5466 | 7134.1569 | 15828.3626 | 58.4198 | 0 | 99.8423 | 124197.212 | 6154.2061 | 184480.0129 | 174082.1828 | 0 | 41024.1603 | 0 | 206675.7319 | 537727.8593 | 367010.3132 | 1641351.6783 | 961560.8286 | 4475407.202 | 4475407.202 | 1478867.319 | 2671883.9507 | 0 | 7078319.7089 | 15704478.1805 | 56234.1325 | 0.020227 | 349947.6847 | 776419.5466 | 7134.1569 | 15828.3626
1 | 1500 | 707 | 0.03 | 15 | 15 | 7 | 7.4989e-11 | 5spot_SharedNeighbor | Water | Porous | Wet | R600a | MinimizeLCOE_Brownfield | IgnoreSilica | 2019 | 10 | 0.58087 | 0.0070158 | 4 | 266767.7701 | 574150.1 | 5438.4218 | 11704.8264 | 58.6723 | 0 | 100.4802 | 152119.5129 | 7568.2082 | 231954.0772 | 223127.1997 | 0 | 46917.9893 | 0 | 258057.9251 | 671413.7861 | 458253.7052 | 2049412.4036 | 961560.8286 | 4475407.202 | 4475407.202 | 1478867.319 | 2671883.9507 | 0 | 7486380.4342 | 16112538.9058 | 74989.4209 | 0.028063 | 266767.7701 | 574150.1 | 5438.4218 | 11704.8264
1 | 1500 | 707 | 0.03 | 15 | 15 | 7 | 1e-10 | 5spot_SharedNeighbor | Water | Porous | Wet | R600a | MinimizeLCOE_Brownfield | IgnoreSilica | 2019 | 12.813 | 0.74865 | 0.0094846 | 4 | 209219.1795 | 436591.1149 | 4265.216 | 8900.5004 | 58.8293 | 0 | 90.5859 | 181864.3344 | 9074.208 | 284117.4799 | 280041.0889 | 0 | 52231.5004 | 0 | 314858.1585 | 819196.3422 | 559118.3364 | 2500501.4488 | 961560.8286 | 4475407.202 | 4475407.202 | 1478867.319 | 2671883.9507 | 0 | 7937469.4794 | 16563627.951 | 100000 | 0.037939 | 209219.1795 | 436591.1149 | 4265.216 | 8900.5004
1 | 1500 | 707 | 0.03 | 15 | 15 | 7 | 1.3335e-10 | 5spot_SharedNeighbor | Water | Porous | Wet | R600a | MinimizeLCOE_Brownfield | IgnoreSilica | 2019 | 16.2501 | 0.95368 | 0.012621 | 4 | 167730.2041 | 338600.0301 | 3419.4071 | 6902.8196 | 58.9481 | 0 | 116.6406 | 215571.4755 | 10781.0802 | 344788.5493 | 349588.309 | 0 | 57779.5423 | 0 | 381618.4929 | 992893.0379 | 677669.9003 | 3030690.3875 | 961560.8286 | 4475407.202 | 4475407.202 | 1478867.319 | 2671883.9507 | 0 | 8467658.418 | 17093816.8897 | 133352.1432 | 0.050484 | 167730.2041 | 338600.0301 | 3419.4071 | 6902.8196
1 | 1500 | 707 | 0.03 | 15 | 15 | 7 | 1.7783e-10 | 5spot_SharedNeighbor | Water | Porous | Wet | R600a | MinimizeLCOE_Brownfield | IgnoreSilica | 2019 | 20.2844 | 1.1943 | 0.016497 | 4 | 137410.9038 | 268133.6092 | 2801.3071 | 5466.2663 | 59.0368 | 0 | 122.2417 | 252434.3249 | 12647.7608 | 412748.975 | 431207.4631 | 0 | 63139.5423 | 0 | 457149.4457 | 1189409.0836 | 811796.1395 | 3630532.7348 | 961560.8286 | 4475407.202 | 4475407.202 | 1478867.319 | 2671883.9507 | 0 | 9067500.7654 | 17693659.237 | 177827.941 | 0.065988 | 137410.9038 | 268133.6092 | 2801.3071 | 5466.2663
1 | 1500 | 707 | 0.03 | 15 | 15 | 7 | 2.3714e-10 | 5spot_SharedNeighbor | Water | Porous | Wet | R600a | MinimizeLCOE_Brownfield | IgnoreSilica | 2019 | 24.8929 | 1.4691 | 0.021141 | 4 | 115064.4815 | 217070.5235 | 2345.7451 | 4425.2762 | 59.1035 | 0 | 126.5471 | 291891.2192 | 14645.5189 | 487096.6002 | 524433.3049 | 0 | 68154.8822 | 0 | 540626.3949 | 1406598.9818 | 960032.7078 | 4293479.6098 | 961560.8286 | 4475407.202 | 4475407.202 | 1478867.319 | 2671883.9507 | 0 | 9730447.6404 | 18356606.112 | 237137.3706 | 0.084565 | 115064.4815 | 217070.5235 | 2345.7451 | 4425.2762
1 | 1500 | 707 | 0.03 | 15 | 15 | 7 | 3.1623e-10 | 5spot_SharedNeighbor | Water | Porous | Wet | R600a | MinimizeLCOE_Brownfield | IgnoreSilica | 2019 | 29.8823 | 1.7667 | 0.026458 | 4 | 98524.6596 | 180033.4063 | 2008.5585 | 3670.2245 | 59.1532 | 0 | 130.273 | 332179.7766 | 16684.7736 | 564519.5691 | 625371.8707 | 0 | 72349.6811 | 0 | 628331.2117 | 1634788.9244 | 1115777.0324 | 4990002.8396 | 961560.8286 | 4475407.202 | 4475407.202 | 1478867.319 | 2671883.9507 | 0 | 10426970.8701 | 19053129.3418 | 316227.766 | 0.10583 | 98524.6596 | 180033.4063 | 2008.5585 | 3670.2245
1 | 1500 | 707 | 0.03 | 15 | 15 | 7 | 4.217e-10 | 5spot_SharedNeighbor | Water | Porous | Wet | R600a | MinimizeLCOE_Brownfield | IgnoreSilica | 2019 | 34.9855 | 2.0711 | 0.032228 | 4 | 86266.068 | 153181.7573 | 1758.6505 | 3122.8173 | 59.1899 | 0 | 126.5395 | 371333.964 | 18665.8989 | 641056.8049 | 728621.8682 | 0 | 75387.284 | 0 | 715675.6698 | 1862041.2876 | 1270881.4399 | 5683664.2172 | 961560.8286 | 4475407.202 | 4475407.202 | 1478867.319 | 2671883.9507 | 0 | 11120632.2478 | 19746790.7194 | 421696.5034 | 0.12891 | 86266.068 | 153181.7573 | 1758.6505 | 3122.8173
1 | 1500 | 707 | 0.03 | 15 | 15 | 7 | 5.6234e-10 | 5spot_SharedNeighbor | Water | Porous | Wet | R600a | MinimizeLCOE_Brownfield | IgnoreSilica | 2019 | 39.9313 | 2.3662 | 0.038147 | 4 | 77185.9257 | 133718.5779 | 1573.5395 | 2726.0341 | 59.2169 | 0 | 122.347 | 407669.557 | 20503.7026 | 713114.2855 | 828694.4404 | 0 | 77191.482 | 0 | 798397.6523 | 2077266.9175 | 1417777.3548 | 6340615.3921 | 961560.8286 | 4475407.202 | 4475407.202 | 1478867.319 | 2671883.9507 | 0 | 11777583.4227 | 20403741.8943 | 562341.3252 | 0.15259 | 77185.9257 | 133718.5779 | 1573.5395 | 2726.0341
1 | 1500 | 707 | 0.03 | 15 | 15 | 7 | 7.4989e-10 | 5spot_SharedNeighbor | Water | Porous | Wet | R600a | MinimizeLCOE_Brownfield | IgnoreSilica | 2019 | 44.4324 | 2.6347 | 0.043862 | 4 | 70468.1244 | 119634.6905 | 1436.588 | 2438.915 | 59.2363 | 0 | 131.4644 | 439574.5099 | 22116.7868 | 777138.9256 | 919767.7594 | 0 | 77737.7107 | 0 | 872170.92 | 2269209.8271 | 1548782.3346 | 6926498.7741 | 961560.8286 | 4475407.202 | 4475407.202 | 1478867.319 | 2671883.9507 | 0 | 12363466.8047 | 20989625.2763 | 749894.2093 | 0.17545 | 70468.1244 | 119634.6905 | 1436.588 | 2438.915
1 | 1500 | 707 | 0.03 | 15 | 15 | 7 | 1e-09 | 5spot_SharedNeighbor | Water | Porous | Wet | R600a | MinimizeLCOE_Brownfield | IgnoreSilica | 2019 | 48.3501 | 2.8684 | 0.049101 | 4 | 65501.5507 | 109421.8712 | 1335.3377 | 2230.7128 | 59.2499 | 0 | 124.9725 | 466555.4954 | 23480.411 | 831800.5349 | 999031.4225 | 0 | 77336.1472 | 0 | 935299.5643 | 2433457.6099 | 1660884.8213 | 7427846.0065 | 961560.8286 | 4475407.202 | 4475407.202 | 1478867.319 | 2671883.9507 | 0 | 12864814.037 | 21490972.5087 | 1000000 | 0.1964 | 65501.5507 | 109421.8712 | 1335.3377 | 2230.7128
1 | 1500 | 707 | 0.03 | 15 | 15 | 7 | 1.3335e-09 | 5spot_SharedNeighbor | Water | Porous | Wet | R600a | MinimizeLCOE_Brownfield | IgnoreSilica | 2019 | 51.6286 | 3.0639 | 0.05369 | 4 | 61828.6711 | 101994.9911 | 1260.4611 | 2079.3059 | 59.2593 | 0 | 141.323 | 488624.4101 | 24595.3925 | 876849.384 | 1065351.6803 | 0 | 76311.859 | 0 | 987375.7631 | 2568949.1971 | 1753360.6136 | 7841418.2998 | 961560.8286 | 4475407.202 | 4475407.202 | 1478867.319 | 2671883.9507 | 0 | 13278386.3304 | 21904544.802 | 1333521.4322 | 0.21476 | 61828.6711 | 101994.9911 | 1260.4611 | 2079.3059
1 | 1500 | 707 | 0.03 | 15 | 15 | 7 | 1.7783e-09 | 5spot_SharedNeighbor | Water | Porous | Wet | R600a | MinimizeLCOE_Brownfield | IgnoreSilica | 2019 | 54.2841 | 3.2222 | 0.05756 | 4 | 59109.3497 | 96575.2738 | 1205.024 | 1968.8176 | 59.2657 | 0 | 92.5158 | 506184.6061 | 25482.3091 | 912906.6164 | 1119059.8817 | 0 | 74954.2498 | 0 | 1029049.1886 | 2677374.9018 | 1827363.385 | 8172375.1386 | 961560.8286 | 4475407.202 | 4475407.202 | 1478867.319 | 2671883.9507 | 0 | 13609343.1692 | 22235501.6408 | 1778279.41 | 0.23024 | 59109.3497 | 96575.2738 | 1205.024 | 1968.8176
1 | 1500 | 707 | 0.03 | 15 | 15 | 7 | 2.3714e-09 | 5spot_SharedNeighbor | Water | Porous | Wet | R600a | MinimizeLCOE_Brownfield | IgnoreSilica | 2019 | 56.4009 | 3.3484 | 0.060738 | 4 | 57092.6273 | 92598.4805 | 1163.9104 | 1887.7453 | 59.27 | 0 | 121.0011 | 519991.9471 | 26179.4966 | 941387.5175 | 1161865.4172 | 0 | 73537.7228 | 0 | 1061955.2195 | 2762989.6442 | 1885797.2059 | 8433704.171 | 961560.8286 | 4475407.202 | 4475407.202 | 1478867.319 | 2671883.9507 | 0 | 13870672.2016 | 22496830.6732 | 2371373.7057 | 0.24295 | 57092.6273 | 92598.4805 | 1163.9104 | 1887.7453
1 | 1500 | 707 | 0.03 | 15 | 15 | 7 | 3.1623e-09 | 5spot_SharedNeighbor | Water | Porous | Wet | R600a | MinimizeLCOE_Brownfield | IgnoreSilica | 2019 | 58.0593 | 3.4472 | 0.063288 | 4 | 55594.2079 | 89669.1496 | 1133.3631 | 1828.0269 | 59.2729 | 0 | 152.8221 | 530695.2162 | 26719.8297 | 963543.1357 | 1195393.1087 | 0 | 72199.0662 | 0 | 1087534.639 | 2829542.0466 | 1931220.5881 | 8636847.6301 | 961560.8286 | 4475407.202 | 4475407.202 | 1478867.319 | 2671883.9507 | 0 | 14073815.6606 | 22699974.1323 | 3162277.6602 | 0.25315 | 55594.2079 | 89669.1496 | 1133.3631 | 1828.0269
1 | 1500 | 707 | 0.03 | 15 | 15 | 7 | 4.217e-09 | 5spot_SharedNeighbor | Water | Porous | Wet | R600a | MinimizeLCOE_Brownfield | IgnoreSilica | 2019 | 59.3239 | 3.5225 | 0.065289 | 4 | 54478.9198 | 87509.4005 | 1110.6265 | 1783.9975 | 59.2748 | 0 | 151.4615 | 538792.6152 | 27128.5393 | 980349.3281 | 1220957.1526 | 0 | 70967.9908 | 0 | 1106896.2941 | 2879917.1016 | 1965602.5982 | 8790611.6197 | 961560.8286 | 4475407.202 | 4475407.202 | 1478867.319 | 2671883.9507 | 0 | 14227579.6503 | 22853738.1219 | 4216965.0343 | 0.26116 | 54478.9198 | 87509.4005 | 1110.6265 | 1783.9975
1 | 1500 | 707 | 0.03 | 15 | 15 | 7 | 5.6234e-09 | 5spot_SharedNeighbor | Water | Porous | Wet | R600a | MinimizeLCOE_Brownfield | IgnoreSilica | 2019 | 60.3056 | 3.581 | 0.066855 | 4 | 53647.5072 | 85904.3568 | 1093.677 | 1751.2765 | 59.2762 | 0 | 131.92 | 545040.2418 | 27443.8396 | 993342.4829 | 1240798.0707 | 0 | 69956.4693 | 0 | 1121866.6307 | 2918866.8466 | 1992186.5995 | 8909501.1811 | 961560.8286 | 4475407.202 | 4475407.202 | 1478867.319 | 2671883.9507 | 0 | 14346469.2117 | 22972627.6833 | 5623413.2519 | 0.26742 | 53647.5072 | 85904.3568 | 1093.677 | 1751.2765
1 | 1500 | 707 | 0.03 | 15 | 15 | 7 | 7.4989e-09 | 5spot_SharedNeighbor | Water | Porous | Wet | R600a | MinimizeLCOE_Brownfield | IgnoreSilica | 2019 | 61.0561 | 3.6257 | 0.068065 | 4 | 53026.9081 | 84710.6055 | 1081.0252 | 1726.9403 | 59.2771 | 0 | 135.9686 | 549794.6764 | 27683.7567 | 1003245.4781 | 1255964.8997 | 0 | 69131.5708 | 0 | 1133269.9489 | 2948535.9413 | 2012436.3663 | 9000062.6382 | 961560.8286 | 4475407.202 | 4475407.202 | 1478867.319 | 2671883.9507 | 0 | 14437030.6688 | 23063189.1404 | 7498942.0933 | 0.27226 | 53026.9081 | 84710.6055 | 1081.0252 | 1726.9403
1 | 1500 | 707 | 0.03 | 15 | 15 | 7 | 1e-08 | 5spot_SharedNeighbor | Water | Porous | Wet | R600a | MinimizeLCOE_Brownfield | IgnoreSilica | 2019 | 61.624 | 3.6595 | 0.06899 | 4 | 52563.1795 | 83821.9194 | 1071.5715 | 1708.8232 | 59.2777 | 0 | 143.0649 | 553379.7434 | 27864.6503 | 1010721.4819 | 1267440.1349 | 0 | 68465.7277 | 0 | 1141869.9779 | 2970911.4527 | 2027708.1126 | 9068361.2813 | 961560.8286 | 4475407.202 | 4475407.202 | 1478867.319 | 2671883.9507 | 0 | 14505329.3119 | 23131487.7835 | 10000000 | 0.27596 | 52563.1795 | 83821.9194 | 1071.5715 | 1708.8232
1 | 1600 | 707 | 0.03 | 15 | 15 | 7 | 1e-13 | 5spot_SharedNeighbor | Water | Porous | Wet | R600a | MinimizeLCOE_Brownfield | IgnoreSilica | 2019 | 0 | 0 | 0 | 0 |  |  |  |  | 15 |  | 18.3299 | [19 empty] | 100 | 0
1 | 1600 | 707 | 0.03 | 15 | 15 | 7 | 1.3335e-13 | 5spot_SharedNeighbor | Water | Porous | Wet | R600a | MinimizeLCOE_Brownfield | IgnoreSilica | 2019 | 0 | 0 | 0 | 0 |  |  |  |  | 15 |  | 19.6242 | [19 empty] | 133.3521 | 0
1 | 1600 | 707 | 0.03 | 15 | 15 | 7 | 1.7783e-13 | 5spot_SharedNeighbor | Water | Porous | Wet | R600a | MinimizeLCOE_Brownfield | IgnoreSilica | 2019 | 0 | 0 | 0 | 0 |  |  |  |  | 15 |  | 23.5458 | [19 empty] | 177.8279 | 0
1 | 1600 | 707 | 0.03 | 15 | 15 | 7 | 2.3714e-13 | 5spot_SharedNeighbor | Water | Porous | Wet | R600a | MinimizeLCOE_Brownfield | IgnoreSilica | 2019 | 0 | 0 | 0 | 0 |  |  |  |  | 15 |  | 24.0338 | [19 empty] | 237.1374 | 0
1 | 1600 | 707 | 0.03 | 15 | 15 | 7 | 3.1623e-13 | 5spot_SharedNeighbor | Water | Porous | Wet | R600a | MinimizeLCOE_Brownfield | IgnoreSilica | 2019 | 0 | 0 | 0 | 0 |  |  |  |  | 15 |  | 23.0759 | [19 empty] | 316.2278 | 0
1 | 1600 | 707 | 0.03 | 15 | 15 | 7 | 4.217e-13 | 5spot_SharedNeighbor | Water | Porous | Wet | R600a | MinimizeLCOE_Brownfield | IgnoreSilica | 2019 | 0 | 0 | 0 | 0 |  |  |  |  | 15 |  | 24.9648 | [19 empty] | 421.6965 | 0
1 | 1600 | 707 | 0.03 | 15 | 15 | 7 | 5.6234e-13 | 5spot_SharedNeighbor | Water | Porous | Wet | R600a | MinimizeLCOE_Brownfield | IgnoreSilica | 2019 | 0 | 0 | 0 | 0 |  |  |  |  | 15 |  | 24.5926 | [19 empty] | 562.3413 | 0
1 | 1600 | 707 | 0.03 | 15 | 15 | 7 | 7.4989e-13 | 5spot_SharedNeighbor | Water | Porous | Wet | R600a | MinimizeLCOE_Brownfield | IgnoreSilica | 2019 | 0 | 0 | 0 | 0 |  |  |  |  | 15 |  | 26.1649 | [19 empty] | 749.8942 | 0
1 | 1600 | 707 | 0.03 | 15 | 15 | 7 | 1e-12 | 5spot_SharedNeighbor | Water | Porous | Wet | R600a | MinimizeLCOE_Brownfield | IgnoreSilica | 2019 | 0 | 0 | 0 | 0 |  |  |  |  | 15 |  | 27.1226 | [19 empty] | 1000 | 0
1 | 1600 | 707 | 0.03 | 15 | 15 | 7 | 1.3335e-12 | 5spot_SharedNeighbor | Water | Porous | Wet | R600a | MinimizeLCOE_Brownfield | IgnoreSilica | 2019 | 0 | 0 | 0 | 0 |  |  |  |  | 15 |  | 30.6671 | [19 empty] | 1333.5214 | 0
1 | 1600 | 707 | 0.03 | 15 | 15 | 7 | 1.7783e-12 | 5spot_SharedNeighbor | Water | Porous | Wet | R600a | MinimizeLCOE_Brownfield | IgnoreSilica | 2019 | 0 | 0 | 0 | 0 |  |  |  |  | 15 |  | 33.3465 | [19 empty] | 1778.2794 | 0
1 | 1600 | 707 | 0.03 | 15 | 15 | 7 | 2.3714e-12 | 5spot_SharedNeighbor | Water | Porous | Wet | R600a | MinimizeLCOE_Brownfield | IgnoreSilica | 2019 | 0 | 0 | 0 | 0 |  |  |  |  | 15 |  | 37.0213 | [19 empty] | 2371.3737 | 0
1 | 1600 | 707 | 0.03 | 15 | 15 | 7 | 3.1623e-12 | 5spot_SharedNeighbor | Water | Porous | Wet | R600a | MinimizeLCOE_Brownfield | IgnoreSilica | 2019 | 0 | 0 | 0 | 0 |  |  |  |  | 15 |  | 38.8388 | [19 empty] | 3162.2777 | 0
1 | 1600 | 707 | 0.03 | 15 | 15 | 7 | 4.217e-12 | 5spot_SharedNeighbor | Water | Porous | Wet | R600a | MinimizeLCOE_Brownfield | IgnoreSilica | 2019 | 0 | 0 | 0 | 0 |  |  |  |  | 15 |  | 40.3771 | [19 empty] | 4216.965 | 0
1 | 1600 | 707 | 0.03 | 15 | 15 | 7 | 5.6234e-12 | 5spot_SharedNeighbor | Water | Porous | Wet | R600a | MinimizeLCOE_Brownfield | IgnoreSilica | 2019 | 0 | 0 | 0 | 0 |  |  |  |  | 15 |  | 40.5386 | [19 empty] | 5623.4133 | 0
1 | 1600 | 707 | 0.03 | 15 | 15 | 7 | 7.4989e-12 | 5spot_SharedNeighbor | Water | Porous | Wet | R600a | MinimizeLCOE_Brownfield | IgnoreSilica | 2019 | 1.6 | 0.088905 | 0.0003979 | 4 | 3940616.6147 | 9619005.3004 | 80334.7998 | 196096.4337 | 57.5101 | 0 | 42.5985 | 40911.5598 | 1975.9383 | 51730.651 | 55065.3086 | 0 | 24968.3543 | 0 | 68114.2067 | 177219.1937 | 120955.7412 | 540940.9537 | 961560.8286 | 4769433.0752 | 4769433.0752 | 1478867.319 | 2789494.2999 | 0 | 6271934.8576 | 15309729.5517 | 7498.9421 | 0.0015916 | 3940616.6147 | 9619005.3004 | 80334.7998 | 196096.4337
1 | 1600 | 707 | 0.03 | 15 | 15 | 7 | 1e-11 | 5spot_SharedNeighbor | Water | Porous | Wet | R600a | MinimizeLCOE_Brownfield | IgnoreSilica | 2019 | 1.9237 | 0.11007 | 0.00083684 | 4 | 1896528.4106 | 4596513.9286 | 38663.2969 | 93706.1537 | 58.2722 | 0 | 321.011 | 48041.1144 | 2338.8306 | 61324.2664 | 62014.4058 | 0 | 25602.8676 | 0 | 77735.3791 | 202251.5106 | 138040.8118 | 617349.1862 | 961560.8286 | 4769433.0752 | 4769433.0752 | 1478867.319 | 2789494.2999 | 0 | 6348343.09 | 15386137.7842 | 10000 | 0.0033473 | 1896528.4106 | 4596513.9286 | 38663.2969 | 93706.1537
1 | 1600 | 707 | 0.03 | 15 | 15 | 7 | 1.3335e-11 | 5spot_SharedNeighbor | Water | Porous | Wet | R600a | MinimizeLCOE_Brownfield | IgnoreSilica | 2019 | 2.5849 | 0.15342 | 0.0014259 | 4 | 1140451.5059 | 2725035.8843 | 23249.6465 | 55553.5424 | 59.2625 | 0 | 448.857 | 61451.5276 | 3024.2053 | 79911.2371 | 76214.7424 | 0 | 29186.0236 | 0 | 97417.2171 | 253459.6158 | 172991.3958 | 773655.9647 | 961560.8286 | 4769433.0752 | 4769433.0752 | 1478867.319 | 2789494.2999 | 0 | 6504649.8685 | 15542444.5627 | 13335.2143 | 0.0057036 | 1140451.5059 | 2725035.8843 | 23249.6465 | 55553.5424
1 | 1600 | 707 | 0.03 | 15 | 15 | 7 | 1.7783e-11 | 5spot_SharedNeighbor | Water | Porous | Wet | R600a | MinimizeLCOE_Brownfield | IgnoreSilica | 2019 | 3.4392 | 0.20946 | 0.0022306 | 4 | 750307.817 | 1763232.0411 | 15296.0397 | 35945.8701 | 59.9973 | 0 | 88.1129 | 77154.8558 | 3829.6897 | 102440.9105 | 94547.0435 | 0 | 33145.5579 | 0 | 121336.0424 | 315691.4928 | 215465.9306 | 963611.5231 | 961560.8286 | 4769433.0752 | 4769433.0752 | 1478867.319 | 2789494.2999 | 0 | 6694605.4269 | 15732400.1211 | 17782.7941 | 0.0089225 | 750307.817 | 1763232.0411 | 15296.0397 | 35945.8701
1 | 1600 | 707 | 0.03 | 15 | 15 | 7 | 2.3714e-11 | 5spot_SharedNeighbor | Water | Porous | Wet | R600a | MinimizeLCOE_Brownfield | IgnoreSilica | 2019 | 4.5575 | 0.28311 | 0.003314 | 4 | 522814.0608 | 1204601.2361 | 10658.2718 | 24557.4255 | 60.5533 | 0 | 103.372 | 95883.3482 | 4791.9152 | 130298.3194 | 118595.7462 | 0 | 37692.3442 | 0 | 151032.0526 | 392954.4198 | 268199.4659 | 1199447.6116 | 961560.8286 | 4769433.0752 | 4769433.0752 | 1478867.319 | 2789494.2999 | 0 | 6930441.5154 | 15968236.2096 | 23713.7371 | 0.013256 | 522814.0608 | 1204601.2361 | 10658.2718 | 24557.4255
1 | 1600 | 707 | 0.03 | 15 | 15 | 7 | 3.1623e-11 | 5spot_SharedNeighbor | Water | Porous | Wet | R600a | MinimizeLCOE_Brownfield | IgnoreSilica | 2019 | 5.9406 | 0.37425 | 0.0047485 | 4 | 379419.513 | 855247.2992 | 7734.98 | 17435.373 | 60.9533 | 0 | 121.4724 | 117051.5378 | 5880.7701 | 162833.5622 | 148339.1415 | 0 | 42329.3076 | 0 | 185809.3845 | 483437.9037 | 329956.303 | 1475637.9104 | 961560.8286 | 4769433.0752 | 4769433.0752 | 1478867.319 | 2789494.2999 | 0 | 7206631.8142 | 16244426.5084 | 31622.7766 | 0.018994 | 379419.513 | 855247.2992 | 7734.98 | 17435.373
1 | 1600 | 707 | 0.03 | 15 | 15 | 7 | 4.217e-11 | 5spot_SharedNeighbor | Water | Porous | Wet | R600a | MinimizeLCOE_Brownfield | IgnoreSilica | 2019 | 7.6339 | 0.48557 | 0.0066028 | 4 | 285018.2994 | 627216.2119 | 5810.4835 | 12786.6509 | 61.2264 | 0 | 96.1897 | 140779.3705 | 7101.2835 | 200498.7319 | 184696.1056 | 0 | 46996.1854 | 0 | 226227.954 | 588598.7306 | 401730.7281 | 1796629.0897 | 961560.8286 | 4769433.0752 | 4769433.0752 | 1478867.319 | 2789494.2999 | 0 | 7527622.9935 | 16565417.6876 | 42169.6503 | 0.026411 | 285018.2994 | 627216.2119 | 5810.4835 | 12786.6509
1 | 1600 | 707 | 0.03 | 15 | 15 | 7 | 5.6234e-11 | 5spot_SharedNeighbor | Water | Porous | Wet | R600a | MinimizeLCOE_Brownfield | IgnoreSilica | 2019 | 10.0675 | 0.6468 | 0.0091625 | 4 | 217596.5961 | 464195.2339 | 4436.0009 | 9463.2477 | 61.5114 | 0 | 122.3922 | 172503.3835 | 8736.2888 | 252122.4383 | 237190.4777 | 0 | 53921.9267 | 0 | 282545.0608 | 735124.2903 | 501737.4334 | 2243881.2995 | 961560.8286 | 4769433.0752 | 4769433.0752 | 1478867.319 | 2789494.2999 | 0 | 7974875.2034 | 17012669.8975 | 56234.1325 | 0.03665 | 217596.5961 | 464195.2339 | 4436.0009 | 9463.2477
1 | 1600 | 707 | 0.03 | 15 | 15 | 7 | 7.4989e-11 | 5spot_SharedNeighbor | Water | Porous | Wet | R600a | MinimizeLCOE_Brownfield | IgnoreSilica | 2019 | 12.923 | 0.83543 | 0.0124 | 4 | 170827.5206 | 353034.2427 | 3482.5501 | 7197.0806 | 61.6897 | 0 | 97.5513 | 206599.0759 | 10492.6567 | 309353.1424 | 298672.3652 | 0 | 60303.0171 | 0 | 345313.9003 | 898435.9351 | 613200.9867 | 2742371.0794 | 961560.8286 | 4769433.0752 | 4769433.0752 | 1478867.319 | 2789494.2999 | 0 | 8473364.9833 | 17511159.6774 | 74989.4209 | 0.049602 | 170827.5206 | 353034.2427 | 3482.5501 | 7197.0806
1 | 1600 | 707 | 0.03 | 15 | 15 | 7 | 1e-10 | 5spot_SharedNeighbor | Water | Porous | Wet | R600a | MinimizeLCOE_Brownfield | IgnoreSilica | 2019 | 16.4009 | 1.0652 | 0.016525 | 4 | 137013.097 | 273743.3727 | 2793.1973 | 5580.6289 | 61.8238 | 0 | 113.728 | 245101.5901 | 12475.9425 | 375684.7515 | 373559.8818 | 0 | 66869.4148 | 0 | 418739.7165 | 1089474.847 | 743588.9695 | 3325495.1137 | 961560.8286 | 4769433.0752 | 4769433.0752 | 1478867.319 | 2789494.2999 | 0 | 9056489.0175 | 18094283.7117 | 100000 | 0.066099 | 137013.097 | 273743.3727 | 2793.1973 | 5580.6289
1 | 1600 | 707 | 0.03 | 15 | 15 | 7 | 1.3335e-10 | 5spot_SharedNeighbor | Water | Porous | Wet | R600a | MinimizeLCOE_Brownfield | IgnoreSilica | 2019 | 20.5692 | 1.3407 | 0.021676 | 4 | 112220.0162 | 216456.8032 | 2287.7568 | 4412.7647 | 61.9255 | 0 | 92.6302 | 288070.6313 | 14688.8005 | 451530.6772 | 463319.5334 | 0 | 73528.5446 | 0 | 503543.8929 | 1310117.9183 | 894182.3995 | 3998982.3976 | 961560.8286 | 4769433.0752 | 4769433.0752 | 1478867.319 | 2789494.2999 | 0 | 9729976.3014 | 18767770.9955 | 133352.1432 | 0.086704 | 112220.0162 | 216456.8032 | 2287.7568 | 4412.7647
1 | 1600 | 707 | 0.03 | 15 | 15 | 7 | 1.7783e-10 | 5spot_SharedNeighbor | Water | Porous | Wet | R600a | MinimizeLCOE_Brownfield | IgnoreSilica | 2019 | 25.3487 | 1.6565 | 0.0279 | 4 | 93870.5054 | 174854.9289 | 1913.6772 | 3564.6542 | 62.0016 | 0 | 116.9744 | 334182.8767 | 17062.6636 | 534761.8489 | 566245.3254 | 0 | 79709.9481 | 0 | 597465.4384 | 1554482.5138 | 1060966.2571 | 4744876.8721 | 961560.8286 | 4769433.0752 | 4769433.0752 | 1478867.319 | 2789494.2999 | 0 | 10475870.7759 | 19513665.47 | 177827.941 | 0.1116 | 93870.5054 | 174854.9289 | 1913.6772 | 3564.6542
1 | 1600 | 707 | 0.03 | 15 | 15 | 7 | 2.3714e-10 | 5spot_SharedNeighbor | Water | Porous | Wet | R600a | MinimizeLCOE_Brownfield | IgnoreSilica | 2019 | 30.6398 | 2.0062 | 0.035143 | 4 | 80216.7108 | 144509.4998 | 1635.3262 | 2946.0216 | 62.0589 | 0 | 116.907 | 382248.5431 | 19536.0473 | 623269.4196 | 680184.6243 | 0 | 85142.8308 | 0 | 698248.7714 | 1816700.0726 | 1239935.129 | 5545265.4381 | 961560.8286 | 4769433.0752 | 4769433.0752 | 1478867.319 | 2789494.2999 | 0 | 11276259.342 | 20314054.0361 | 237137.3706 | 0.14057 | 80216.7108 | 144509.4998 | 1635.3262 | 2946.0216
1 | 1600 | 707 | 0.03 | 15 | 15 | 7 | 3.1623e-10 | 5spot_SharedNeighbor | Water | Porous | Wet | R600a | MinimizeLCOE_Brownfield | IgnoreSilica | 2019 | 36.1723 | 2.3718 | 0.043154 | 4 | 70040.199 | 122398.3933 | 1427.8642 | 2495.2568 | 62.1016 | 0 | 139.2471 | 429898.367 | 21986.7701 | 712577.6944 | 799332.7901 | 0 | 89305.536 | 0 | 800709.4515 | 2083281.7448 | 1421882.598 | 6358974.9519 | 961560.8286 | 4769433.0752 | 4769433.0752 | 1478867.319 | 2789494.2999 | 0 | 12089968.8558 | 21127763.5499 | 316227.766 | 0.17261 | 70040.199 | 122398.3933 | 1427.8642 | 2495.2568
1 | 1600 | 707 | 0.03 | 15 | 15 | 7 | 4.217e-10 | 5spot_SharedNeighbor | Water | Porous | Wet | R600a | MinimizeLCOE_Brownfield | IgnoreSilica | 2019 | 41.6286 | 2.7325 | 0.051523 | 4 | 62460.6741 | 106313.4826 | 1273.3453 | 2167.3441 | 62.1329 | 0 | 141.8924 | 474787.2797 | 24294.262 | 797993.1897 | 916844.2366 | 0 | 91919.8884 | 0 | 899277.154 | 2339734.6876 | 1596917.001 | 7141767.6989 | 961560.8286 | 4769433.0752 | 4769433.0752 | 1478867.319 | 2789494.2999 | 0 | 12872761.6027 | 21910556.2969 | 421696.5034 | 0.20609 | 62460.6741 | 106313.4826 | 1273.3453 | 2167.3441
1 | 1600 | 707 | 0.03 | 15 | 15 | 7 | 5.6234e-10 | 5spot_SharedNeighbor | Water | Porous | Wet | R600a | MinimizeLCOE_Brownfield | IgnoreSilica | 2019 | 46.7176 | 3.0689 | 0.059776 | 4 | 56826.0841 | 94624.8344 | 1158.4766 | 1929.0552 | 62.1554 | 0 | 118.2818 | 515080.7163 | 26364.4176 | 875637.891 | 1026443.5152 | 0 | 93008.8659 | 0 | 989248.8083 | 2573822.4764 | 1756686.7269 | 7856293.4176 | 961560.8286 | 4769433.0752 | 4769433.0752 | 1478867.319 | 2789494.2999 | 0 | 13587287.3214 | 22625082.0156 | 562341.3252 | 0.2391 | 56826.0841 | 94624.8344 | 1158.4766 | 1929.0552
1 | 1600 | 707 | 0.03 | 15 | 15 | 7 | 7.4989e-10 | 5spot_SharedNeighbor | Water | Porous | Wet | R600a | MinimizeLCOE_Brownfield | IgnoreSilica | 2019 | 51.1876 | 3.3642 | 0.067447 | 4 | 52644.6313 | 86144.0093 | 1073.232 | 1756.1621 | 62.1707 | 0 | 141.4294 | 549383.1307 | 28125.8553 | 942421.3184 | 1122693.9812 | 0 | 92701.3809 | 0 | 1066777.01 | 2775534.9539 | 1894359.6375 | 8471997.2679 | 961560.8286 | 4769433.0752 | 4769433.0752 | 1478867.319 | 2789494.2999 | 0 | 14202991.1717 | 23240785.8659 | 749894.2093 | 0.26979 | 52644.6313 | 86144.0093 | 1073.232 | 1756.1621
1 | 1600 | 707 | 0.03 | 15 | 15 | 7 | 1e-09 | 5spot_SharedNeighbor | Water | Porous | Wet | R600a | MinimizeLCOE_Brownfield | IgnoreSilica | 2019 | 54.9808 | 3.6148 | 0.074264 | 4 | 49543.9283 | 79968.5311 | 1010.02 | 1630.2667 | 62.1809 | 0 | 114.8542 | 577774.9151 | 29583.0706 | 998154.0736 | 1204352.1714 | 0 | 91512.9985 | 0 | 1131537.1194 | 2944027.4745 | 2009359.2451 | 8986301.0681 | 961560.8286 | 4769433.0752 | 4769433.0752 | 1478867.319 | 2789494.2999 | 0 | 14717294.972 | 23755089.6661 | 1000000 | 0.29706 | 49543.9283 | 79968.5311 | 1010.02 | 1630.2667
1 | 1600 | 707 | 0.03 | 15 | 15 | 7 | 1.3335e-09 | 5spot_SharedNeighbor | Water | Porous | Wet | R600a | MinimizeLCOE_Brownfield | IgnoreSilica | 2019 | 58.0935 | 3.8203 | 0.080083 | 4 | 47243.918 | 75457.7592 | 963.1312 | 1538.3085 | 62.1874 | 0 | 141.7308 | 600618.1342 | 30754.9908 | 1043287.9373 | 1271337.637 | 0 | 89833.5316 | 0 | 1183974.57 | 3080458.9646 | 2102476.5405 | 9402742.306 | 961560.8286 | 4769433.0752 | 4769433.0752 | 1478867.319 | 2789494.2999 | 0 | 15133736.2098 | 24171530.904 | 1333521.4322 | 0.32033 | 47243.918 | 75457.7592 | 963.1312 | 1538.3085
1 | 1600 | 707 | 0.03 | 15 | 15 | 7 | 1.7783e-09 | 5spot_SharedNeighbor | Water | Porous | Wet | R600a | MinimizeLCOE_Brownfield | IgnoreSilica | 2019 | 60.5808 | 3.9844 | 0.084893 | 4 | 45536.0077 | 72151.1732 | 928.3131 | 1470.8993 | 62.1914 | 0 | 152.8553 | 618594.1973 | 31676.8646 | 1078986.035 | 1324846.7448 | 0 | 87973.4286 | 0 | 1225410.1354 | 3188265.8061 | 2176056.925 | 9731810.1366 | 961560.8286 | 4769433.0752 | 4769433.0752 | 1478867.319 | 2789494.2999 | 0 | 15462804.0404 | 24500598.7346 | 1778279.41 | 0.33957 | 45536.0077 | 72151.1732 | 928.3131 | 1470.8993
1 | 1600 | 707 | 0.03 | 15 | 15 | 7 | 2.3714e-09 | 5spot_SharedNeighbor | Water | Porous | Wet | R600a | MinimizeLCOE_Brownfield | IgnoreSilica | 2019 | 62.5371 | 4.1134 | 0.088778 | 4 | 44265.9523 | 69716.612 | 902.4213 | 1421.2674 | 62.1939 | 0 | 137.4706 | 632566.781 | 32393.2014 | 1106842.7117 | 1366919.1545 | 0 | 86169.8538 | 0 | 1257707.7639 | 3272297.6105 | 2233410.3581 | 9988307.435 | 961560.8286 | 4769433.0752 | 4769433.0752 | 1478867.319 | 2789494.2999 | 0 | 15719301.3388 | 24757096.0329 | 2371373.7057 | 0.35511 | 44265.9523 | 69716.612 | 902.4213 | 1421.2674
1 | 1600 | 707 | 0.03 | 15 | 15 | 7 | 3.1623e-09 | 5spot_SharedNeighbor | Water | Porous | Wet | R600a | MinimizeLCOE_Brownfield | IgnoreSilica | 2019 | 64.0381 | 4.2123 | 0.091842 | 4 | 43320.0876 | 67921.4636 | 883.1386 | 1384.6709 | 62.1954 | 0 | 145.5132 | 643191.6711 | 32937.7731 | 1128088.6227 | 1399191.182 | 0 | 84498.5027 | 0 | 1282284.0231 | 3336239.9955 | 2277052.3498 | 10183484.1199 | 961560.8286 | 4769433.0752 | 4769433.0752 | 1478867.319 | 2789494.2999 | 0 | 15914478.0237 | 24952272.7179 | 3162277.6602 | 0.36737 | 43320.0876 | 67921.4636 | 883.1386 | 1384.6709
1 | 1600 | 707 | 0.03 | 15 | 15 | 7 | 4.217e-09 | 5spot_SharedNeighbor | Water | Porous | Wet | R600a | MinimizeLCOE_Brownfield | IgnoreSilica | 2019 | 65.1971 | 4.2887 | 0.094242 | 4 | 42614.6927 | 66589.6614 | 868.7582 | 1357.5203 | 62.1963 | 0 | 159.1314 | 651340.1998 | 33355.337 | 1144419.6978 | 1424104.6776 | 0 | 83083.9832 | 0 | 1301158.5192 | 3385347.5626 | 2310569.2734 | 10333379.2506 | 961560.8286 | 4769433.0752 | 4769433.0752 | 1478867.319 | 2789494.2999 | 0 | 16064373.1544 | 25102167.8485 | 4216965.0343 | 0.37697 | 42614.6927 | 66589.6614 | 868.7582 | 1357.5203
1 | 1600 | 707 | 0.03 | 15 | 15 | 7 | 5.6234e-09 | 5spot_SharedNeighbor | Water | Porous | Wet | R600a | MinimizeLCOE_Brownfield | IgnoreSilica | 2019 | 66.0861 | 4.3472 | 0.096101 | 4 | 42088.0084 | 65599.0786 | 858.021 | 1337.3259 | 62.1968 | 0 | 144.1299 | 657558.6214 | 33673.9443 | 1156904.0498 | 1443212.0793 | 0 | 81925.6074 | 0 | 1315576.9778 | 3422861.4344 | 2336173.2618 | 10447885.9762 | 961560.8286 | 4769433.0752 | 4769433.0752 | 1478867.319 | 2789494.2999 | 0 | 16178879.88 | 25216674.5742 | 5623413.2519 | 0.38441 | 42088.0084 | 65599.0786 | 858.021 | 1337.3259
1 | 1600 | 707 | 0.03 | 15 | 15 | 7 | 7.4989e-09 | 5spot_SharedNeighbor | Water | Porous | Wet | R600a | MinimizeLCOE_Brownfield | IgnoreSilica | 2019 | 66.7707 | 4.3923 | 0.097536 | 4 | 41694.3759 | 64859.6056 | 849.9962 | 1322.2508 | 62.1972 | 0 | 151.2463 | 662327.9142 | 33918.274 | 1166491.6924 | 1457922.3926 | 0 | 81015.1437 | 0 | 1326653.4126 | 3451680.0456 | 2355842.5561 | 10535851.4314 | 961560.8286 | 4769433.0752 | 4769433.0752 | 1478867.319 | 2789494.2999 | 0 | 16266845.3352 | 25304640.0293 | 7498942.0933 | 0.39014 | 41694.3759 | 64859.6056 | 849.9962 | 1322.2508
1 | 1600 | 707 | 0.03 | 15 | 15 | 7 | 1e-08 | 5spot_SharedNeighbor | Water | Porous | Wet | R600a | MinimizeLCOE_Brownfield | IgnoreSilica | 2019 | 67.2823 | 4.426 | 0.098625 | 4 | 41399.9536 | 64309.4019 | 843.9941 | 1311.0341 | 62.1974 | 0 | 174.5666 | 665881.3196 | 34100.297 | 1173642.1684 | 1468913.8239 | 0 | 80275.1239 | 0 | 1334896.9658 | 3473128.0799 | 2370481.2802 | 10601319.0586 | 961560.8286 | 4769433.0752 | 4769433.0752 | 1478867.319 | 2789494.2999 | 0 | 16332312.9625 | 25370107.6566 | 10000000 | 0.3945 | 41399.9536 | 64309.4019 | 843.9941 | 1311.0341
1 | 1700 | 707 | 0.03 | 15 | 15 | 7 | 1e-13 | 5spot_SharedNeighbor | Water | Porous | Wet | R600a | MinimizeLCOE_Brownfield | IgnoreSilica | 2019 | 0 | 0 | 0 | 0 |  |  |  |  | 15 |  | 20.0499 | [19 empty] | 100 | 0
1 | 1700 | 707 | 0.03 | 15 | 15 | 7 | 1.3335e-13 | 5spot_SharedNeighbor | Water | Porous | Wet | R600a | MinimizeLCOE_Brownfield | IgnoreSilica | 2019 | 0 | 0 | 0 | 0 |  |  |  |  | 15 |  | 21.7781 | [19 empty] | 133.3521 | 0
1 | 1700 | 707 | 0.03 | 15 | 15 | 7 | 1.7783e-13 | 5spot_SharedNeighbor | Water | Porous | Wet | R600a | MinimizeLCOE_Brownfield | IgnoreSilica | 2019 | 0 | 0 | 0 | 0 |  |  |  |  | 15 |  | 23.7749 | [19 empty] | 177.8279 | 0
1 | 1700 | 707 | 0.03 | 15 | 15 | 7 | 2.3714e-13 | 5spot_SharedNeighbor | Water | Porous | Wet | R600a | MinimizeLCOE_Brownfield | IgnoreSilica | 2019 | 0 | 0 | 0 | 0 |  |  |  |  | 15 |  | 23.3382 | [19 empty] | 237.1374 | 0
1 | 1700 | 707 | 0.03 | 15 | 15 | 7 | 3.1623e-13 | 5spot_SharedNeighbor | Water | Porous | Wet | R600a | MinimizeLCOE_Brownfield | IgnoreSilica | 2019 | 0 | 0 | 0 | 0 |  |  |  |  | 15 |  | 23.7616 | [19 empty] | 316.2278 | 0
1 | 1700 | 707 | 0.03 | 15 | 15 | 7 | 4.217e-13 | 5spot_SharedNeighbor | Water | Porous | Wet | R600a | MinimizeLCOE_Brownfield | IgnoreSilica | 2019 | 0 | 0 | 0 | 0 |  |  |  |  | 15 |  | 24.9995 | [19 empty] | 421.6965 | 0
1 | 1700 | 707 | 0.03 | 15 | 15 | 7 | 5.6234e-13 | 5spot_SharedNeighbor | Water | Porous | Wet | R600a | MinimizeLCOE_Brownfield | IgnoreSilica | 2019 | 0 | 0 | 0 | 0 |  |  |  |  | 15 |  | 24.217 | [19 empty] | 562.3413 | 0
1 | 1700 | 707 | 0.03 | 15 | 15 | 7 | 7.4989e-13 | 5spot_SharedNeighbor | Water | Porous | Wet | R600a | MinimizeLCOE_Brownfield | IgnoreSilica | 2019 | 0 | 0 | 0 | 0 |  |  |  |  | 15 |  | 27.6283 | [19 empty] | 749.8942 | 0
1 | 1700 | 707 | 0.03 | 15 | 15 | 7 | 1e-12 | 5spot_SharedNeighbor | Water | Porous | Wet | R600a | MinimizeLCOE_Brownfield | IgnoreSilica | 2019 | 0 | 0 | 0 | 0 |  |  |  |  | 15 |  | 26.5375 | [19 empty] | 1000 | 0
1 | 1700 | 707 | 0.03 | 15 | 15 | 7 | 1.3335e-12 | 5spot_SharedNeighbor | Water | Porous | Wet | R600a | MinimizeLCOE_Brownfield | IgnoreSilica | 2019 | 0 | 0 | 0 | 0 |  |  |  |  | 15 |  | 29.9695 | [19 empty] | 1333.5214 | 0
1 | 1700 | 707 | 0.03 | 15 | 15 | 7 | 1.7783e-12 | 5spot_SharedNeighbor | Water | Porous | Wet | R600a | MinimizeLCOE_Brownfield | IgnoreSilica | 2019 | 0 | 0 | 0 | 0 |  |  |  |  | 15 |  | 32.4039 | [19 empty] | 1778.2794 | 0
1 | 1700 | 707 | 0.03 | 15 | 15 | 7 | 2.3714e-12 | 5spot_SharedNeighbor | Water | Porous | Wet | R600a | MinimizeLCOE_Brownfield | IgnoreSilica | 2019 | 0 | 0 | 0 | 0 |  |  |  |  | 15 |  | 35.2196 | [19 empty] | 2371.3737 | 0
1 | 1700 | 707 | 0.03 | 15 | 15 | 7 | 3.1623e-12 | 5spot_SharedNeighbor | Water | Porous | Wet | R600a | MinimizeLCOE_Brownfield | IgnoreSilica | 2019 | 0 | 0 | 0 | 0 |  |  |  |  | 15 |  | 35.4036 | [19 empty] | 3162.2777 | 0
1 | 1700 | 707 | 0.03 | 15 | 15 | 7 | 4.217e-12 | 5spot_SharedNeighbor | Water | Porous | Wet | R600a | MinimizeLCOE_Brownfield | IgnoreSilica | 2019 | 0 | 0 | 0 | 0 |  |  |  |  | 15 |  | 37.4193 | [19 empty] | 4216.965 | 0
1 | 1700 | 707 | 0.03 | 15 | 15 | 7 | 5.6234e-12 | 5spot_SharedNeighbor | Water | Porous | Wet | R600a | MinimizeLCOE_Brownfield | IgnoreSilica | 2019 | 1.3597 | 0.079874 | 0.00048166 | 4 | 3393612.6305 | 8302498.4877 | 69183.3837 | 169257.6616 | 58.9739 | 0 | 217.8463 | 39080.3435 | 1901.2332 | 47417.856 | 51329.4468 | 0 | 24085.7943 | 0 | 63887.7228 | 166222.7495 | 113450.442 | 507375.5881 | 961560.8286 | 5069319.0393 | 5069319.0393 | 1478867.319 | 2909448.6856 | 0 | 6538255.456 | 15995890.4999 | 5623.4133 | 0.0019266 | 3393612.6305 | 8302498.4877 | 69183.3837 | 169257.6616
1 | 1700 | 707 | 0.03 | 15 | 15 | 7 | 7.4989e-12 | 5spot_SharedNeighbor | Water | Porous | Wet | R600a | MinimizeLCOE_Brownfield | IgnoreSilica | 2019 | 1.8653 | 0.11592 | 0.00099274 | 4 | 1681715.0961 | 4063423.4949 | 34284.0369 | 82838.3841 | 60.5653 | 0 | 318.8729 | 51917.7678 | 2565.5634 | 63783.0824 | 62772.5037 | 0 | 27894.4704 | 0 | 81484.0212 | 212004.7085 | 144697.5698 | 647119.6871 | 961560.8286 | 5069319.0393 | 5069319.0393 | 1478867.319 | 2909448.6856 | 0 | 6677999.5551 | 16135634.599 | 7498.9421 | 0.0039709 | 1681715.0961 | 4063423.4949 | 34284.0369 | 82838.3841
1 | 1700 | 707 | 0.03 | 15 | 15 | 7 | 1e-11 | 5spot_SharedNeighbor | Water | Porous | Wet | R600a | MinimizeLCOE_Brownfield | IgnoreSilica | 2019 | 2.5071 | 0.16217 | 0.0017085 | 4 | 1001510.0322 | 2385430.1171 | 20417.1366 | 48630.2195 | 61.7068 | 0 | 446.4283 | 66656.439 | 3331.9888 | 83349.8528 | 77369.1819 | 0 | 31907.6328 | 0 | 102419.8872 | 266475.5373 | 181875.0297 | 813385.5496 | 961560.8286 | 5069319.0393 | 5069319.0393 | 1478867.319 | 2909448.6856 | 0 | 6844265.4176 | 16301900.4615 | 10000 | 0.0068339 | 1001510.0322 | 2385430.1171 | 20417.1366 | 48630.2195
1 | 1700 | 707 | 0.03 | 15 | 15 | 7 | 1.3335e-11 | 5spot_SharedNeighbor | Water | Porous | Wet | R600a | MinimizeLCOE_Brownfield | IgnoreSilica | 2019 | 3.4346 | 0.22923 | 0.0027287 | 4 | 647828.5533 | 1514318.2825 | 13206.8613 | 30871.4265 | 62.6299 | 0 | 62.808 | 85877.7907 | 4335.0845 | 109844.1231 | 98481.5614 | 0 | 37273.0651 | 0 | 130966.5337 | 340748.0557 | 232567.5497 | 1040093.764 | 961560.8286 | 5069319.0393 | 5069319.0393 | 1478867.319 | 2909448.6856 | 0 | 7070973.6319 | 16528608.6758 | 13335.2143 | 0.010915 | 647828.5533 | 1514318.2825 | 13206.8613 | 30871.4265
1 | 1700 | 707 | 0.03 | 15 | 15 | 7 | 1.7783e-11 | 5spot_SharedNeighbor | Water | Porous | Wet | R600a | MinimizeLCOE_Brownfield | IgnoreSilica | 2019 | 4.5944 | 0.31333 | 0.0040566 | 4 | 452231.5035 | 1035092.5616 | 9219.3509 | 21101.7619 | 63.2737 | 0 | 55.0719 | 107631.0583 | 5472.5541 | 140961.2485 | 124913.062 | 0 | 43050.9825 | 0 | 164591.2731 | 428232.7304 | 292277.6378 | 1307130.5467 | 961560.8286 | 5069319.0393 | 5069319.0393 | 1478867.319 | 2909448.6856 | 0 | 7338010.4146 | 16795645.4585 | 17782.7941 | 0.016226 | 452231.5035 | 1035092.5616 | 9219.3509 | 21101.7619
1 | 1700 | 707 | 0.03 | 15 | 15 | 7 | 2.3714e-11 | 5spot_SharedNeighbor | Water | Porous | Wet | R600a | MinimizeLCOE_Brownfield | IgnoreSilica | 2019 | 5.846 | 0.40422 | 0.0057768 | 4 | 329274.5998 | 738570.854 | 6712.7081 | 15056.7659 | 63.6845 | 0 | 70.1183 | 129154.8759 | 6598.9293 | 172758.4817 | 153456.6151 | 0 | 47414.5162 | 0 | 198659.5331 | 516871.3544 | 352775.32 | 1577689.6256 | 961560.8286 | 5069319.0393 | 5069319.0393 | 1478867.319 | 2909448.6856 | 0 | 7608569.4935 | 17066204.5374 | 23713.7371 | 0.023107 | 329274.5998 | 738570.854 | 6712.7081 | 15056.7659
1 | 1700 | 707 | 0.03 | 15 | 15 | 7 | 3.1623e-11 | 5spot_SharedNeighbor | Water | Porous | Wet | R600a | MinimizeLCOE_Brownfield | IgnoreSilica | 2019 | 7.4681 | 0.52175 | 0.0080493 | 4 | 246702.9122 | 540443.407 | 5029.3726 | 11017.6699 | 63.9948 | 0 | 92.5063 | 154825.4759 | 7942.2428 | 211831.8542 | 190389.7748 | 0 | 52420.3944 | 0 | 240789.7994 | 626485.6652 | 427589.3395 | 1912274.5462 | 961560.8286 | 5069319.0393 | 5069319.0393 | 1478867.319 | 2909448.6856 | 0 | 7943154.4141 | 17400789.458 | 31622.7766 | 0.032197 | 246702.9122 | 540443.407 | 5029.3726 | 11017.6699
1 | 1700 | 707 | 0.03 | 15 | 15 | 7 | 4.217e-11 | 5spot_SharedNeighbor | Water | Porous | Wet | R600a | MinimizeLCOE_Brownfield | IgnoreSilica | 2019 | 9.8434 | 0.69486 | 0.011184 | 4 | 188176.7225 | 399588.5086 | 3836.237 | 8146.1522 | 64.3159 | 0 | 103.1747 | 189763.1223 | 9773.9396 | 266327.3764 | 244658.9656 | 0 | 60262.8334 | 0 | 300606.6325 | 782116.7949 | 533810.7834 | 2387320.4481 | 961560.8286 | 5069319.0393 | 5069319.0393 | 1478867.319 | 2909448.6856 | 0 | 8418200.316 | 17875835.3599 | 42169.6503 | 0.044736 | 188176.7225 | 399588.5086 | 3836.237 | 8146.1522
1 | 1700 | 707 | 0.03 | 15 | 15 | 7 | 5.6234e-11 | 5spot_SharedNeighbor | Water | Porous | Wet | R600a | MinimizeLCOE_Brownfield | IgnoreSilica | 2019 | 12.6498 | 0.8989 | 0.015172 | 4 | 147488.5186 | 303325.2348 | 3006.7529 | 6183.6952 | 64.522 | 0 | 68.7949 | 227595.9757 | 11756.1708 | 327179.4202 | 308679.487 | 0 | 67594.5893 | 0 | 367694.2008 | 956664.886 | 652943.4422 | 2920108.1719 | 961560.8286 | 5069319.0393 | 5069319.0393 | 1478867.319 | 2909448.6856 | 0 | 8950988.0398 | 18408623.0837 | 56234.1325 | 0.060689 | 147488.5186 | 303325.2348 | 3006.7529 | 6183.6952
1 | 1700 | 707 | 0.03 | 15 | 15 | 7 | 7.4989e-11 | 5spot_SharedNeighbor | Water | Porous | Wet | R600a | MinimizeLCOE_Brownfield | IgnoreSilica | 2019 | 16.1038 | 1.1501 | 0.020284 | 4 | 118075.241 | 234640.2548 | 2407.1235 | 4783.459 | 64.678 | 0 | 120.0924 | 270738.0693 | 14016.0957 | 398413.7246 | 387478.213 | 0 | 75301.1252 | 0 | 446919.4189 | 1162792.6521 | 793629.8781 | 3549289.1769 | 961560.8286 | 5069319.0393 | 5069319.0393 | 1478867.319 | 2909448.6856 | 0 | 9580169.0448 | 19037804.0887 | 74989.4209 | 0.081136 | 118075.241 | 234640.2548 | 2407.1235 | 4783.459
1 | 1700 | 707 | 0.03 | 15 | 15 | 7 | 1e-10 | 5spot_SharedNeighbor | Water | Porous | Wet | R600a | MinimizeLCOE_Brownfield | IgnoreSilica | 2019 | 20.2797 | 1.4538 | 0.026719 | 4 | 96486.4351 | 184977.2063 | 1967.0065 | 3771.0105 | 64.7965 | 0 | 112.5985 | 319253.6435 | 16556.5153 | 480515.2684 | 482752.8754 | 0 | 83213.5386 | 0 | 539093.8181 | 1402611.5312 | 957311.1909 | 4281308.3813 | 961560.8286 | 5069319.0393 | 5069319.0393 | 1478867.319 | 2909448.6856 | 0 | 10312188.2492 | 19769823.2931 | 100000 | 0.10688 | 96486.4351 | 184977.2063 | 1967.0065 | 3771.0105
1 | 1700 | 707 | 0.03 | 15 | 15 | 7 | 1.3335e-10 | 5spot_SharedNeighbor | Water | Porous | Wet | R600a | MinimizeLCOE_Brownfield | IgnoreSilica | 2019 | 25.1512 | 1.8081 | 0.034596 | 4 | 80471.5325 | 148814.983 | 1640.521 | 3033.7947 | 64.8858 | 0 | 102.3721 | 372142.1613 | 19324.4682 | 572080.1947 | 593905.7658 | 0 | 90809.8465 | 0 | 642822.3502 | 1672491.8943 | 1141510.0842 | 5105086.7653 | 961560.8286 | 5069319.0393 | 5069319.0393 | 1478867.319 | 2909448.6856 | 0 | 11135966.6332 | 20593601.6771 | 133352.1432 | 0.13838 | 80471.5325 | 148814.983 | 1640.521 | 3033.7947
1 | 1700 | 707 | 0.03 | 15 | 15 | 7 | 1.7783e-10 | 5spot_SharedNeighbor | Water | Porous | Wet | R600a | MinimizeLCOE_Brownfield | IgnoreSilica | 2019 | 30.6204 | 2.206 | 0.043899 | 4 | 68513.8835 | 122373.4952 | 1396.7482 | 2494.7492 | 64.953 | 0 | 99.0269 | 427942.1134 | 22243.0039 | 670706.8779 | 718704.4289 | 0 | 97608.3975 | 0 | 755509.8804 | 1965681.7325 | 1341618.1731 | 6000014.6077 | 961560.8286 | 5069319.0393 | 5069319.0393 | 1478867.319 | 2909448.6856 | 0 | 12030894.4756 | 21488529.5195 | 177827.941 | 0.1756 | 68513.8835 | 122373.4952 | 1396.7482 | 2494.7492
1 | 1700 | 707 | 0.03 | 15 | 15 | 7 | 2.3714e-10 | 5spot_SharedNeighbor | Water | Porous | Wet | R600a | MinimizeLCOE_Brownfield | IgnoreSilica | 2019 | 36.4741 | 2.632 | 0.054402 | 4 | 59560.7616 | 103022.9305 | 1214.2267 | 2100.2618 | 65.0034 | 0 | 96.3631 | 484433.1304 | 25195.7138 | 772412.6084 | 852294.7344 | 0 | 103100.1949 | 0 | 872600.189 | 2270326.6968 | 1549544.6211 | 6929907.8888 | 961560.8286 | 5069319.0393 | 5069319.0393 | 1478867.319 | 2909448.6856 | 0 | 12960787.7567 | 22418422.8006 | 237137.3706 | 0.21761 | 59560.7616 | 103022.9305 | 1214.2267 | 2100.2618
1 | 1700 | 707 | 0.03 | 15 | 15 | 7 | 3.1623e-10 | 5spot_SharedNeighbor | Water | Porous | Wet | R600a | MinimizeLCOE_Brownfield | IgnoreSilica | 2019 | 42.4009 | 3.0634 | 0.065636 | 4 | 52860.1059 | 88883.4255 | 1077.6248 | 1812.0089 | 65.0406 | 0 | 112.3508 | 538926.7158 | 28041.8656 | 872125.3886 | 987602.6443 | 0 | 106876.687 | 0 | 988093.5875 | 2570816.8288 | 1754635.3107 | 7847119.0282 | 961560.8286 | 5069319.0393 | 5069319.0393 | 1478867.319 | 2909448.6856 | 0 | 13877998.8961 | 23335633.94 | 316227.766 | 0.26254 | 52860.1059 | 88883.4255 | 1077.6248 | 1812.0089
1 | 1700 | 707 | 0.03 | 15 | 15 | 7 | 4.217e-10 | 5spot_SharedNeighbor | Water | Porous | Wet | R600a | MinimizeLCOE_Brownfield | IgnoreSilica | 2019 | 48.0406 | 3.4739 | 0.076953 | 4 | 47855.2107 | 78580.5708 | 975.5932 | 1601.9712 | 65.0671 | 0 | 117.3461 | 588682.7428 | 30638.8082 | 964409.1895 | 1116344.5544 | 0 | 108712.7904 | 0 | 1095427.3533 | 2850077.2701 | 1945236.3001 | 8699529.0087 | 961560.8286 | 5069319.0393 | 5069319.0393 | 1478867.319 | 2909448.6856 | 0 | 14730408.8766 | 24188043.9205 | 421696.5034 | 0.30781 | 47855.2107 | 78580.5708 | 975.5932 | 1601.9712
1 | 1700 | 707 | 0.03 | 15 | 15 | 7 | 5.6234e-10 | 5spot_SharedNeighbor | Water | Porous | Wet | R600a | MinimizeLCOE_Brownfield | IgnoreSilica | 2019 | 53.1218 | 3.8437 | 0.087718 | 4 | 44126.5974 | 71081.3926 | 899.5804 | 1449.0903 | 65.0849 | 0 | 144.6281 | 632004.2887 | 32898.3913 | 1045663.3113 | 1232307.3624 | 0 | 108807.4287 | 0 | 1190155.5052 | 3096540.49 | 2113452.512 | 9451829.2896 | 961560.8286 | 5069319.0393 | 5069319.0393 | 1478867.319 | 2909448.6856 | 0 | 15482709.1575 | 24940344.2014 | 562341.3252 | 0.35087 | 44126.5974 | 71081.3926 | 899.5804 | 1449.0903
1 | 1700 | 707 | 0.03 | 15 | 15 | 7 | 7.4989e-10 | 5spot_SharedNeighbor | Water | Porous | Wet | R600a | MinimizeLCOE_Brownfield | IgnoreSilica | 2019 | 57.4823 | 4.1607 | 0.097432 | 4 | 41353.76 | 65620.9283 | 843.0523 | 1337.7714 | 65.0962 | 0 | 128.5011 | 668165.3095 | 34783.2838 | 1114105.9262 | 1331781.8266 | 0 | 107566.8715 | 0 | 1269997.2549 | 3304272.3449 | 2255233.7714 | 10085906.5889 | 961560.8286 | 5069319.0393 | 5069319.0393 | 1478867.319 | 2909448.6856 | 0 | 16116786.4568 | 25574421.5007 | 749894.2093 | 0.38973 | 41353.76 | 65620.9283 | 843.0523 | 1337.7714
1 | 1700 | 707 | 0.03 | 15 | 15 | 7 | 1e-09 | 5spot_SharedNeighbor | Water | Porous | Wet | R600a | MinimizeLCOE_Brownfield | IgnoreSilica | 2019 | 61.1144 | 4.4246 | 0.10585 | 4 | 39292.9006 | 61629.5189 | 801.0389 | 1256.4011 | 65.1028 | 0 | 136.993 | 697628.1509 | 36318.136 | 1170276.8166 | 1414598.8933 | 0 | 105592.8168 | 0 | 1335521.7773 | 3474753.7114 | 2371590.8071 | 10606281.1095 | 961560.8286 | 5069319.0393 | 5069319.0393 | 1478867.319 | 2909448.6856 | 0 | 16637160.9774 | 26094796.0213 | 1000000 | 0.42341 | 39292.9006 | 61629.5189 | 801.0389 | 1256.4011
1 | 1700 | 707 | 0.03 | 15 | 15 | 7 | 1.3335e-09 | 5spot_SharedNeighbor | Water | Porous | Wet | R600a | MinimizeLCOE_Brownfield | IgnoreSilica | 2019 | 64.0186 | 4.6354 | 0.11287 | 4 | 37760.5872 | 58709.2413 | 769.8006 | 1196.8673 | 65.1065 | 0 | 125.5277 | 720782.325 | 37523.7282 | 1214672.3933 | 1480784.2169 | 0 | 103193.5356 | 0 | 1387212.9176 | 3609243.4551 | 2463382.8206 | 11016795.3923 | 961560.8286 | 5069319.0393 | 5069319.0393 | 1478867.319 | 2909448.6856 | 0 | 17047675.2602 | 26505310.3041 | 1333521.4322 | 0.45147 | 37760.5872 | 58709.2413 | 769.8006 | 1196.8673
1 | 1700 | 707 | 0.03 | 15 | 15 | 7 | 1.7783e-09 | 5spot_SharedNeighbor | Water | Porous | Wet | R600a | MinimizeLCOE_Brownfield | IgnoreSilica | 2019 | 66.3251 | 4.8027 | 0.11859 | 4 | 36620.1464 | 56558.6494 | 746.5512 | 1153.0246 | 65.1083 | 0 | 110.2396 | 738926.596 | 38468.063 | 1249615.8243 | 1533321.3358 | 0 | 100824.7999 | 0 | 1427851.0814 | 3714975.6213 | 2535547.1966 | 11339530.5183 | 961560.8286 | 5069319.0393 | 5069319.0393 | 1478867.319 | 2909448.6856 | 0 | 17370410.3862 | 26828045.4301 | 1778279.41 | 0.47434 | 36620.1464 | 56558.6494 | 746.5512 | 1153.0246
1 | 1700 | 707 | 0.03 | 15 | 15 | 7 | 2.3714e-09 | 5spot_SharedNeighbor | Water | Porous | Wet | R600a | MinimizeLCOE_Brownfield | IgnoreSilica | 2019 | 68.1324 | 4.9337 | 0.12316 | 4 | 35770.3413 | 54968.8775 | 729.2268 | 1120.6149 | 65.109 | 0 | 134.5699 | 752998.7487 | 39200.206 | 1276809.4973 | 1574472.5177 | 0 | 98673.9689 | 0 | 1459440.426 | 3797164.6161 | 2591642.8744 | 11590402.8549 | 961560.8286 | 5069319.0393 | 5069319.0393 | 1478867.319 | 2909448.6856 | 0 | 17621282.7229 | 27078917.7668 | 2371373.7057 | 0.49262 | 35770.3413 | 54968.8775 | 729.2268 | 1120.6149
1 | 1700 | 707 | 0.03 | 15 | 15 | 7 | 3.1623e-09 | 5spot_SharedNeighbor | Water | Porous | Wet | R600a | MinimizeLCOE_Brownfield | IgnoreSilica | 2019 | 69.524 | 5.0345 | 0.12674 | 4 | 35136.3504 | 53791.556 | 716.302 | 1096.6136 | 65.1093 | 0 | 134.6205 | 763748.1619 | 39759.3187 | 1297636.4998 | 1606144.6714 | 0 | 96793.1277 | 0 | 1483591.894 | 3860001.7817 | 2634530.5311 | 11782205.9863 | 961560.8286 | 5069319.0393 | 5069319.0393 | 1478867.319 | 2909448.6856 | 0 | 17813085.8542 | 27270720.8981 | 3162277.6602 | 0.50697 | 35136.3504 | 53791.556 | 716.302 | 1096.6136
1 | 1700 | 707 | 0.03 | 15 | 15 | 7 | 4.217e-09 | 5spot_SharedNeighbor | Water | Porous | Wet | R600a | MinimizeLCOE_Brownfield | IgnoreSilica | 2019 | 70.5808 | 5.111 | 0.12952 | 4 | 34662.8607 | 52918.3056 | 706.6493 | 1078.8112 | 65.1092 | 0 | 137.43 | 771863.7181 | 40181.3441 | 1313391.532 | 1630192.5254 | 0 | 95194.7111 | 0 | 1501821.294 | 3907430.941 | 2666901.9069 | 11926977.9726 | 961560.8286 | 5069319.0393 | 5069319.0393 | 1478867.319 | 2909448.6856 | 0 | 17957857.8405 | 27415492.8844 | 4216965.0343 | 0.51807 | 34662.8607 | 52918.3056 | 706.6493 | 1078.8112
1 | 1700 | 707 | 0.03 | 15 | 15 | 7 | 5.6234e-09 | 5spot_SharedNeighbor | Water | Porous | Wet | R600a | MinimizeLCOE_Brownfield | IgnoreSilica | 2019 | 71.3922 | 5.1698 | 0.13166 | 4 | 34308.9222 | 52267.1831 | 699.4338 | 1065.5372 | 65.109 | 0 | 128.7409 | 778066.6792 | 40503.8565 | 1325451.6136 | 1648651.8838 | 0 | 93916.1029 | 0 | 1515770.1531 | 3943723.011 | 2691671.9904 | 12037755.2906 | 961560.8286 | 5069319.0393 | 5069319.0393 | 1478867.319 | 2909448.6856 | 0 | 18068635.1585 | 27526270.2024 | 5623413.2519 | 0.52665 | 34308.9222 | 52267.1831 | 699.4338 | 1065.5372
1 | 1700 | 707 | 0.03 | 15 | 15 | 7 | 7.4989e-09 | 5spot_SharedNeighbor | Water | Porous | Wet | R600a | MinimizeLCOE_Brownfield | IgnoreSilica | 2019 | 71.9964 | 5.2135 | 0.13329 | 4 | 34044.1561 | 51783.276 | 694.0362 | 1055.6721 | 65.1088 | 0 | 144.0719 | 782669.5344 | 40743.1433 | 1334410.7946 | 1662393.6302 | 0 | 92864.6819 | 0 | 1526101.8959 | 3970604.0866 | 2710018.8769 | 12119806.6438 | 961560.8286 | 5069319.0393 | 5069319.0393 | 1478867.319 | 2909448.6856 | 0 | 18150686.5118 | 27608321.5557 | 7498942.0933 | 0.53315 | 34044.1561 | 51783.276 | 694.0362 | 1055.6721
1 | 1700 | 707 | 0.03 | 15 | 15 | 7 | 1e-08 | 5spot_SharedNeighbor | Water | Porous | Wet | R600a | MinimizeLCOE_Brownfield | IgnoreSilica | 2019 | 72.4593 | 5.247 | 0.13453 | 4 | 33845.9821 | 51421.0418 | 689.9961 | 1048.2875 | 65.1087 | 0 | 109.8518 | 786186.9753 | 40925.9852 | 1341263.0779 | 1672920.2187 | 0 | 92058.4678 | 0 | 1534008.3427 | 3991175.0394 | 2724058.9749 | 12182597.082 | 961560.8286 | 5069319.0393 | 5069319.0393 | 1478867.319 | 2909448.6856 | 0 | 18213476.9499 | 27671111.9938 | 10000000 | 0.53813 | 33845.9821 | 51421.0418 | 689.9961 | 1048.2875
1 | 1800 | 707 | 0.03 | 15 | 15 | 7 | 1e-13 | 5spot_SharedNeighbor | Water | Porous | Wet | R600a | MinimizeLCOE_Brownfield | IgnoreSilica | 2019 | 0 | 0 | 0 | 0 |  |  |  |  | 15 |  | 20.5275 | [19 empty] | 100 | 0
1 | 1800 | 707 | 0.03 | 15 | 15 | 7 | 1.3335e-13 | 5spot_SharedNeighbor | Water | Porous | Wet | R600a | MinimizeLCOE_Brownfield | IgnoreSilica | 2019 | 0 | 0 | 0 | 0 |  |  |  |  | 15 |  | 21.7654 | [19 empty] | 133.3521 | 0
1 | 1800 | 707 | 0.03 | 15 | 15 | 7 | 1.7783e-13 | 5spot_SharedNeighbor | Water | Porous | Wet | R600a | MinimizeLCOE_Brownfield | IgnoreSilica | 2019 | 0 | 0 | 0 | 0 |  |  |  |  | 15 |  | 24.4562 | [19 empty] | 177.8279 | 0
1 | 1800 | 707 | 0.03 | 15 | 15 | 7 | 2.3714e-13 | 5spot_SharedNeighbor | Water | Porous | Wet | R600a | MinimizeLCOE_Brownfield | IgnoreSilica | 2019 | 0 | 0 | 0 | 0 |  |  |  |  | 15 |  | 24.4874 | [19 empty] | 237.1374 | 0
1 | 1800 | 707 | 0.03 | 15 | 15 | 7 | 3.1623e-13 | 5spot_SharedNeighbor | Water | Porous | Wet | R600a | MinimizeLCOE_Brownfield | IgnoreSilica | 2019 | 0 | 0 | 0 | 0 |  |  |  |  | 15 |  | 24.9712 | [19 empty] | 316.2278 | 0
1 | 1800 | 707 | 0.03 | 15 | 15 | 7 | 4.217e-13 | 5spot_SharedNeighbor | Water | Porous | Wet | R600a | MinimizeLCOE_Brownfield | IgnoreSilica | 2019 | 0 | 0 | 0 | 0 |  |  |  |  | 15 |  | 24.1656 | [19 empty] | 421.6965 | 0
1 | 1800 | 707 | 0.03 | 15 | 15 | 7 | 5.6234e-13 | 5spot_SharedNeighbor | Water | Porous | Wet | R600a | MinimizeLCOE_Brownfield | IgnoreSilica | 2019 | 0 | 0 | 0 | 0 |  |  |  |  | 15 |  | 26.5868 | [19 empty] | 562.3413 | 0
1 | 1800 | 707 | 0.03 | 15 | 15 | 7 | 7.4989e-13 | 5spot_SharedNeighbor | Water | Porous | Wet | R600a | MinimizeLCOE_Brownfield | IgnoreSilica | 2019 | 0 | 0 | 0 | 0 |  |  |  |  | 15 |  | 26.9867 | [19 empty] | 749.8942 | 0
1 | 1800 | 707 | 0.03 | 15 | 15 | 7 | 1e-12 | 5spot_SharedNeighbor | Water | Porous | Wet | R600a | MinimizeLCOE_Brownfield | IgnoreSilica | 2019 | 0 | 0 | 0 | 0 |  |  |  |  | 15 |  | 27.5585 | [19 empty] | 1000 | 0
1 | 1800 | 707 | 0.03 | 15 | 15 | 7 | 1.3335e-12 | 5spot_SharedNeighbor | Water | Porous | Wet | R600a | MinimizeLCOE_Brownfield | IgnoreSilica | 2019 | 0 | 0 | 0 | 0 |  |  |  |  | 15 |  | 29.9386 | [19 empty] | 1333.5214 | 0
1 | 1800 | 707 | 0.03 | 15 | 15 | 7 | 1.7783e-12 | 5spot_SharedNeighbor | Water | Porous | Wet | R600a | MinimizeLCOE_Brownfield | IgnoreSilica | 2019 | 0 | 0 | 0 | 0 |  |  |  |  | 15 |  | 31.3364 | [19 empty] | 1778.2794 | 0
1 | 1800 | 707 | 0.03 | 15 | 15 | 7 | 2.3714e-12 | 5spot_SharedNeighbor | Water | Porous | Wet | R600a | MinimizeLCOE_Brownfield | IgnoreSilica | 2019 | 0 | 0 | 0 | 0 |  |  |  |  | 15 |  | 33.8923 | [19 empty] | 2371.3737 | 0
1 | 1800 | 707 | 0.03 | 15 | 15 | 7 | 3.1623e-12 | 5spot_SharedNeighbor | Water | Porous | Wet | R600a | MinimizeLCOE_Brownfield | IgnoreSilica | 2019 | 0 | 0 | 0 | 0 |  |  |  |  | 15 |  | 34.8471 | [19 empty] | 3162.2777 | 0
1 | 1800 | 707 | 0.03 | 15 | 15 | 7 | 4.217e-12 | 5spot_SharedNeighbor | Water | Porous | Wet | R600a | MinimizeLCOE_Brownfield | IgnoreSilica | 2019 | 1.1069 | 0.066856 | 0.00047001 | 4 | 3612567.1728 | 8870758.55 | 73647.0682 | 180842.4116 | 59.7602 | 0 | 174.9869 | 35116.2955 | 1711.8439 | 41096.937 | 46642.8947 | 0 | 22398.5375 | 0 | 57316.9383 | 149126.9162 | 101782.1846 | 455192.5477 | 961560.8286 | 5375065.0943 | 5375065.0943 | 1478867.319 | 3031747.1076 | 0 | 6791818.4706 | 16677497.9914 | 4216.965 | 0.0018801 | 3612567.1728 | 8870758.55 | 73647.0682 | 180842.4116
1 | 1800 | 707 | 0.03 | 15 | 15 | 7 | 5.6234e-12 | 5spot_SharedNeighbor | Water | Porous | Wet | R600a | MinimizeLCOE_Brownfield | IgnoreSilica | 2019 | 1.7681 | 0.11821 | 0.0010777 | 4 | 1623852.3986 | 3917119.8434 | 33104.4276 | 79855.7863 | 62.6798 | 0 | 296.0568 | 54525.1909 | 2729.8312 | 64661.1434 | 62418.7885 | 0 | 29848.1647 | 0 | 83531.4163 | 217331.6106 | 148333.2899 | 663379.4355 | 961560.8286 | 5375065.0943 | 5375065.0943 | 1478867.319 | 3031747.1076 | 0 | 7000005.3584 | 16885684.8792 | 5623.4133 | 0.0043107 | 1623852.3986 | 3917119.8434 | 33104.4276 | 79855.7863
1 | 1800 | 707 | 0.03 | 15 | 15 | 7 | 7.4989e-12 | 5spot_SharedNeighbor | Water | Porous | Wet | R600a | MinimizeLCOE_Brownfield | IgnoreSilica | 2019 | 1.982 | 0.13499 | 0.0017973 | 4 | 981017.8597 | 2356054.1736 | 19999.376 | 48031.3511 | 63.2351 | 0 | 331.2279 | 60264.0888 | 3032.8302 | 71873.3209 | 67543.6734 | 0 | 28555.2347 | 0 | 90194.9677 | 234668.8045 | 160166.281 | 716299.2013 | 961560.8286 | 5375065.0943 | 5375065.0943 | 1478867.319 | 3031747.1076 | 0 | 7052925.1242 | 16938604.645 | 7498.9421 | 0.0071894 | 981017.8597 | 2356054.1736 | 19999.376 | 48031.3511
1 | 1800 | 707 | 0.03 | 15 | 15 | 7 | 1e-11 | 5spot_SharedNeighbor | Water | Porous | Wet | R600a | MinimizeLCOE_Brownfield | IgnoreSilica | 2019 | 3.1808 | 0.22966 | 0.003039 | 4 | 607713.5657 | 1420939.9216 | 12389.063 | 28967.7823 | 65.0216 | 0 | 89.0165 | 89287.3316 | 4571.507 | 109773.036 | 96330.3834 | 0 | 39310.8534 | 0 | 132316.5135 | 344260.4262 | 234964.8147 | 1050814.8658 | 961560.8286 | 5375065.0943 | 5375065.0943 | 1478867.319 | 3031747.1076 | 0 | 7387440.7886 | 17273120.3095 | 10000 | 0.012156 | 607713.5657 | 1420939.9216 | 12389.063 | 28967.7823
1 | 1800 | 707 | 0.03 | 15 | 15 | 7 | 1.3335e-11 | 5spot_SharedNeighbor | Water | Porous | Wet | R600a | MinimizeLCOE_Brownfield | IgnoreSilica | 2019 | 4.224 | 0.31268 | 0.0045771 | 4 | 417897.5407 | 957851.94 | 8519.4066 | 19527.1074 | 65.7768 | 0 | 86.1674 | 111669.2059 | 5760.9983 | 140415.5769 | 121490.2914 | 0 | 45037.5381 | 0 | 165505.7081 | 430611.9027 | 293901.4718 | 1314392.6932 | 961560.8286 | 5375065.0943 | 5375065.0943 | 1478867.319 | 3031747.1076 | 0 | 7651018.6161 | 17536698.1369 | 13335.2143 | 0.018308 | 417897.5407 | 957851.94 | 8519.4066 | 19527.1074
1 | 1800 | 707 | 0.03 | 15 | 15 | 7 | 1.7783e-11 | 5spot_SharedNeighbor | Water | Porous | Wet | R600a | MinimizeLCOE_Brownfield | IgnoreSilica | 2019 | 5.5534 | 0.41829 | 0.0066316 | 4 | 300380.6978 | 673055.1952 | 6123.6668 | 13721.1405 | 66.3353 | 0 | 92.6512 | 137657.7471 | 7144.5354 | 177133.4595 | 153485.3223 | 0 | 51292.6044 | 0 | 205418.3308 | 534456.3597 | 364777.4474 | 1631365.8066 | 961560.8286 | 5375065.0943 | 5375065.0943 | 1478867.319 | 3031747.1076 | 0 | 7967991.7295 | 17853671.2503 | 17782.7941 | 0.026526 | 300380.6978 | 673055.1952 | 6123.6668 | 13721.1405
1 | 1800 | 707 | 0.03 | 15 | 15 | 7 | 2.3714e-11 | 5spot_SharedNeighbor | Water | Porous | Wet | R600a | MinimizeLCOE_Brownfield | IgnoreSilica | 2019 | 7.1586 | 0.54544 | 0.0093084 | 4 | 223706.0711 | 489210.4161 | 4560.5508 | 9973.216 | 66.7205 | 0 | 95.3969 | 166357.5728 | 8672.9067 | 218959.8927 | 192029.7719 | 0 | 57373.6903 | 0 | 250923.5954 | 652851.7238 | 445584.7163 | 1992753.8701 | 961560.8286 | 5375065.0943 | 5375065.0943 | 1478867.319 | 3031747.1076 | 0 | 8329379.7929 | 18215059.3138 | 23713.7371 | 0.037234 | 223706.0711 | 489210.4161 | 4560.5508 | 9973.216
1 | 1800 | 707 | 0.03 | 15 | 15 | 7 | 3.1623e-11 | 5spot_SharedNeighbor | Water | Porous | Wet | R600a | MinimizeLCOE_Brownfield | IgnoreSilica | 2019 | 9.4755 | 0.72993 | 0.012977 | 4 | 170166.6918 | 360613.3455 | 3469.0782 | 7351.5908 | 67.0882 | 0 | 94.9041 | 204679.5541 | 10716.1918 | 276343.0886 | 247835.476 | 0 | 66418.4676 | 0 | 314337.1835 | 817840.8719 | 558193.2 | 2496364.0335 | 961560.8286 | 5375065.0943 | 5375065.0943 | 1478867.319 | 3031747.1076 | 0 | 8832989.9564 | 18718669.4772 | 31622.7766 | 0.051908 | 170166.6918 | 360613.3455 | 3469.0782 | 7351.5908
1 | 1800 | 707 | 0.03 | 15 | 15 | 7 | 4.217e-11 | 5spot_SharedNeighbor | Water | Porous | Wet | R600a | MinimizeLCOE_Brownfield | IgnoreSilica | 2019 | 11.0445 | 0.85477 | 0.017213 | 4 | 132785.4073 | 276367.5868 | 2707.0101 | 5634.1271 | 67.2422 | 0 | 62.3165 | 228882.3509 | 12005.8253 | 313503.6458 | 285613.4668 | 0 | 65859.2914 | 0 | 353287.1863 | 919180.7896 | 627359.7762 | 2805692.3324 | 961560.8286 | 5375065.0943 | 5375065.0943 | 1478867.319 | 3031747.1076 | 0 | 9142318.2552 | 19027997.7761 | 42169.6503 | 0.06885 | 132785.4073 | 276367.5868 | 2707.0101 | 5634.1271
1 | 1800 | 707 | 0.03 | 15 | 15 | 7 | 5.6234e-11 | 5spot_SharedNeighbor | Water | Porous | Wet | R600a | MinimizeLCOE_Brownfield | IgnoreSilica | 2019 | 14.7056 | 1.1461 | 0.023402 | 4 | 105539.0608 | 211145.1491 | 2151.5565 | 4304.4795 | 67.4735 | 0 | 70.5006 | 281538.9833 | 14810.7005 | 396319.6333 | 373763.1274 | 0 | 77412.9376 | 0 | 446099.699 | 1160659.9092 | 792174.2372 | 3542779.2276 | 961560.8286 | 5375065.0943 | 5375065.0943 | 1478867.319 | 3031747.1076 | 0 | 9879405.1505 | 19765084.6713 | 56234.1325 | 0.093609 | 105539.0608 | 211145.1491 | 2151.5565 | 4304.4795
1 | 1800 | 707 | 0.03 | 15 | 15 | 7 | 7.4989e-11 | 5spot_SharedNeighbor | Water | Porous | Wet | R600a | MinimizeLCOE_Brownfield | IgnoreSilica | 2019 | 19.5 | 1.5276 | 0.03151 | 4 | 85708.2706 | 164142.3347 | 1747.279 | 3346.2635 | 67.6465 | 0 | 64.2921 | 344715.4271 | 18173.9845 | 498682.5369 | 489209.4482 | 0 | 91102.6938 | 0 | 562334.7953 | 1463079.7867 | 998582.0177 | 4465880.6903 | 961560.8286 | 5375065.0943 | 5375065.0943 | 1478867.319 | 3031747.1076 | 0 | 10802506.6132 | 20688186.134 | 74989.4209 | 0.12604 | 85708.2706 | 164142.3347 | 1747.279 | 3346.2635
1 | 1800 | 707 | 0.03 | 15 | 15 | 7 | 1e-10 | 5spot_SharedNeighbor | Water | Porous | Wet | R600a | MinimizeLCOE_Brownfield | IgnoreSilica | 2019 | 24.4083 | 1.9183 | 0.040829 | 4 | 71662.1599 | 132193.3914 | 1460.9301 | 2694.9411 | 67.7542 | 0 | 103.673 | 404622.0428 | 21360.9114 | 598281.3265 | 607409.3815 | 0 | 101121.1941 | 0 | 675789.994 | 1758266.9407 | 1200053.3158 | 5366905.1067 | 961560.8286 | 5375065.0943 | 5375065.0943 | 1478867.319 | 3031747.1076 | 0 | 11703531.0296 | 21589210.5505 | 100000 | 0.16332 | 71662.1599 | 132193.3914 | 1460.9301 | 2694.9411
1 | 1800 | 707 | 0.03 | 15 | 15 | 7 | 1.3335e-10 | 5spot_SharedNeighbor | Water | Porous | Wet | R600a | MinimizeLCOE_Brownfield | IgnoreSilica | 2019 | 29.9554 | 2.3599 | 0.052226 | 4 | 60717.783 | 108039.5613 | 1237.8141 | 2202.5326 | 67.8343 | 0 | 112.8412 | 468081.9538 | 24734.3187 | 706083.7898 | 741002.538 | 0 | 109501.5261 | 0 | 799267.6093 | 2079530.3671 | 1419322.2056 | 6347524.3084 | 961560.8286 | 5375065.0943 | 5375065.0943 | 1478867.319 | 3031747.1076 | 0 | 12684150.2313 | 22569829.7521 | 133352.1432 | 0.2089 | 60717.783 | 108039.5613 | 1237.8141 | 2202.5326
1 | 1800 | 707 | 0.03 | 15 | 15 | 7 | 1.7783e-10 | 5spot_SharedNeighbor | Water | Porous | Wet | R600a | MinimizeLCOE_Brownfield | IgnoreSilica | 2019 | 36.0138 | 2.8423 | 0.065349 | 4 | 52494.3572 | 90312.9991 | 1070.1685 | 1841.1526 | 67.8946 | 0 | 110.0258 | 533470.253 | 28207.4612 | 819317.2813 | 886923.1354 | 0 | 116530.3177 | 0 | 929934.895 | 2419499.8409 | 1651358.3571 | 7385241.5417 | 961560.8286 | 5375065.0943 | 5375065.0943 | 1478867.319 | 3031747.1076 | 0 | 13721867.4645 | 23607546.9854 | 177827.941 | 0.2614 | 52494.3572 | 90312.9991 | 1070.1685 | 1841.1526
1 | 1800 | 707 | 0.03 | 15 | 15 | 7 | 2.3714e-10 | 5spot_SharedNeighbor | Water | Porous | Wet | R600a | MinimizeLCOE_Brownfield | IgnoreSilica | 2019 | 42.3324 | 3.3455 | 0.079755 | 4 | 46311.2617 | 77298.9384 | 944.1177 | 1575.8434 | 67.9395 | 0 | 119.3338 | 598237.94 | 31644.8213 | 933389.6756 | 1039119.6726 | 0 | 121821.107 | 0 | 1062443.1544 | 2764259.1508 | 1886663.6702 | 8437579.1919 | 961560.8286 | 5375065.0943 | 5375065.0943 | 1478867.319 | 3031747.1076 | 0 | 14774205.1148 | 24659884.6356 | 237137.3706 | 0.31902 | 46311.2617 | 77298.9384 | 944.1177 | 1575.8434
1 | 1800 | 707 | 0.03 | 15 | 15 | 7 | 3.1623e-10 | 5spot_SharedNeighbor | Water | Porous | Wet | R600a | MinimizeLCOE_Brownfield | IgnoreSilica | 2019 | 48.5151 | 3.8378 | 0.094657 | 4 | 41671.6041 | 67780.8497 | 849.532 | 1381.8043 | 67.9715 | 0 | 123.5216 | 658846.7448 | 34858.775 | 1041705.0208 | 1188028.7901 | 0 | 124871.3311 | 0 | 1188841.1581 | 3093120.8285 | 2111118.5227 | 9441391.171 | 961560.8286 | 5375065.0943 | 5375065.0943 | 1478867.319 | 3031747.1076 | 0 | 15778017.0939 | 25663696.6147 | 316227.766 | 0.37863 | 41671.6041 | 67780.8497 | 849.532 | 1381.8043
1 | 1800 | 707 | 0.03 | 15 | 15 | 7 | 4.217e-10 | 5spot_SharedNeighbor | Water | Porous | Wet | R600a | MinimizeLCOE_Brownfield | IgnoreSilica | 2019 | 54.189 | 4.2893 | 0.10915 | 4 | 38201.0848 | 60843.8916 | 778.7808 | 1240.385 | 67.9927 | 0 | 134.2826 | 712423.1192 | 37697.4231 | 1138632.454 | 1324645.3995 | 0 | 125585.8576 | 0 | 1302203.8588 | 3388067.3219 | 2312425.565 | 10341680.9991 | 961560.8286 | 5375065.0943 | 5375065.0943 | 1478867.319 | 3031747.1076 | 0 | 16678306.922 | 26563986.4429 | 421696.5034 | 0.43659 | 38201.0848 | 60843.8916 | 778.7808 | 1240.385
1 | 1800 | 707 | 0.03 | 15 | 15 | 7 | 5.6234e-10 | 5spot_SharedNeighbor | Water | Porous | Wet | R600a | MinimizeLCOE_Brownfield | IgnoreSilica | 2019 | 59.1802 | 4.6862 | 0.12253 | 4 | 35612.1836 | 55781.3535 | 726.0025 | 1137.1783 | 68.0056 | 0 | 129.3796 | 758122.3915 | 40116.7314 | 1222147.1849 | 1444760.504 | 0 | 124570.1373 | 0 | 1399989.6102 | 3642485.7883 | 2486071.3961 | 11118263.7438 | 961560.8286 | 5375065.0943 | 5375065.0943 | 1478867.319 | 3031747.1076 | 0 | 17454889.6667 | 27340569.1876 | 562341.3252 | 0.49014 | 35612.1836 | 55781.3535 | 726.0025 | 1137.1783
1 | 1800 | 707 | 0.03 | 15 | 15 | 7 | 7.4989e-10 | 5spot_SharedNeighbor | Water | Porous | Wet | R600a | MinimizeLCOE_Brownfield | IgnoreSilica | 2019 | 63.3756 | 5.0194 | 0.13431 | 4 | 33683.9104 | 52084.615 | 686.6921 | 1061.8153 | 68.0125 | 0 | 122.7419 | 795591.8327 | 42098.8298 | 1291184.3602 | 1545660.4558 | 0 | 122335.9345 | 0 | 1480779.851 | 3852685.4227 | 2629536.9658 | 11759873.6525 | 961560.8286 | 5375065.0943 | 5375065.0943 | 1478867.319 | 3031747.1076 | 0 | 18096499.5754 | 27982179.0962 | 749894.2093 | 0.53724 | 33683.9104 | 52084.615 | 686.6921 | 1061.8153
1 | 1800 | 707 | 0.03 | 15 | 15 | 7 | 1e-09 | 5spot_SharedNeighbor | Water | Porous | Wet | R600a | MinimizeLCOE_Brownfield | IgnoreSilica | 2019 | 66.7977 | 5.2909 | 0.14429 | 4 | 32248.1957 | 49376.3872 | 657.4231 | 1006.6044 | 68.0156 | 0 | 147.1817 | 825560.2172 | 43683.0394 | 1346761.7601 | 1627910.8878 | 0 | 119495.7308 | 0 | 1545730.5378 | 4021673.7864 | 2744874.9963 | 12275690.9558 | 961560.8286 | 5375065.0943 | 5375065.0943 | 1478867.319 | 3031747.1076 | 0 | 18612316.8787 | 28497996.3996 | 1000000 | 0.57716 | 32248.1957 | 49376.3872 | 657.4231 | 1006.6044
1 | 1800 | 707 | 0.03 | 15 | 15 | 7 | 1.3335e-09 | 5spot_SharedNeighbor | Water | Porous | Wet | R600a | MinimizeLCOE_Brownfield | IgnoreSilica | 2019 | 69.524 | 5.507 | 0.15249 | 4 | 31178.7191 | 47385.3912 | 635.6204 | 966.0153 | 68.0165 | 0 | 139.8911 | 849070.2268 | 44925.1142 | 1390585.0776 | 1693393.8759 | 0 | 116505.2999 | 0 | 1596847.0419 | 4154668.4445 | 2835646.5833 | 12681641.6642 | 961560.8286 | 5375065.0943 | 5375065.0943 | 1478867.319 | 3031747.1076 | 0 | 19018267.5871 | 28903947.1079 | 1333521.4322 | 0.60998 | 31178.7191 | 47385.3912 | 635.6204 | 966.0153
1 | 1800 | 707 | 0.03 | 15 | 15 | 7 | 1.7783e-09 | 5spot_SharedNeighbor | Water | Porous | Wet | R600a | MinimizeLCOE_Brownfield | IgnoreSilica | 2019 | 71.6675 | 5.6767 | 0.1591 | 4 | 30381.3599 | 45915.3618 | 619.3651 | 936.0468 | 68.0162 | 0 | 144.3278 | 867337.1318 | 45889.7208 | 1424770.2404 | 1744852.5842 | 0 | 113693.949 | 0 | 1636652.0142 | 4258232.8174 | 2906331.3958 | 12997759.8535 | 961560.8286 | 5375065.0943 | 5375065.0943 | 1478867.319 | 3031747.1076 | 0 | 19334385.7763 | 29220065.2972 | 1778279.41 | 0.63639 | 30381.3599 | 45915.3618 | 619.3651 | 936.0468
1 | 1800 | 707 | 0.03 | 15 | 15 | 7 | 2.3714e-09 | 5spot_SharedNeighbor | Water | Porous | Wet | R600a | MinimizeLCOE_Brownfield | IgnoreSilica | 2019 | 73.3166 | 5.8072 | 0.1643 | 4 | 29786.2895 | 44828.461 | 607.2338 | 913.8888 | 68.0154 | 0 | 149.9141 | 881263.3659 | 46624.8279 | 1450911.4907 | 1784423.2068 | 0 | 111161.702 | 0 | 1667009.9914 | 4337218.0469 | 2960240.4379 | 13238853.0695 | 961560.8286 | 5375065.0943 | 5375065.0943 | 1478867.319 | 3031747.1076 | 0 | 19575478.9924 | 29461158.5132 | 2371373.7057 | 0.6572 | 29786.2895 | 44828.461 | 607.2338 | 913.8888
1 | 1800 | 707 | 0.03 | 15 | 15 | 7 | 3.1623e-09 | 5spot_SharedNeighbor | Water | Porous | Wet | R600a | MinimizeLCOE_Brownfield | IgnoreSilica | 2019 | 74.5929 | 5.9082 | 0.16837 | 4 | 29341.7679 | 44020.3141 | 598.1716 | 897.4136 | 68.0145 | 0 | 126.4808 | 891967.5984 | 47189.6866 | 1471051.2997 | 1815038.301 | 0 | 109048.6424 | 0 | 1690375.256 | 4398009.6724 | 3001731.9715 | 13424412.428 | 961560.8286 | 5375065.0943 | 5375065.0943 | 1478867.319 | 3031747.1076 | 0 | 19761038.3509 | 29646717.8717 | 3162277.6602 | 0.67348 | 29341.7679 | 44020.3141 | 598.1716 | 897.4136
1 | 1800 | 707 | 0.03 | 15 | 15 | 7 | 4.217e-09 | 5spot_SharedNeighbor | Water | Porous | Wet | R600a | MinimizeLCOE_Brownfield | IgnoreSilica | 2019 | 75.5527 | 5.984 | 0.17149 | 4 | 29009.4326 | 43420.6336 | 591.3965 | 885.1883 | 68.0135 | 0 | 147.4357 | 899974.9871 | 47612.1335 | 1486143.5719 | 1838053.5593 | 0 | 107266.589 | 0 | 1707829.8279 | 4443422.8882 | 3032727.4244 | 13563030.9813 | 961560.8286 | 5375065.0943 | 5375065.0943 | 1478867.319 | 3031747.1076 | 0 | 19899656.9042 | 29785336.4251 | 4216965.0343 | 0.68597 | 29009.4326 | 43420.6336 | 591.3965 | 885.1883
1 | 1800 | 707 | 0.03 | 15 | 15 | 7 | 5.6234e-09 | 5spot_SharedNeighbor | Water | Porous | Wet | R600a | MinimizeLCOE_Brownfield | IgnoreSilica | 2019 | 76.2908 | 6.0423 | 0.1739 | 4 | 28760.8012 | 42972.554 | 586.3278 | 876.0536 | 68.0127 | 0 | 125.8374 | 906108.6063 | 47935.6666 | 1497719.5342 | 1855748.7465 | 0 | 105866.9994 | 0 | 1721218.0257 | 4478256.2324 | 3056501.8976 | 13669355.7088 | 961560.8286 | 5375065.0943 | 5375065.0943 | 1478867.319 | 3031747.1076 | 0 | 20005981.6316 | 29891661.1525 | 5623413.2519 | 0.6956 | 28760.8012 | 42972.554 | 586.3278 | 876.0536
1 | 1800 | 707 | 0.03 | 15 | 15 | 7 | 7.4989e-09 | 5spot_SharedNeighbor | Water | Porous | Wet | R600a | MinimizeLCOE_Brownfield | IgnoreSilica | 2019 | 76.8561 | 6.087 | 0.17574 | 4 | 28574.6899 | 42637.3422 | 582.5337 | 869.2199 | 68.012 | 0 | 135.7622 | 910791.877 | 48182.6626 | 1506567.2314 | 1869298.0688 | 0 | 104783.4613 | 0 | 1731453.0875 | 4504885.7637 | 3074677.0999 | 13750639.2523 | 961560.8286 | 5375065.0943 | 5375065.0943 | 1478867.319 | 3031747.1076 | 0 | 20087265.1752 | 29972944.696 | 7498942.0933 | 0.70297 | 28574.6899 | 42637.3422 | 582.5337 | 869.2199
1 | 1800 | 707 | 0.03 | 15 | 15 | 7 | 1e-08 | 5spot_SharedNeighbor | Water | Porous | Wet | R600a | MinimizeLCOE_Brownfield | IgnoreSilica | 2019 | 77.2628 | 6.1191 | 0.17712 | 4 | 28435.3175 | 42389.0702 | 579.6924 | 864.1585 | 68.0115 | 0 | 153.5394 | 914154.1132 | 48359.9683 | 1512924.0102 | 1879045.9332 | 0 | 103874.5036 | 0 | 1738759.8262 | 4523896.399 | 3087652.2491 | 13808667.0028 | 961560.8286 | 5375065.0943 | 5375065.0943 | 1478867.319 | 3031747.1076 | 0 | 20145292.9257 | 30030972.4465 | 10000000 | 0.70846 | 28435.3175 | 42389.0702 | 579.6924 | 864.1585
1 | 1900 | 707 | 0.03 | 15 | 15 | 7 | 1e-13 | 5spot_SharedNeighbor | Water | Porous | Wet | R600a | MinimizeLCOE_Brownfield | IgnoreSilica | 2019 | 0 | 0 | 0 | 0 |  |  |  |  | 15 |  | 20.0129 | [19 empty] | 100 | 0
1 | 1900 | 707 | 0.03 | 15 | 15 | 7 | 1.3335e-13 | 5spot_SharedNeighbor | Water | Porous | Wet | R600a | MinimizeLCOE_Brownfield | IgnoreSilica | 2019 | 0 | 0 | 0 | 0 |  |  |  |  | 15 |  | 21.9078 | [19 empty] | 133.3521 | 0
1 | 1900 | 707 | 0.03 | 15 | 15 | 7 | 1.7783e-13 | 5spot_SharedNeighbor | Water | Porous | Wet | R600a | MinimizeLCOE_Brownfield | IgnoreSilica | 2019 | 0 | 0 | 0 | 0 |  |  |  |  | 15 |  | 23.5155 | [19 empty] | 177.8279 | 0
1 | 1900 | 707 | 0.03 | 15 | 15 | 7 | 2.3714e-13 | 5spot_SharedNeighbor | Water | Porous | Wet | R600a | MinimizeLCOE_Brownfield | IgnoreSilica | 2019 | 0 | 0 | 0 | 0 |  |  |  |  | 15 |  | 24.1036 | [19 empty] | 237.1374 | 0
1 | 1900 | 707 | 0.03 | 15 | 15 | 7 | 3.1623e-13 | 5spot_SharedNeighbor | Water | Porous | Wet | R600a | MinimizeLCOE_Brownfield | IgnoreSilica | 2019 | 0 | 0 | 0 | 0 |  |  |  |  | 15 |  | 24.9046 | [19 empty] | 316.2278 | 0
1 | 1900 | 707 | 0.03 | 15 | 15 | 7 | 4.217e-13 | 5spot_SharedNeighbor | Water | Porous | Wet | R600a | MinimizeLCOE_Brownfield | IgnoreSilica | 2019 | 0 | 0 | 0 | 0 |  |  |  |  | 15 |  | 23.8932 | [19 empty] | 421.6965 | 0
1 | 1900 | 707 | 0.03 | 15 | 15 | 7 | 5.6234e-13 | 5spot_SharedNeighbor | Water | Porous | Wet | R600a | MinimizeLCOE_Brownfield | IgnoreSilica | 2019 | 0 | 0 | 0 | 0 |  |  |  |  | 15 |  | 25.2659 | [19 empty] | 562.3413 | 0
1 | 1900 | 707 | 0.03 | 15 | 15 | 7 | 7.4989e-13 | 5spot_SharedNeighbor | Water | Porous | Wet | R600a | MinimizeLCOE_Brownfield | IgnoreSilica | 2019 | 0 | 0 | 0 | 0 |  |  |  |  | 15 |  | 25.7976 | [19 empty] | 749.8942 | 0
1 | 1900 | 707 | 0.03 | 15 | 15 | 7 | 1e-12 | 5spot_SharedNeighbor | Water | Porous | Wet | R600a | MinimizeLCOE_Brownfield | IgnoreSilica | 2019 | 0 | 0 | 0 | 0 |  |  |  |  | 15 |  | 25.1428 | [19 empty] | 1000 | 0
1 | 1900 | 707 | 0.03 | 15 | 15 | 7 | 1.3335e-12 | 5spot_SharedNeighbor | Water | Porous | Wet | R600a | MinimizeLCOE_Brownfield | IgnoreSilica | 2019 | 0 | 0 | 0 | 0 |  |  |  |  | 15 |  | 28.3309 | [19 empty] | 1333.5214 | 0
1 | 1900 | 707 | 0.03 | 15 | 15 | 7 | 1.7783e-12 | 5spot_SharedNeighbor | Water | Porous | Wet | R600a | MinimizeLCOE_Brownfield | IgnoreSilica | 2019 | 0 | 0 | 0 | 0 |  |  |  |  | 15 |  | 31.4002 | [19 empty] | 1778.2794 | 0
1 | 1900 | 707 | 0.03 | 15 | 15 | 7 | 2.3714e-12 | 5spot_SharedNeighbor | Water | Porous | Wet | R600a | MinimizeLCOE_Brownfield | IgnoreSilica | 2019 | 0 | 0 | 0 | 0 |  |  |  |  | 15 |  | 33.3246 | [19 empty] | 2371.3737 | 0
1 | 1900 | 707 | 0.03 | 15 | 15 | 7 | 3.1623e-12 | 5spot_SharedNeighbor | Water | Porous | Wet | R600a | MinimizeLCOE_Brownfield | IgnoreSilica | 2019 | 1.6 | 0.11331 | 0.00024992 | 4 | 7317205.2677 | 17642314.2091 | 149171.1266 | 359662.4381 | 64.4151 | 0 | 38.1136 | 54434.831 | 2752.0188 | 62411.7222 | 60000.6359 | 0 | 35662.1501 | 0 | 83951.9296 | 218425.6999 | 149080.0284 | 666719.0159 | 961560.8286 | 5686671.2401 | 5686671.2401 | 1478867.319 | 3156389.5659 | 0 | 7314951.0846 | 17636879.2096 | 3162.2777 | 0.00099969 | 7317205.2677 | 17642314.2091 | 149171.1266 | 359662.4381
1 | 1900 | 707 | 0.03 | 15 | 15 | 7 | 4.217e-12 | 5spot_SharedNeighbor | Water | Porous | Wet | R600a | MinimizeLCOE_Brownfield | IgnoreSilica | 2019 | 1.632 | 0.11602 | 0.0010781 | 4 | 1695321.1037 | 4088977.105 | 34561.4138 | 83359.329 | 64.5359 | 0 | 262.5789 | 55428.7545 | 2805.2463 | 63597.1304 | 60803.7933 | 0 | 31210.9599 | 0 | 83399.8949 | 216989.4189 | 148099.7371 | 662334.9352 | 961560.8286 | 5686671.2401 | 5686671.2401 | 1478867.319 | 3156389.5659 | 0 | 7310567.0039 | 17632495.1289 | 4216.965 | 0.0043122 | 1695321.1037 | 4088977.105 | 34561.4138 | 83359.329
1 | 1900 | 707 | 0.03 | 15 | 15 | 7 | 5.6234e-12 | 5spot_SharedNeighbor | Water | Porous | Wet | R600a | MinimizeLCOE_Brownfield | IgnoreSilica | 2019 | 1.6 | 0.11331 | 0.0016954 | 4 | 1074369.9805 | 2596430.7711 | 21902.4852 | 52931.7532 | 64.4162 | 0 | 241.7905 | 54437.094 | 2752.1529 | 62413.4355 | 60001.4044 | 0 | 26274.8871 | 0 | 80292.7998 | 208905.3948 | 142582.2245 | 637659.393 | 961560.8286 | 5686671.2401 | 5686671.2401 | 1478867.319 | 3156389.5659 | 0 | 7285891.4617 | 17607819.5868 | 5623.4133 | 0.0067815 | 1074369.9805 | 2596430.7711 | 21902.4852 | 52931.7532
1 | 1900 | 707 | 0.03 | 15 | 15 | 7 | 7.4989e-12 | 5spot_SharedNeighbor | Water | Porous | Wet | R600a | MinimizeLCOE_Brownfield | IgnoreSilica | 2019 | 2.9787 | 0.2314 | 0.0032528 | 4 | 592970.5224 | 1386271.4771 | 12088.5062 | 28261.0191 | 67.367 | 0 | 68.8849 | 92890.7406 | 4822.2935 | 110207.8703 | 94773.2842 | 0 | 41844.5084 | 0 | 134370.0918 | 349603.4158 | 238611.5149 | 1067123.7196 | 961560.8286 | 5686671.2401 | 5686671.2401 | 1478867.319 | 3156389.5659 | 0 | 7715355.7883 | 18037283.9133 | 7498.9421 | 0.013011 | 592970.5224 | 1386271.4771 | 12088.5062 | 28261.0191
1 | 1900 | 707 | 0.03 | 15 | 15 | 7 | 1e-11 | 5spot_SharedNeighbor | Water | Porous | Wet | R600a | MinimizeLCOE_Brownfield | IgnoreSilica | 2019 | 3.9534 | 0.31535 | 0.0049705 | 4 | 401523.5204 | 920681.2342 | 8185.6001 | 18769.3323 | 68.2552 | 0 | 72.7283 | 116446.0998 | 6096.489 | 141061.5623 | 119397.8483 | 0 | 47987.9634 | 0 | 168086.0855 | 437325.5153 | 298483.6503 | 1334885.2139 | 961560.8286 | 5686671.2401 | 5686671.2401 | 1478867.319 | 3156389.5659 | 0 | 7983117.2826 | 18305045.4076 | 10000 | 0.019882 | 401523.5204 | 920681.2342 | 8185.6001 | 18769.3323
1 | 1900 | 707 | 0.03 | 15 | 15 | 7 | 1.3335e-11 | 5spot_SharedNeighbor | Water | Porous | Wet | R600a | MinimizeLCOE_Brownfield | IgnoreSilica | 2019 | 5.1977 | 0.42268 | 0.0072728 | 4 | 285519.2464 | 640333.3143 | 5820.696 | 13054.0607 | 68.9166 | 0 | 112.0482 | 143886.1715 | 7582.7972 | 178208.5456 | 150849.3246 | 0 | 54732.5728 | 0 | 208751.1706 | 543127.7251 | 370695.8325 | 1657834.14 | 961560.8286 | 5686671.2401 | 5686671.2401 | 1478867.319 | 3156389.5659 | 0 | 8306066.2087 | 18627994.3337 | 13335.2143 | 0.029091 | 285519.2464 | 640333.3143 | 5820.696 | 13054.0607
1 | 1900 | 707 | 0.03 | 15 | 15 | 7 | 1.7783e-11 | 5spot_SharedNeighbor | Water | Porous | Wet | R600a | MinimizeLCOE_Brownfield | IgnoreSilica | 2019 | 6.7519 | 0.55672 | 0.010304 | 4 | 210778.8947 | 461202.5751 | 4297.0129 | 9402.2383 | 69.3942 | 0 | 80.7057 | 175242.9473 | 9281.4202 | 222046.9262 | 190118.9307 | 0 | 61836.0396 | 0 | 256825.2429 | 668206.6 | 456064.7348 | 2039622.8416 | 961560.8286 | 5686671.2401 | 5686671.2401 | 1478867.319 | 3156389.5659 | 0 | 8687854.9103 | 19009783.0353 | 17782.7941 | 0.041218 | 210778.8947 | 461202.5751 | 4297.0129 | 9402.2383
1 | 1900 | 707 | 0.03 | 15 | 15 | 7 | 2.3714e-11 | 5spot_SharedNeighbor | Water | Porous | Wet | R600a | MinimizeLCOE_Brownfield | IgnoreSilica | 2019 | 9.2392 | 0.77183 | 0.014499 | 4 | 159965.6585 | 337944.0239 | 3261.1163 | 6889.446 | 69.8485 | 0 | 90.0492 | 221140.254 | 11769.0836 | 288254.4983 | 253059.8878 | 0 | 74606.2695 | 0 | 331043.6974 | 861307.7942 | 587860.2676 | 2629041.7525 | 961560.8286 | 5686671.2401 | 5686671.2401 | 1478867.319 | 3156389.5659 | 0 | 9277273.8212 | 19599201.9462 | 23713.7371 | 0.057995 | 159965.6585 | 337944.0239 | 3261.1163 | 6889.446
1 | 1900 | 707 | 0.03 | 15 | 15 | 7 | 3.1623e-11 | 5spot_SharedNeighbor | Water | Porous | Wet | R600a | MinimizeLCOE_Brownfield | IgnoreSilica | 2019 | 11.4124 | 0.96001 | 0.019687 | 4 | 123880.8585 | 254958.5667 | 2525.4789 | 5197.6752 | 70.0921 | 0 | 78.9951 | 258156.4886 | 13775.4096 | 343153.8194 | 308090.4158 | 0 | 79960.445 | 0 | 391223.2656 | 1017882.6862 | 694725.8487 | 3106968.3789 | 961560.8286 | 5686671.2401 | 5686671.2401 | 1478867.319 | 3156389.5659 | 0 | 9755200.4476 | 20077128.5726 | 31622.7766 | 0.078747 | 123880.8585 | 254958.5667 | 2525.4789 | 5197.6752
1 | 1900 | 707 | 0.03 | 15 | 15 | 7 | 4.217e-11 | 5spot_SharedNeighbor | Water | Porous | Wet | R600a | MinimizeLCOE_Brownfield | IgnoreSilica | 2019 | 14.6176 | 1.2373 | 0.026548 | 4 | 98327.8925 | 195529.5386 | 2004.5471 | 3986.1341 | 70.3114 | 0 | 102.8556 | 308872.9195 | 16522.3027 | 420305.2287 | 389205.282 | 0 | 89822.2458 | 0 | 477643.9117 | 1242731.48 | 848189.7707 | 3793293.141 | 961560.8286 | 5686671.2401 | 5686671.2401 | 1478867.319 | 3156389.5659 | 0 | 10441525.2097 | 20763453.3347 | 42169.6503 | 0.10619 | 98327.8925 | 195529.5386 | 2004.5471 | 3986.1341
1 | 1900 | 707 | 0.03 | 15 | 15 | 7 | 5.6234e-11 | 5spot_SharedNeighbor | Water | Porous | Wet | R600a | MinimizeLCOE_Brownfield | IgnoreSilica | 2019 | 18.5398 | 1.5767 | 0.035303 | 4 | 79646.2385 | 152740.7995 | 1623.6963 | 3113.8278 | 70.4778 | 0 | 104.1797 | 366469.2227 | 19639.8109 | 510169.7417 | 488470.2586 | 0 | 100076.2345 | 0 | 579081.8547 | 1506652.1999 | 1028321.085 | 4598880.408 | 961560.8286 | 5686671.2401 | 5686671.2401 | 1478867.319 | 3156389.5659 | 0 | 11247112.4767 | 21569040.6017 | 56234.1325 | 0.14121 | 79646.2385 | 152740.7995 | 1623.6963 | 3113.8278
1 | 1900 | 707 | 0.03 | 15 | 15 | 7 | 7.4989e-11 | 5spot_SharedNeighbor | Water | Porous | Wet | R600a | MinimizeLCOE_Brownfield | IgnoreSilica | 2019 | 23.254 | 1.9846 | 0.046274 | 4 | 65796.5057 | 121561.9714 | 1341.3508 | 2478.2052 | 70.6045 | 0 | 96.3566 | 430969.3596 | 23128.2784 | 613223.0792 | 607788.6829 | 0 | 110470.8516 | 0 | 696376.2982 | 1811828.2815 | 1236610.0314 | 5530394.8628 | 961560.8286 | 5686671.2401 | 5686671.2401 | 1478867.319 | 3156389.5659 | 0 | 12178626.9315 | 22500555.0566 | 74989.4209 | 0.1851 | 65796.5057 | 121561.9714 | 1341.3508 | 2478.2052
1 | 1900 | 707 | 0.03 | 15 | 15 | 7 | 1e-10 | 5spot_SharedNeighbor | Water | Porous | Wet | R600a | MinimizeLCOE_Brownfield | IgnoreSilica | 2019 | 28.7593 | 2.4612 | 0.059663 | 4 | 55427.768 | 98678.3801 | 1129.97 | 2011.6923 | 70.7009 | 0 | 88.6264 | 501463.2116 | 26937.5731 | 728361.586 | 747143.7232 | 0 | 120499.2375 | 0 | 828518.0792 | 2155634.0898 | 1471264.5601 | 6579822.0605 | 961560.8286 | 5686671.2401 | 5686671.2401 | 1478867.319 | 3156389.5659 | 0 | 13228054.1292 | 23549982.2542 | 100000 | 0.23865 | 55427.768 | 98678.3801 | 1129.97 | 2011.6923
1 | 1900 | 707 | 0.03 | 15 | 15 | 7 | 1.3335e-10 | 5spot_SharedNeighbor | Water | Porous | Wet | R600a | MinimizeLCOE_Brownfield | IgnoreSilica | 2019 | 34.4083 | 2.9502 | 0.075253 | 4 | 47380.2288 | 81671.126 | 965.91 | 1664.9764 | 70.7686 | 0 | 106.6035 | 569681.8547 | 30620.6374 | 841956.5478 | 890149.7637 | 0 | 125809.4481 | 0 | 958705.1182 | 2494354.06 | 1702447.8998 | 7613725.3298 | 961560.8286 | 5686671.2401 | 5686671.2401 | 1478867.319 | 3156389.5659 | 0 | 14261957.3985 | 24583885.5235 | 133352.1432 | 0.30101 | 47380.2288 | 81671.126 | 965.91 | 1664.9764
1 | 1900 | 707 | 0.03 | 15 | 15 | 7 | 1.7783e-10 | 5spot_SharedNeighbor | Water | Porous | Wet | R600a | MinimizeLCOE_Brownfield | IgnoreSilica | 2019 | 41.4971 | 3.5639 | 0.09311 | 4 | 41726.32 | 69440.6721 | 850.6475 | 1415.642 | 70.8282 | 0 | 128.9078 | 650713.5361 | 34991.3021 | 979332.2574 | 1069613.4722 | 0 | 136380.3292 | 0 | 1119702.0499 | 2913235.0513 | 1988342.7835 | 8892310.7817 | 961560.8286 | 5686671.2401 | 5686671.2401 | 1478867.319 | 3156389.5659 | 0 | 15540542.8504 | 25862470.9754 | 177827.941 | 0.37244 | 41726.32 | 69440.6721 | 850.6475 | 1415.642
1 | 1900 | 707 | 0.03 | 15 | 15 | 7 | 2.3714e-10 | 5spot_SharedNeighbor | Water | Porous | Wet | R600a | MinimizeLCOE_Brownfield | IgnoreSilica | 2019 | 48.1332 | 4.1384 | 0.11195 | 4 | 37284.7079 | 60335.4436 | 760.0992 | 1230.0196 | 70.8676 | 0 | 116.3907 | 722867.699 | 38879.1924 | 1103670.5801 | 1237608.0499 | 0 | 140993.8668 | 0 | 1265167.5614 | 3291706.4731 | 2246657.3057 | 10047550.7284 | 961560.8286 | 5686671.2401 | 5686671.2401 | 1478867.319 | 3156389.5659 | 0 | 16695782.7971 | 27017710.9221 | 237137.3706 | 0.44779 | 37284.7079 | 60335.4436 | 760.0992 | 1230.0196
1 | 1900 | 707 | 0.03 | 15 | 15 | 7 | 3.1623e-10 | 5spot_SharedNeighbor | Water | Porous | Wet | R600a | MinimizeLCOE_Brownfield | IgnoreSilica | 2019 | 54.4324 | 4.6835 | 0.13083 | 4 | 33947.983 | 53671.8874 | 692.0756 | 1094.174 | 70.8938 | 0 | 123.2597 | 788598.5737 | 42417.4204 | 1218468.0719 | 1397020.3 | 0 | 142950.309 | 0 | 1399887.3233 | 3642219.6588 | 2485889.7572 | 11117451.4143 | 961560.8286 | 5686671.2401 | 5686671.2401 | 1478867.319 | 3156389.5659 | 0 | 17765683.4831 | 28087611.6081 | 316227.766 | 0.52332 | 33947.983 | 53671.8874 | 692.0756 | 1094.174
1 | 1900 | 707 | 0.03 | 15 | 15 | 7 | 4.217e-10 | 5spot_SharedNeighbor | Water | Porous | Wet | R600a | MinimizeLCOE_Brownfield | IgnoreSilica | 2019 | 60.0692 | 5.1707 | 0.14866 | 4 | 31450.1439 | 48807.8996 | 641.1537 | 995.0151 | 70.9092 | 0 | 120.6455 | 845431.0291 | 45473.562 | 1318846.2003 | 1539586.9618 | 0 | 142447.9422 | 0 | 1517796.4212 | 3948994.9452 | 2695270.1938 | 12053847.2556 | 961560.8286 | 5686671.2401 | 5686671.2401 | 1478867.319 | 3156389.5659 | 0 | 18702079.3243 | 29024007.4494 | 421696.5034 | 0.59466 | 31450.1439 | 48807.8996 | 641.1537 | 995.0151
1 | 1900 | 707 | 0.03 | 15 | 15 | 7 | 5.6234e-10 | 5spot_SharedNeighbor | Water | Porous | Wet | R600a | MinimizeLCOE_Brownfield | IgnoreSilica | 2019 | 64.8876 | 5.5866 | 0.16467 | 4 | 29584.9847 | 45255.5676 | 603.1299 | 922.596 | 70.9169 | 0 | 149.5114 | 892668.1578 | 48011.2568 | 1403049.0845 | 1661358.0781 | 0 | 140153.4605 | 0 | 1616643.6147 | 4206175.0662 | 2870800.9109 | 12838859.6294 | 961560.8286 | 5686671.2401 | 5686671.2401 | 1478867.319 | 3156389.5659 | 0 | 19487091.6981 | 29809019.8231 | 562341.3252 | 0.65868 | 29584.9847 | 45255.5676 | 603.1299 | 922.596
1 | 1900 | 707 | 0.03 | 15 | 15 | 7 | 7.4989e-10 | 5spot_SharedNeighbor | Water | Porous | Wet | R600a | MinimizeLCOE_Brownfield | IgnoreSilica | 2019 | 68.8855 | 5.9313 | 0.17848 | 4 | 28193.9109 | 42652.1993 | 574.771 | 869.5228 | 70.9195 | 0 | 123.0948 | 930991.5656 | 50068.2687 | 1471871.7631 | 1762310.6967 | 0 | 136905.3963 | 0 | 1697337.5993 | 4416124.2615 | 3014095.5508 | 13479705.1021 | 961560.8286 | 5686671.2401 | 5686671.2401 | 1478867.319 | 3156389.5659 | 0 | 20127937.1708 | 30449865.2958 | 749894.2093 | 0.71391 | 28193.9109 | 42652.1993 | 574.771 | 869.5228
1 | 1900 | 707 | 0.03 | 15 | 15 | 7 | 1e-09 | 5spot_SharedNeighbor | Water | Porous | Wet | R600a | MinimizeLCOE_Brownfield | IgnoreSilica | 2019 | 72.1085 | 6.2087 | 0.18999 | 4 | 27156.5715 | 40739.077 | 553.6234 | 830.5212 | 70.9191 | 0 | 153.8723 | 961342.8218 | 51696.1263 | 1526699.8248 | 1843627.9499 | 0 | 133283.3116 | 0 | 1761493.5134 | 4583044.7899 | 3128022.2413 | 13989210.579 | 961560.8286 | 5686671.2401 | 5686671.2401 | 1478867.319 | 3156389.5659 | 0 | 20637442.6478 | 30959370.7728 | 1000000 | 0.75994 | 27156.5715 | 40739.077 | 553.6234 | 830.5212
1 | 1900 | 707 | 0.03 | 15 | 15 | 7 | 1.3335e-09 | 5spot_SharedNeighbor | Water | Porous | Wet | R600a | MinimizeLCOE_Brownfield | IgnoreSilica | 2019 | 74.6512 | 6.4274 | 0.19932 | 4 | 26382.6505 | 39328.8378 | 537.846 | 801.7716 | 70.9174 | 0 | 151.3058 | 984960.3559 | 52962.0175 | 1569560.5072 | 1907736.7146 | 0 | 129707.9551 | 0 | 1811521.7446 | 4713207.9853 | 3216861.2967 | 14386518.5769 | 961560.8286 | 5686671.2401 | 5686671.2401 | 1478867.319 | 3156389.5659 | 0 | 21034750.6456 | 31356678.7707 | 1333521.4322 | 0.79729 | 26382.6505 | 39328.8378 | 537.846 | 801.7716
1 | 1900 | 707 | 0.03 | 15 | 15 | 7 | 1.7783e-09 | 5spot_SharedNeighbor | Water | Porous | Wet | R600a | MinimizeLCOE_Brownfield | IgnoreSilica | 2019 | 76.6197 | 6.5964 | 0.20674 | 4 | 25804.8269 | 38286.7816 | 526.0663 | 780.5278 | 70.9152 | 0 | 141.0939 | 1003051.2401 | 53931.1809 | 1602508.0751 | 1957335.968 | 0 | 126414.2417 | 0 | 1849863.8753 | 4812966.3443 | 3284948.4265 | 14691019.352 | 961560.8286 | 5686671.2401 | 5686671.2401 | 1478867.319 | 3156389.5659 | 0 | 21339251.4207 | 31661179.5457 | 1778279.41 | 0.82695 | 25804.8269 | 38286.7816 | 526.0663 | 780.5278
1 | 1900 | 707 | 0.03 | 15 | 15 | 7 | 2.3714e-09 | 5spot_SharedNeighbor | Water | Porous | Wet | R600a | MinimizeLCOE_Brownfield | IgnoreSilica | 2019 | 78.1519 | 6.7279 | 0.21257 | 4 | 25373.0698 | 37512.2444 | 517.2643 | 764.7378 | 70.9129 | 0 | 148.1964 | 1017018.108 | 54679.1052 | 1628014.1244 | 1995920.6086 | 0 | 123626.0409 | 0 | 1879510.615 | 4890101.0795 | 3337594.4683 | 14926464.1498 | 961560.8286 | 5686671.2401 | 5686671.2401 | 1478867.319 | 3156389.5659 | 0 | 21574696.2185 | 31896624.3435 | 2371373.7057 | 0.8503 | 25373.0698 | 37512.2444 | 517.2643 | 764.7378
1 | 1900 | 707 | 0.03 | 15 | 15 | 7 | 3.1623e-09 | 5spot_SharedNeighbor | Water | Porous | Wet | R600a | MinimizeLCOE_Brownfield | IgnoreSilica | 2019 | 79.3265 | 6.8286 | 0.21711 | 4 | 25050.2187 | 36936.0647 | 510.6826 | 752.9916 | 70.9109 | 0 | 124.3085 | 1027659.9831 | 55248.7921 | 1647488.6856 | 2025490.5482 | 0 | 121311.7928 | 0 | 1902107.9227 | 4948894.6389 | 3377722.2806 | 15105924.644 | 961560.8286 | 5686671.2401 | 5686671.2401 | 1478867.319 | 3156389.5659 | 0 | 21754156.7127 | 32076084.8377 | 3162277.6602 | 0.86842 | 25050.2187 | 36936.0647 | 510.6826 | 752.9916
1 | 1900 | 707 | 0.03 | 15 | 15 | 7 | 4.217e-09 | 5spot_SharedNeighbor | Water | Porous | Wet | R600a | MinimizeLCOE_Brownfield | IgnoreSilica | 2019 | 80.2083 | 6.9042 | 0.22057 | 4 | 24808.6515 | 36507.8811 | 505.7579 | 744.2625 | 70.9092 | 0 | 135.1563 | 1035611.7111 | 55674.3625 | 1662063.2241 | 2047682.0441 | 0 | 119392.5481 | 0 | 1918965.3171 | 4992754.1211 | 3407657.2785 | 15239800.6065 | 961560.8286 | 5686671.2401 | 5686671.2401 | 1478867.319 | 3156389.5659 | 0 | 21888032.6752 | 32209960.8002 | 4216965.0343 | 0.88227 | 24808.6515 | 36507.8811 | 505.7579 | 744.2625
1 | 1900 | 707 | 0.03 | 15 | 15 | 7 | 5.6234e-09 | 5spot_SharedNeighbor | Water | Porous | Wet | R600a | MinimizeLCOE_Brownfield | IgnoreSilica | 2019 | 80.8735 | 6.9612 | 0.22321 | 4 | 24627.8117 | 36188.6571 | 502.0713 | 737.7547 | 70.9078 | 0 | 118.1655 | 1041588.344 | 55994.1667 | 1673030.5788 | 2064415.8437 | 0 | 117856.3365 | 0 | 1931625.2552 | 5025692.6831 | 3430138.5239 | 15340341.7319 | 961560.8286 | 5686671.2401 | 5686671.2401 | 1478867.319 | 3156389.5659 | 0 | 21988573.8006 | 32310501.9256 | 5623413.2519 | 0.89284 | 24627.8117 | 36188.6571 | 502.0713 | 737.7547
1 | 1900 | 707 | 0.03 | 15 | 15 | 7 | 7.4989e-09 | 5spot_SharedNeighbor | Water | Porous | Wet | R600a | MinimizeLCOE_Brownfield | IgnoreSilica | 2019 | 81.3844 | 7.005 | 0.22523 | 4 | 24492.3779 | 35949.4466 | 499.3103 | 732.8781 | 70.9067 | 0 | 177.3747 | 1046167.1095 | 56239.1369 | 1681440.2992 | 2077267.3563 | 0 | 116681.9264 | 0 | 1941340.373 | 5050969.4269 | 3447390.4209 | 15417496.0491 | 961560.8286 | 5686671.2401 | 5686671.2401 | 1478867.319 | 3156389.5659 | 0 | 22065728.1178 | 32387656.2429 | 7498942.0933 | 0.90092 | 24492.3779 | 35949.4466 | 499.3103 | 732.8781
1 | 1900 | 707 | 0.03 | 15 | 15 | 7 | 1e-08 | 5spot_SharedNeighbor | Water | Porous | Wet | R600a | MinimizeLCOE_Brownfield | IgnoreSilica | 2019 | 81.7741 | 7.0383 | 0.22677 | 4 | 24390.9175 | 35770.2017 | 497.2418 | 729.2239 | 70.9058 | 0 | 147.4076 | 1049652.7013 | 56425.5999 | 1687846.5799 | 2087068.9496 | 0 | 115786.6797 | 0 | 1948744.399 | 5070233.1839 | 3460538.3309 | 15476296.4241 | 961560.8286 | 5686671.2401 | 5686671.2401 | 1478867.319 | 3156389.5659 | 0 | 22124528.4928 | 32446456.6178 | 10000000 | 0.90708 | 24390.9175 | 35770.2017 | 497.2418 | 729.2239
1 | 2000 | 707 | 0.03 | 15 | 15 | 7 | 1e-13 | 5spot_SharedNeighbor | Water | Porous | Wet | R600a | MinimizeLCOE_Brownfield | IgnoreSilica | 2019 | 0 | 0 | 0 | 0 |  |  |  |  | 15 |  | 19.8162 | [19 empty] | 100 | 0
1 | 2000 | 707 | 0.03 | 15 | 15 | 7 | 1.3335e-13 | 5spot_SharedNeighbor | Water | Porous | Wet | R600a | MinimizeLCOE_Brownfield | IgnoreSilica | 2019 | 0 | 0 | 0 | 0 |  |  |  |  | 15 |  | 22.4545 | [19 empty] | 133.3521 | 0
1 | 2000 | 707 | 0.03 | 15 | 15 | 7 | 1.7783e-13 | 5spot_SharedNeighbor | Water | Porous | Wet | R600a | MinimizeLCOE_Brownfield | IgnoreSilica | 2019 | 0 | 0 | 0 | 0 |  |  |  |  | 15 |  | 24.708 | [19 empty] | 177.8279 | 0
1 | 2000 | 707 | 0.03 | 15 | 15 | 7 | 2.3714e-13 | 5spot_SharedNeighbor | Water | Porous | Wet | R600a | MinimizeLCOE_Brownfield | IgnoreSilica | 2019 | 0 | 0 | 0 | 0 |  |  |  |  | 15 |  | 24.1226 | [19 empty] | 237.1374 | 0
1 | 2000 | 707 | 0.03 | 15 | 15 | 7 | 3.1623e-13 | 5spot_SharedNeighbor | Water | Porous | Wet | R600a | MinimizeLCOE_Brownfield | IgnoreSilica | 2019 | 0 | 0 | 0 | 0 |  |  |  |  | 15 |  | 25.2346 | [19 empty] | 316.2278 | 0
1 | 2000 | 707 | 0.03 | 15 | 15 | 7 | 4.217e-13 | 5spot_SharedNeighbor | Water | Porous | Wet | R600a | MinimizeLCOE_Brownfield | IgnoreSilica | 2019 | 0 | 0 | 0 | 0 |  |  |  |  | 15 |  | 24.7219 | [19 empty] | 421.6965 | 0
1 | 2000 | 707 | 0.03 | 15 | 15 | 7 | 5.6234e-13 | 5spot_SharedNeighbor | Water | Porous | Wet | R600a | MinimizeLCOE_Brownfield | IgnoreSilica | 2019 | 0 | 0 | 0 | 0 |  |  |  |  | 15 |  | 26.1024 | [19 empty] | 562.3413 | 0
1 | 2000 | 707 | 0.03 | 15 | 15 | 7 | 7.4989e-13 | 5spot_SharedNeighbor | Water | Porous | Wet | R600a | MinimizeLCOE_Brownfield | IgnoreSilica | 2019 | 0 | 0 | 0 | 0 |  |  |  |  | 15 |  | 27.2455 | [19 empty] | 749.8942 | 0
1 | 2000 | 707 | 0.03 | 15 | 15 | 7 | 1e-12 | 5spot_SharedNeighbor | Water | Porous | Wet | R600a | MinimizeLCOE_Brownfield | IgnoreSilica | 2019 | 0 | 0 | 0 | 0 |  |  |  |  | 15 |  | 28.7155 | [19 empty] | 1000 | 0
1 | 2000 | 707 | 0.03 | 15 | 15 | 7 | 1.3335e-12 | 5spot_SharedNeighbor | Water | Porous | Wet | R600a | MinimizeLCOE_Brownfield | IgnoreSilica | 2019 | 0 | 0 | 0 | 0 |  |  |  |  | 15 |  | 31.982 | [19 empty] | 1333.5214 | 0
1 | 2000 | 707 | 0.03 | 15 | 15 | 7 | 1.7783e-12 | 5spot_SharedNeighbor | Water | Porous | Wet | R600a | MinimizeLCOE_Brownfield | IgnoreSilica | 2019 | 0 | 0 | 0 | 0 |  |  |  |  | 15 |  | 34.0613 | [19 empty] | 1778.2794 | 0
1 | 2000 | 707 | 0.03 | 15 | 15 | 7 | 2.3714e-12 | 5spot_SharedNeighbor | Water | Porous | Wet | R600a | MinimizeLCOE_Brownfield | IgnoreSilica | 2019 | 1.0304 | 0.069879 | 0.00033561 | 4 | 5548192.085 | 13568290.9887 | 113107.4001 | 276607.9643 | 63.1095 | 0 | 62.0658 | 38309.3406 | 1907.5811 | 42446.2505 | 46615.0231 | 0 | 26451.1152 | 0 | 60734.4311 | 158018.5314 | 107850.8946 | 482333.1677 | 961560.8286 | 6004137.4768 | 6004137.4768 | 1478867.319 | 3283376.0606 | 0 | 7448031.4731 | 18214412.3294 | 2371.3737 | 0.0013424 | 5548192.085 | 13568290.9887 | 113107.4001 | 276607.9643
1 | 2000 | 707 | 0.03 | 15 | 15 | 7 | 3.1623e-12 | 5spot_SharedNeighbor | Water | Porous | Wet | R600a | MinimizeLCOE_Brownfield | IgnoreSilica | 2019 | 1.4569 | 0.10862 | 0.00098837 | 4 | 1923787.6732 | 4647052.1578 | 39219.0138 | 94736.4438 | 65.996 | 0 | 243.4884 | 54131.551 | 2760.4609 | 60255.0456 | 57823.1439 | 0 | 31652.9407 | 0 | 80583.0254 | 209660.5023 | 143097.6009 | 639964.2709 | 961560.8286 | 6004137.4768 | 6004137.4768 | 1478867.319 | 3283376.0606 | 0 | 7605662.5763 | 18372043.4327 | 3162.2777 | 0.0039535 | 1923787.6732 | 4647052.1578 | 39219.0138 | 94736.4438
1 | 2000 | 707 | 0.03 | 15 | 15 | 7 | 4.217e-12 | 5spot_SharedNeighbor | Water | Porous | Wet | R600a | MinimizeLCOE_Brownfield | IgnoreSilica | 2019 | 2.0209 | 0.16037 | 0.0019542 | 4 | 997695.4813 | 2375021.0106 | 20339.3719 | 48418.0158 | 68.0777 | 0 | 337.2036 | 72901.4193 | 3784.0825 | 82135.8189 | 72653.0123 | 0 | 37525.9502 | 0 | 104910.1105 | 272954.5875 | 186297.1146 | 833162.096 | 961560.8286 | 6004137.4768 | 6004137.4768 | 1478867.319 | 3283376.0606 | 0 | 7798860.4014 | 18565241.2578 | 4216.965 | 0.0078169 | 997695.4813 | 2375021.0106 | 20339.3719 | 48418.0158
1 | 2000 | 707 | 0.03 | 15 | 15 | 7 | 5.6234e-12 | 5spot_SharedNeighbor | Water | Porous | Wet | R600a | MinimizeLCOE_Brownfield | IgnoreSilica | 2019 | 2.7204 | 0.22515 | 0.0033084 | 4 | 606184.6141 | 1419737.9678 | 12357.8933 | 28943.2788 | 69.5248 | 0 | 90.6299 | 93932.9893 | 4937.4059 | 107612.7521 | 91125.995 | 0 | 43470.9709 | 0 | 133021.2441 | 346093.9908 | 236216.2602 | 1056411.6082 | 961560.8286 | 6004137.4768 | 6004137.4768 | 1478867.319 | 3283376.0606 | 0 | 8022109.9136 | 18788490.77 | 5623.4133 | 0.013234 | 606184.6141 | 1419737.9678 | 12357.8933 | 28943.2788
1 | 2000 | 707 | 0.03 | 15 | 15 | 7 | 7.4989e-12 | 5spot_SharedNeighbor | Water | Porous | Wet | R600a | MinimizeLCOE_Brownfield | IgnoreSilica | 2019 | 3.6218 | 0.30906 | 0.0051611 | 4 | 401689.9074 | 923209.8855 | 8188.9921 | 18820.8822 | 70.5988 | 0 | 102.4584 | 118551.4512 | 6291.4042 | 138518.5135 | 114981.5607 | 0 | 50063.2046 | 0 | 167078.3924 | 434703.7044 | 296694.2105 | 1326882.4415 | 961560.8286 | 6004137.4768 | 6004137.4768 | 1478867.319 | 3283376.0606 | 0 | 8292580.7469 | 19058961.6033 | 7498.9421 | 0.020644 | 401689.9074 | 923209.8855 | 8188.9921 | 18820.8822
1 | 2000 | 707 | 0.03 | 15 | 15 | 7 | 1e-11 | 5spot_SharedNeighbor | Water | Porous | Wet | R600a | MinimizeLCOE_Brownfield | IgnoreSilica | 2019 | 4.7887 | 0.41798 | 0.0076593 | 4 | 281459.3559 | 632875.4937 | 5737.9297 | 12902.023 | 71.4062 | 0 | 80.4278 | 147590.4591 | 7890.8558 | 176235.5016 | 145896.6503 | 0 | 57508.2731 | 0 | 208697.4786 | 542988.0296 | 370600.4875 | 1657407.7356 | 961560.8286 | 6004137.4768 | 6004137.4768 | 1478867.319 | 3283376.0606 | 0 | 8623106.041 | 19389486.8974 | 10000 | 0.030637 | 281459.3559 | 632875.4937 | 5737.9297 | 12902.023
1 | 2000 | 707 | 0.03 | 15 | 15 | 7 | 1.3335e-11 | 5spot_SharedNeighbor | Water | Porous | Wet | R600a | MinimizeLCOE_Brownfield | IgnoreSilica | 2019 | 6.2501 | 0.55452 | 0.010971 | 4 | 205401.8557 | 450728.7207 | 4187.3947 | 9188.7146 | 71.9941 | 0 | 125.6168 | 180835.4693 | 9722.5955 | 220842.1261 | 184624.506 | 0 | 65380.3362 | 0 | 257947.9629 | 671127.687 | 458058.4366 | 2048539.1194 | 961560.8286 | 6004137.4768 | 6004137.4768 | 1478867.319 | 3283376.0606 | 0 | 9014237.4248 | 19780618.2812 | 13335.2143 | 0.043886 | 205401.8557 | 450728.7207 | 4187.3947 | 9188.7146
1 | 2000 | 707 | 0.03 | 15 | 15 | 7 | 1.7783e-11 | 5spot_SharedNeighbor | Water | Porous | Wet | R600a | MinimizeLCOE_Brownfield | IgnoreSilica | 2019 | 7.9823 | 0.71564 | 0.01522 | 4 | 155236.4791 | 332077.8714 | 3164.7056 | 6769.8566 | 72.378 | 0 | 111.566 | 216871.6637 | 11706.1096 | 270743.164 | 230394.7466 | 0 | 72718.3208 | 0 | 312949.2618 | 814229.7846 | 555728.5587 | 2485341.6099 | 961560.8286 | 6004137.4768 | 6004137.4768 | 1478867.319 | 3283376.0606 | 0 | 9451039.9153 | 20217420.7716 | 17782.7941 | 0.060882 | 155236.4791 | 332077.8714 | 3164.7056 | 6769.8566
1 | 2000 | 707 | 0.03 | 15 | 15 | 7 | 2.3714e-11 | 5spot_SharedNeighbor | Water | Porous | Wet | R600a | MinimizeLCOE_Brownfield | IgnoreSilica | 2019 | 10.5692 | 0.95885 | 0.021197 | 4 | 118962.1029 | 245943.8403 | 2425.2034 | 5013.8978 | 72.8158 | 0 | 94.5734 | 267193.2818 | 14482.6162 | 342007.9289 | 299185.4224 | 0 | 84708.2534 | 0 | 392955.2261 | 1022388.892 | 697801.4268 | 3120723.0477 | 961560.8286 | 6004137.4768 | 6004137.4768 | 1478867.319 | 3283376.0606 | 0 | 10086421.3531 | 20852802.2094 | 23713.7371 | 0.084787 | 118962.1029 | 245943.8403 | 2425.2034 | 5013.8978
1 | 2000 | 707 | 0.03 | 15 | 15 | 7 | 3.1623e-11 | 5spot_SharedNeighbor | Water | Porous | Wet | R600a | MinimizeLCOE_Brownfield | IgnoreSilica | 2019 | 13.5707 | 1.2399 | 0.028727 | 4 | 93831.2397 | 187526.6763 | 1912.8767 | 3822.9849 | 73.0794 | 0 | 101.7164 | 320539.766 | 17420.5716 | 419987.3703 | 378751.5371 | 0 | 95452.8299 | 0 | 480539.3092 | 1250264.7103 | 853331.3552 | 3816287.4496 | 961560.8286 | 6004137.4768 | 6004137.4768 | 1478867.319 | 3283376.0606 | 0 | 10781985.7549 | 21548366.6113 | 31622.7766 | 0.11491 | 93831.2397 | 187526.6763 | 1912.8767 | 3822.9849
1 | 2000 | 707 | 0.03 | 15 | 15 | 7 | 4.217e-11 | 5spot_SharedNeighbor | Water | Porous | Wet | R600a | MinimizeLCOE_Brownfield | IgnoreSilica | 2019 | 17.2829 | 1.5875 | 0.0384 | 4 | 75556.7142 | 145649.4413 | 1540.3258 | 2969.2609 | 73.2802 | 0 | 128.1838 | 381677.1988 | 20784.7795 | 511707.5728 | 477063.6569 | 0 | 106855.8517 | 0 | 584254.7333 | 1520110.9689 | 1037506.9714 | 4639961.7334 | 961560.8286 | 6004137.4768 | 6004137.4768 | 1478867.319 | 3283376.0606 | 0 | 11605660.0388 | 22372040.8952 | 42169.6503 | 0.1536 | 75556.7142 | 145649.4413 | 1540.3258 | 2969.2609
1 | 2000 | 707 | 0.03 | 15 | 15 | 7 | 5.6234e-11 | 5spot_SharedNeighbor | Water | Porous | Wet | R600a | MinimizeLCOE_Brownfield | IgnoreSilica | 2019 | 21.7996 | 2.0104 | 0.050644 | 4 | 62042.3723 | 115189.8639 | 1264.8177 | 2348.3012 | 73.4334 | 0 | 115.3654 | 450873.0793 | 24589.0492 | 618069.2555 | 596690.4986 | 0 | 118660.5609 | 0 | 705464.153 | 1835473.0155 | 1252748.0483 | 5602567.6603 | 961560.8286 | 6004137.4768 | 6004137.4768 | 1478867.319 | 3283376.0606 | 0 | 12568265.9657 | 23334646.8221 | 56234.1325 | 0.20258 | 62042.3723 | 115189.8639 | 1264.8177 | 2348.3012
1 | 2000 | 707 | 0.03 | 15 | 15 | 7 | 7.4989e-11 | 5spot_SharedNeighbor | Water | Porous | Wet | R600a | MinimizeLCOE_Brownfield | IgnoreSilica | 2019 | 27.1392 | 2.5106 | 0.065778 | 4 | 51931.8326 | 92851.1669 | 1058.7006 | 1892.8966 | 73.5498 | 0 | 118.2345 | 527279.2745 | 28785.5849 | 738207.2452 | 738120.6468 | 0 | 130234.9595 | 0 | 843424.8073 | 2194418.3383 | 1497735.6067 | 6698206.4631 | 961560.8286 | 6004137.4768 | 6004137.4768 | 1478867.319 | 3283376.0606 | 0 | 13663904.7685 | 24430285.6249 | 74989.4209 | 0.26311 | 51931.8326 | 92851.1669 | 1058.7006 | 1892.8966
1 | 2000 | 707 | 0.03 | 15 | 15 | 7 | 1e-10 | 5spot_SharedNeighbor | Water | Porous | Wet | R600a | MinimizeLCOE_Brownfield | IgnoreSilica | 2019 | 33.2681 | 3.0847 | 0.083947 | 4 | 44309.2556 | 76372.4177 | 903.3041 | 1556.955 | 73.6385 | 0 | 136.0074 | 609593.7827 | 33301.8953 | 870365.4306 | 900473.2948 | 0 | 141031.1691 | 0 | 996358.5733 | 2592320.6264 | 1769312.0944 | 7912756.8664 | 961560.8286 | 6004137.4768 | 6004137.4768 | 1478867.319 | 3283376.0606 | 0 | 14878455.1718 | 25644836.0282 | 100000 | 0.33579 | 44309.2556 | 76372.4177 | 903.3041 | 1556.955
1 | 2000 | 707 | 0.03 | 15 | 15 | 7 | 1.3335e-10 | 5spot_SharedNeighbor | Water | Porous | Wet | R600a | MinimizeLCOE_Brownfield | IgnoreSilica | 2019 | 39.9897 | 3.7145 | 0.10488 | 4 | 38540.3068 | 64204.0527 | 785.6963 | 1308.8865 | 73.7054 | 0 | 122.6978 | 694798.65 | 37971.7616 | 1009771.7603 | 1078536.5598 | 0 | 150140.7666 | 0 | 1158775.6043 | 3014896.4248 | 2057728.7599 | 9202620.2872 | 961560.8286 | 6004137.4768 | 6004137.4768 | 1478867.319 | 3283376.0606 | 0 | 16168318.5926 | 26934699.4489 | 133352.1432 | 0.41952 | 38540.3068 | 64204.0527 | 785.6963 | 1308.8865
1 | 2000 | 707 | 0.03 | 15 | 15 | 7 | 1.7783e-10 | 5spot_SharedNeighbor | Water | Porous | Wet | R600a | MinimizeLCOE_Brownfield | IgnoreSilica | 2019 | 45.2366 | 4.2061 | 0.12568 | 4 | 34063.0903 | 55479.7077 | 694.4222 | 1131.0289 | 73.7437 | 0 | 124.6512 | 758348.5798 | 41451.4203 | 1115300.6013 | 1217533.0514 | 0 | 147114.0977 | 0 | 1279101.6227 | 3327960.0424 | 2271401.1117 | 10158210.5271 | 961560.8286 | 6004137.4768 | 6004137.4768 | 1478867.319 | 3283376.0606 | 0 | 17123908.8325 | 27890289.6889 | 177827.941 | 0.50271 | 34063.0903 | 55479.7077 | 694.4222 | 1131.0289
1 | 2000 | 707 | 0.03 | 15 | 15 | 7 | 2.3714e-10 | 5spot_SharedNeighbor | Water | Porous | Wet | R600a | MinimizeLCOE_Brownfield | IgnoreSilica | 2019 | 53.8017 | 5.0082 | 0.15147 | 4 | 30879.0052 | 48649.1068 | 629.5103 | 991.7778 | 73.7873 | 0 | 142.8367 | 857504.082 | 46874.4958 | 1282385.5483 | 1444375.4113 | 0 | 160277.7598 | 0 | 1478652.7459 | 3847151.1314 | 2625759.6982 | 11742980.8727 | 961560.8286 | 6004137.4768 | 6004137.4768 | 1478867.319 | 3283376.0606 | 0 | 18708679.178 | 29475060.0344 | 237137.3706 | 0.60587 | 30879.0052 | 48649.1068 | 629.5103 | 991.7778
1 | 2000 | 707 | 0.03 | 15 | 15 | 7 | 3.1623e-10 | 5spot_SharedNeighbor | Water | Porous | Wet | R600a | MinimizeLCOE_Brownfield | IgnoreSilica | 2019 | 60.1035 | 5.5977 | 0.1745 | 4 | 28402.4024 | 43827.0127 | 579.0214 | 893.4729 | 73.8069 | 0 | 120.3094 | 927345.2593 | 50689.2045 | 1401756.9733 | 1611172.0559 | 0 | 160838.5708 | 0 | 1619202.8048 | 4212833.554 | 2875345.4657 | 12859183.8883 | 961560.8286 | 6004137.4768 | 6004137.4768 | 1478867.319 | 3283376.0606 | 0 | 19824882.1937 | 30591263.0501 | 316227.766 | 0.698 | 28402.4024 | 43827.0127 | 579.0214 | 893.4729
1 | 2000 | 707 | 0.03 | 15 | 15 | 7 | 4.217e-10 | 5spot_SharedNeighbor | Water | Porous | Wet | R600a | MinimizeLCOE_Brownfield | IgnoreSilica | 2019 | 65.6038 | 6.1114 | 0.19567 | 4 | 26547.4083 | 40303.1716 | 541.2048 | 821.6347 | 73.8161 | 0 | 192.1524 | 986405.9758 | 53911.3108 | 1503753.2134 | 1756637.5771 | 0 | 158876.9869 | 0 | 1739238.1749 | 4525140.9644 | 3088501.6906 | 13812465.8939 | 961560.8286 | 6004137.4768 | 6004137.4768 | 1478867.319 | 3283376.0606 | 0 | 20778164.1993 | 31544545.0556 | 421696.5034 | 0.78268 | 26547.4083 | 40303.1716 | 541.2048 | 821.6347
1 | 2000 | 707 | 0.03 | 15 | 15 | 7 | 5.6234e-10 | 5spot_SharedNeighbor | Water | Porous | Wet | R600a | MinimizeLCOE_Brownfield | IgnoreSilica | 2019 | 70.2519 | 6.5448 | 0.21431 | 4 | 25160.9863 | 37720.2659 | 512.9407 | 768.9786 | 73.8184 | 0 | 161.8683 | 1035049.6158 | 56562.2006 | 1588473.1499 | 1879450.7708 | 0 | 155426.5331 | 0 | 1838835.2854 | 4784272.2156 | 3265364.0941 | 14603433.8654 | 961560.8286 | 6004137.4768 | 6004137.4768 | 1478867.319 | 3283376.0606 | 0 | 21569132.1708 | 32335513.0271 | 562341.3252 | 0.85725 | 25160.9863 | 37720.2659 | 512.9407 | 768.9786
1 | 2000 | 707 | 0.03 | 15 | 15 | 7 | 7.4989e-10 | 5spot_SharedNeighbor | Water | Porous | Wet | R600a | MinimizeLCOE_Brownfield | IgnoreSilica | 2019 | 74.0445 | 6.8978 | 0.23009 | 4 | 24125.7001 | 35823.7173 | 491.835 | 730.3149 | 73.8168 | 0 | 172.8602 | 1073934.5241 | 58679.2177 | 1656658.4937 | 1979568.4023 | 0 | 151201.4881 | 0 | 1918816.4291 | 4992366.7451 | 3407392.8864 | 15238618.1864 | 961560.8286 | 6004137.4768 | 6004137.4768 | 1478867.319 | 3283376.0606 | 0 | 22204316.4918 | 32970697.3482 | 749894.2093 | 0.92036 | 24125.7001 | 35823.7173 | 491.835 | 730.3149
1 | 2000 | 707 | 0.03 | 15 | 15 | 7 | 1e-09 | 5spot_SharedNeighbor | Water | Porous | Wet | R600a | MinimizeLCOE_Brownfield | IgnoreSilica | 2019 | 77.0607 | 7.1782 | 0.24304 | 4 | 23352.6464 | 34427.2838 | 476.0753 | 701.8467 | 73.8132 | 0 | 159.4379 | 1104366.5505 | 60334.6685 | 1710307.6641 | 2059124.8766 | 0 | 146799.8393 | 0 | 1981564.1036 | 5155623.3228 | 3518818.8552 | 15736939.8804 | 961560.8286 | 6004137.4768 | 6004137.4768 | 1478867.319 | 3283376.0606 | 0 | 22702638.1858 | 33469019.0422 | 1000000 | 0.97217 | 23352.6464 | 34427.2838 | 476.0753 | 701.8467
1 | 2000 | 707 | 0.03 | 15 | 15 | 7 | 1.3335e-09 | 5spot_SharedNeighbor | Water | Porous | Wet | R600a | MinimizeLCOE_Brownfield | IgnoreSilica | 2019 | 79.4313 | 7.3982 | 0.25346 | 4 | 22775.1594 | 33394.7001 | 464.3024 | 680.7961 | 73.809 | 0 | 167.4437 | 1127988.2778 | 61618.7821 | 1752124.3061 | 2121605.8764 | 0 | 142688.3276 | 0 | 2030349.9723 | 5282554.1458 | 3605451.7502 | 16124381.4383 | 961560.8286 | 6004137.4768 | 6004137.4768 | 1478867.319 | 3283376.0606 | 0 | 23090079.7436 | 33856460.6 | 1333521.4322 | 1.0138 | 22775.1594 | 33394.7001 | 464.3024 | 680.7961
1 | 2000 | 707 | 0.03 | 15 | 15 | 7 | 1.7783e-09 | 5spot_SharedNeighbor | Water | Porous | Wet | R600a | MinimizeLCOE_Brownfield | IgnoreSilica | 2019 | 81.2749 | 7.5691 | 0.2617 | 4 | 22343.5052 | 32628.7064 | 455.5026 | 665.1803 | 73.805 | 0 | 168.551 | 1146183.0642 | 62607.3417 | 1784437.4482 | 2170166.7029 | 0 | 139083.2237 | 0 | 2067966.3345 | 5380424.2041 | 3672250.076 | 16423118.3953 | 961560.8286 | 6004137.4768 | 6004137.4768 | 1478867.319 | 3283376.0606 | 0 | 23388816.7007 | 34155197.5571 | 1778279.41 | 1.0468 | 22343.5052 | 32628.7064 | 455.5026 | 665.1803
1 | 2000 | 707 | 0.03 | 15 | 15 | 7 | 2.3714e-09 | 5spot_SharedNeighbor | Water | Porous | Wet | R600a | MinimizeLCOE_Brownfield | IgnoreSilica | 2019 | 82.6755 | 7.6988 | 0.26809 | 4 | 22020.6569 | 32060.634 | 448.9209 | 653.5994 | 73.8015 | 0 | 174.0945 | 1159905.7137 | 63352.6032 | 1808868.0585 | 2207042.093 | 0 | 135973.5582 | 0 | 2096305.3904 | 5454156.6143 | 3722573.961 | 16648177.9922 | 961560.8286 | 6004137.4768 | 6004137.4768 | 1478867.319 | 3283376.0606 | 0 | 23613876.2976 | 34380257.154 | 2371373.7057 | 1.0724 | 22020.6569 | 32060.634 | 448.9209 | 653.5994
1 | 2000 | 707 | 0.03 | 15 | 15 | 7 | 3.1623e-09 | 5spot_SharedNeighbor | Water | Porous | Wet | R600a | MinimizeLCOE_Brownfield | IgnoreSilica | 2019 | 83.7498 | 7.7982 | 0.27303 | 4 | 21779.0542 | 31637.1788 | 443.9955 | 644.9667 | 73.7985 | 0 | 150.3402 | 1170373.0646 | 63920.8854 | 1827537.8493 | 2235314.8235 | 0 | 133445.2212 | 0 | 2117930.8192 | 5510421.5441 | 3760975.9317 | 16819920.139 | 961560.8286 | 6004137.4768 | 6004137.4768 | 1478867.319 | 3283376.0606 | 0 | 23785618.4444 | 34551999.3008 | 3162277.6602 | 1.0921 | 21779.0542 | 31637.1788 | 443.9955 | 644.9667
1 | 2000 | 707 | 0.03 | 15 | 15 | 7 | 4.217e-09 | 5spot_SharedNeighbor | Water | Porous | Wet | R600a | MinimizeLCOE_Brownfield | IgnoreSilica | 2019 | 84.5781 | 7.8749 | 0.27685 | 4 | 21598.1671 | 31320.4356 | 440.3078 | 638.5094 | 73.7961 | 0 | 170.9522 | 1178409.5944 | 64357.0843 | 1841892.3458 | 2257107.0255 | 0 | 131463.5478 | 0 | 2134559.5431 | 5553686.0728 | 3790504.8615 | 16951980.0752 | 961560.8286 | 6004137.4768 | 6004137.4768 | 1478867.319 | 3283376.0606 | 0 | 23917678.3806 | 34684059.237 | 4216965.0343 | 1.1074 | 21598.1671 | 31320.4356 | 440.3078 | 638.5094
1 | 2000 | 707 | 0.03 | 15 | 15 | 7 | 5.6234e-09 | 5spot_SharedNeighbor | Water | Porous | Wet | R600a | MinimizeLCOE_Brownfield | IgnoreSilica | 2019 | 85.1971 | 7.9321 | 0.27974 | 4 | 21462.6868 | 31084.4676 | 437.5459 | 633.6989 | 73.7941 | 0 | 169.5461 | 1184396.2252 | 64681.9568 | 1852596.9242 | 2273388.7976 | 0 | 129869.2984 | 0 | 2146923.9489 | 5585855.7203 | 3812461.307 | 17050174.1784 | 961560.8286 | 6004137.4768 | 6004137.4768 | 1478867.319 | 3283376.0606 | 0 | 24015872.4838 | 34782253.3401 | 5623413.2519 | 1.119 | 21462.6868 | 31084.4676 | 437.5459 | 633.6989
1 | 2000 | 707 | 0.03 | 15 | 15 | 7 | 7.4989e-09 | 5spot_SharedNeighbor | Water | Porous | Wet | R600a | MinimizeLCOE_Brownfield | IgnoreSilica | 2019 | 85.6575 | 7.9746 | 0.28192 | 4 | 21361.1854 | 30908.5571 | 435.4767 | 630.1127 | 73.7927 | 0 | 179.0752 | 1188838.9531 | 64923.0117 | 1860547.2466 | 2285498.2396 | 0 | 128601.6699 | 0 | 2156079.5572 | 5609676.735 | 3828719.639 | 17122885.0521 | 961560.8286 | 6004137.4768 | 6004137.4768 | 1478867.319 | 3283376.0606 | 0 | 24088583.3575 | 34854964.2139 | 7498942.0933 | 1.1277 | 21361.1854 | 30908.5571 | 435.4767 | 630.1127
1 | 2000 | 707 | 0.03 | 15 | 15 | 7 | 1e-08 | 5spot_SharedNeighbor | Water | Porous | Wet | R600a | MinimizeLCOE_Brownfield | IgnoreSilica | 2019 | 86.013 | 8.0075 | 0.28359 | 4 | 21285.1238 | 30776.3628 | 433.926 | 627.4178 | 73.7915 | 0 | 166.6506 | 1192262.4369 | 65108.7434 | 1866677.3172 | 2294845.0128 | 0 | 127655.222 | 0 | 2163154.0056 | 5628082.9987 | 3841282.2922 | 17179068.0288 | 961560.8286 | 6004137.4768 | 6004137.4768 | 1478867.319 | 3283376.0606 | 0 | 24144766.3342 | 34911147.1906 | 10000000 | 1.1343 | 21285.1238 | 30776.3628 | 433.926 | 627.4178
1 | 2100 | 707 | 0.03 | 15 | 15 | 7 | 1e-13 | 5spot_SharedNeighbor | Water | Porous | Wet | R600a | MinimizeLCOE_Brownfield | IgnoreSilica | 2019 | 0 | 0 | 0 | 0 |  |  |  |  | 15 |  | 19.3264 | [19 empty] | 100 | 0
1 | 2100 | 707 | 0.03 | 15 | 15 | 7 | 1.3335e-13 | 5spot_SharedNeighbor | Water | Porous | Wet | R600a | MinimizeLCOE_Brownfield | IgnoreSilica | 2019 | 0 | 0 | 0 | 0 |  |  |  |  | 15 |  | 21.5429 | [19 empty] | 133.3521 | 0
1 | 2100 | 707 | 0.03 | 15 | 15 | 7 | 1.7783e-13 | 5spot_SharedNeighbor | Water | Porous | Wet | R600a | MinimizeLCOE_Brownfield | IgnoreSilica | 2019 | 0 | 0 | 0 | 0 |  |  |  |  | 15 |  | 24.1071 | [19 empty] | 177.8279 | 0
1 | 2100 | 707 | 0.03 | 15 | 15 | 7 | 2.3714e-13 | 5spot_SharedNeighbor | Water | Porous | Wet | R600a | MinimizeLCOE_Brownfield | IgnoreSilica | 2019 | 0 | 0 | 0 | 0 |  |  |  |  | 15 |  | 24.1507 | [19 empty] | 237.1374 | 0
1 | 2100 | 707 | 0.03 | 15 | 15 | 7 | 3.1623e-13 | 5spot_SharedNeighbor | Water | Porous | Wet | R600a | MinimizeLCOE_Brownfield | IgnoreSilica | 2019 | 0 | 0 | 0 | 0 |  |  |  |  | 15 |  | 25.0029 | [19 empty] | 316.2278 | 0
1 | 2100 | 707 | 0.03 | 15 | 15 | 7 | 4.217e-13 | 5spot_SharedNeighbor | Water | Porous | Wet | R600a | MinimizeLCOE_Brownfield | IgnoreSilica | 2019 | 0 | 0 | 0 | 0 |  |  |  |  | 15 |  | 23.9652 | [19 empty] | 421.6965 | 0
1 | 2100 | 707 | 0.03 | 15 | 15 | 7 | 5.6234e-13 | 5spot_SharedNeighbor | Water | Porous | Wet | R600a | MinimizeLCOE_Brownfield | IgnoreSilica | 2019 | 0 | 0 | 0 | 0 |  |  |  |  | 15 |  | 26.7029 | [19 empty] | 562.3413 | 0
1 | 2100 | 707 | 0.03 | 15 | 15 | 7 | 7.4989e-13 | 5spot_SharedNeighbor | Water | Porous | Wet | R600a | MinimizeLCOE_Brownfield | IgnoreSilica | 2019 | 0 | 0 | 0 | 0 |  |  |  |  | 15 |  | 26.9333 | [19 empty] | 749.8942 | 0
1 | 2100 | 707 | 0.03 | 15 | 15 | 7 | 1e-12 | 5spot_SharedNeighbor | Water | Porous | Wet | R600a | MinimizeLCOE_Brownfield | IgnoreSilica | 2019 | 0 | 0 | 0 | 0 |  |  |  |  | 15 |  | 28.2914 | [19 empty] | 1000 | 0
1 | 2100 | 707 | 0.03 | 15 | 15 | 7 | 1.3335e-12 | 5spot_SharedNeighbor | Water | Porous | Wet | R600a | MinimizeLCOE_Brownfield | IgnoreSilica | 2019 | 0 | 0 | 0 | 0 |  |  |  |  | 15 |  | 31.9932 | [19 empty] | 1333.5214 | 0
1 | 2100 | 707 | 0.03 | 15 | 15 | 7 | 1.7783e-12 | 5spot_SharedNeighbor | Water | Porous | Wet | R600a | MinimizeLCOE_Brownfield | IgnoreSilica | 2019 | 0 | 0 | 0 | 0 |  |  |  |  | 15 |  | 33.2224 | [19 empty] | 1778.2794 | 0
1 | 2100 | 707 | 0.03 | 15 | 15 | 7 | 2.3714e-12 | 5spot_SharedNeighbor | Water | Porous | Wet | R600a | MinimizeLCOE_Brownfield | IgnoreSilica | 2019 | 1.3013 | 0.1006 | 0.00081557 | 4 | 2422874.9377 | 5861873.5292 | 49393.5828 | 119502.2207 | 67.2034 | 0 | 199.5797 | 52279.8294 | 2682.6711 | 56604.053 | 54871.6378 | 0 | 32161.9717 | 0 | 77454.0636 | 201519.5854 | 137541.2578 | 615115.0698 | 961560.8286 | 6327463.8043 | 6327463.8043 | 1478867.319 | 3412706.5916 | 0 | 7904139.7027 | 19123177.4177 | 2371.3737 | 0.0032623 | 2422874.9377 | 5861873.5292 | 49393.5828 | 119502.2207
1 | 2100 | 707 | 0.03 | 15 | 15 | 7 | 3.1623e-12 | 5spot_SharedNeighbor | Water | Porous | Wet | R600a | MinimizeLCOE_Brownfield | IgnoreSilica | 2019 | 1.807 | 0.15033 | 0.0017986 | 4 | 1125037.2957 | 2684471.0402 | 22935.407 | 54726.5732 | 69.7031 | 0 | 291.9518 | 71305.9541 | 3734.0974 | 77882.8995 | 68750.4365 | 0 | 38180.6095 | 0 | 101343.0589 | 263673.8509 | 179962.8212 | 804833.7282 | 961560.8286 | 6327463.8043 | 6327463.8043 | 1478867.319 | 3412706.5916 | 0 | 8093858.3611 | 19312896.0761 | 3162.2777 | 0.0071943 | 1125037.2957 | 2684471.0402 | 22935.407 | 54726.5732
1 | 2100 | 707 | 0.03 | 15 | 15 | 7 | 4.217e-12 | 5spot_SharedNeighbor | Water | Porous | Wet | R600a | MinimizeLCOE_Brownfield | IgnoreSilica | 2019 | 2.4488 | 0.2142 | 0.0032025 | 4 | 649356.926 | 1525161.018 | 13238.0193 | 31092.4703 | 71.4826 | 0 | 414.5475 | 93126.0733 | 4948.8236 | 103226.6003 | 86450.6231 | 0 | 44551.3662 | 0 | 129598.3597 | 337188.3476 | 230137.9758 | 1029228.1695 | 961560.8286 | 6327463.8043 | 6327463.8043 | 1478867.319 | 3412706.5916 | 0 | 8318252.8025 | 19537290.5174 | 4216.965 | 0.01281 | 649356.926 | 1525161.018 | 13238.0193 | 31092.4703
1 | 2100 | 707 | 0.03 | 15 | 15 | 7 | 5.6234e-12 | 5spot_SharedNeighbor | Water | Porous | Wet | R600a | MinimizeLCOE_Brownfield | IgnoreSilica | 2019 | 3.2734 | 0.29678 | 0.0051413 | 4 | 417624.0422 | 963158.4511 | 8513.831 | 19635.2878 | 72.7928 | 0 | 100.79 | 118554.915 | 6370.0797 | 133842.7927 | 109249.8759 | 0 | 51550.061 | 0 | 163631.4125 | 425735.3699 | 290573.1379 | 1299507.6446 | 961560.8286 | 6327463.8043 | 6327463.8043 | 1478867.319 | 3412706.5916 | 0 | 8588532.2775 | 19807569.9924 | 5623.4133 | 0.020565 | 417624.0422 | 963158.4511 | 8513.831 | 19635.2878
1 | 2100 | 707 | 0.03 | 15 | 15 | 7 | 7.4989e-12 | 5spot_SharedNeighbor | Water | Porous | Wet | R600a | MinimizeLCOE_Brownfield | IgnoreSilica | 2019 | 4.3406 | 0.40392 | 0.007761 | 4 | 287247.1475 | 648640.3064 | 5855.9216 | 13223.41 | 73.7752 | 0 | 99.5882 | 148455.0502 | 8044.0937 | 171126.9684 | 138644.8897 | 0 | 59431.7933 | 0 | 205024.0902 | 533430.6264 | 364077.3634 | 1628234.8754 | 961560.8286 | 6327463.8043 | 6327463.8043 | 1478867.319 | 3412706.5916 | 0 | 8917259.5083 | 20136297.2232 | 7498.9421 | 0.031044 | 287247.1475 | 648640.3064 | 5855.9216 | 13223.41
1 | 2100 | 707 | 0.03 | 15 | 15 | 7 | 1e-11 | 5spot_SharedNeighbor | Water | Porous | Wet | R600a | MinimizeLCOE_Brownfield | IgnoreSilica | 2019 | 5.6971 | 0.5404 | 0.011269 | 4 | 206589.4017 | 455481.5101 | 4211.6044 | 9285.6067 | 74.503 | 0 | 117.8487 | 183193.1574 | 9990.7789 | 215861.7273 | 176140.1987 | 0 | 68031.6127 | 0 | 254754.8152 | 662819.7718 | 452388.1138 | 2023180.1758 | 961560.8286 | 6327463.8043 | 6327463.8043 | 1478867.319 | 3412706.5916 | 0 | 9312204.8087 | 20531242.5236 | 10000 | 0.045076 | 206589.4017 | 455481.5101 | 4211.6044 | 9285.6067
1 | 2100 | 707 | 0.03 | 15 | 15 | 7 | 1.3335e-11 | 5spot_SharedNeighbor | Water | Porous | Wet | R600a | MinimizeLCOE_Brownfield | IgnoreSilica | 2019 | 7.3218 | 0.70363 | 0.015832 | 4 | 154092.9332 | 331253.1074 | 3141.3929 | 6753.0426 | 75.0019 | 0 | 121.9011 | 221300.3921 | 12125.1334 | 266496.5356 | 221055.403 | 0 | 76255.254 | 0 | 310920.7601 | 808952.0391 | 552126.389 | 2469231.9062 | 961560.8286 | 6327463.8043 | 6327463.8043 | 1478867.319 | 3412706.5916 | 0 | 9758256.5391 | 20977294.2541 | 13335.2143 | 0.063327 | 154092.9332 | 331253.1074 | 3141.3929 | 6753.0426
1 | 2100 | 707 | 0.03 | 15 | 15 | 7 | 1.7783e-11 | 5spot_SharedNeighbor | Water | Porous | Wet | R600a | MinimizeLCOE_Brownfield | IgnoreSilica | 2019 | 9.6218 | 0.93554 | 0.022026 | 4 | 117627.1977 | 244963.8627 | 2397.9895 | 4993.9197 | 75.4815 | 0 | 90.5871 | 271144.618 | 14917.8619 | 334580.1284 | 283968.5225 | 0 | 88061.0058 | 0 | 387142.1333 | 1007264.417 | 687478.6618 | 3074557.3488 | 961560.8286 | 6327463.8043 | 6327463.8043 | 1478867.319 | 3412706.5916 | 0 | 10363581.9818 | 21582619.6967 | 17782.7941 | 0.088105 | 117627.1977 | 244963.8627 | 2397.9895 | 4993.9197
1 | 2100 | 707 | 0.03 | 15 | 15 | 7 | 2.3714e-11 | 5spot_SharedNeighbor | Water | Porous | Wet | R600a | MinimizeLCOE_Brownfield | IgnoreSilica | 2019 | 12.3844 | 1.2135 | 0.029981 | 4 | 92158.1255 | 185708.8888 | 1878.768 | 3785.9269 | 75.8021 | 0 | 114.4133 | 326074.6332 | 17991.5225 | 411889.092 | 359475.3238 | 0 | 99517.264 | 0 | 473829.6558 | 1232807.5687 | 841416.4973 | 3763001.5573 | 961560.8286 | 6327463.8043 | 6327463.8043 | 1478867.319 | 3412706.5916 | 0 | 11052026.1903 | 22271063.9052 | 23713.7371 | 0.11992 | 92158.1255 | 185708.8888 | 1878.768 | 3785.9269
1 | 2100 | 707 | 0.03 | 15 | 15 | 7 | 3.1623e-11 | 5spot_SharedNeighbor | Water | Porous | Wet | R600a | MinimizeLCOE_Brownfield | IgnoreSilica | 2019 | 15.8286 | 1.5602 | 0.040266 | 4 | 73713.918 | 143369.1582 | 1502.7579 | 2922.7742 | 76.0467 | 0 | 120.622 | 389476.5291 | 21536.2593 | 503491.8515 | 453577.0019 | 0 | 111850.4448 | 0 | 577173.5138 | 1501687.0882 | 1024932.2943 | 4583724.9828 | 961560.8286 | 6327463.8043 | 6327463.8043 | 1478867.319 | 3412706.5916 | 0 | 11872749.6157 | 23091787.3307 | 31622.7766 | 0.16107 | 73713.918 | 143369.1582 | 1502.7579 | 2922.7742
1 | 2100 | 707 | 0.03 | 15 | 15 | 7 | 4.217e-11 | 5spot_SharedNeighbor | Water | Porous | Wet | R600a | MinimizeLCOE_Brownfield | IgnoreSilica | 2019 | 20.0628 | 1.9862 | 0.053385 | 4 | 60126.7676 | 112665.3627 | 1225.7655 | 2296.8358 | 76.2336 | 0 | 95.0929 | 461839.3693 | 25577.7693 | 610684.0246 | 569092.2741 | 0 | 124840.5299 | 0 | 698893.2472 | 1818376.8666 | 1241079.5753 | 5550383.6563 | 961560.8286 | 6327463.8043 | 6327463.8043 | 1478867.319 | 3412706.5916 | 0 | 12839408.2893 | 24058446.0042 | 42169.6503 | 0.21354 | 60126.7676 | 112665.3627 | 1225.7655 | 2296.8358
1 | 2100 | 707 | 0.03 | 15 | 15 | 7 | 5.6234e-11 | 5spot_SharedNeighbor | Water | Porous | Wet | R600a | MinimizeLCOE_Brownfield | IgnoreSilica | 2019 | 25.1512 | 2.4983 | 0.069816 | 4 | 49973.8753 | 90147.5161 | 1018.785 | 1837.779 | 76.3762 | 0 | 110.1155 | 542910.8546 | 30100.8116 | 733607.458 | 707914.5902 | 0 | 137974.0273 | 0 | 839478.0192 | 2184149.6054 | 1490726.9855 | 6666862.3517 | 961560.8286 | 6327463.8043 | 6327463.8043 | 1478867.319 | 3412706.5916 | 0 | 13955886.9847 | 25174924.6996 | 56234.1325 | 0.27926 | 49973.8753 | 90147.5161 | 1018.785 | 1837.779
1 | 2100 | 707 | 0.03 | 15 | 15 | 7 | 7.4989e-11 | 5spot_SharedNeighbor | Water | Porous | Wet | R600a | MinimizeLCOE_Brownfield | IgnoreSilica | 2019 | 31.1151 | 3.0986 | 0.089901 | 4 | 42316.62 | 73515.0978 | 862.6815 | 1498.7047 | 76.4852 | 0 | 96.19 | 631871.3541 | 35058.3045 | 871449.7501 | 870626.8572 | 0 | 150719.6119 | 0 | 998293.0923 | 2597353.8481 | 1772747.3716 | 7928120.1899 | 961560.8286 | 6327463.8043 | 6327463.8043 | 1478867.319 | 3412706.5916 | 0 | 15217144.8228 | 26436182.5377 | 74989.4209 | 0.3596 | 42316.62 | 73515.0978 | 862.6815 | 1498.7047
1 | 2100 | 707 | 0.03 | 15 | 15 | 7 | 1e-10 | 5spot_SharedNeighbor | Water | Porous | Wet | R600a | MinimizeLCOE_Brownfield | IgnoreSilica | 2019 | 37.8165 | 3.7733 | 0.11358 | 4 | 36509.4603 | 61204.2641 | 744.2947 | 1247.7317 | 76.5678 | 0 | 118.1375 | 725937.9738 | 40294.1529 | 1020125.7443 | 1053471.0137 | 0 | 162024.6177 | 0 | 1170722.8659 | 3045980.7488 | 2078944.4497 | 9297501.5669 | 961560.8286 | 6327463.8043 | 6327463.8043 | 1478867.319 | 3412706.5916 | 0 | 16586526.1998 | 27805563.9147 | 100000 | 0.45431 | 36509.4603 | 61204.2641 | 744.2947 | 1247.7317
1 | 2100 | 707 | 0.03 | 15 | 15 | 7 | 1.3335e-10 | 5spot_SharedNeighbor | Water | Porous | Wet | R600a | MinimizeLCOE_Brownfield | IgnoreSilica | 2019 | 45.0197 | 4.4985 | 0.1403 | 4 | 32098.1126 | 52089.652 | 654.3634 | 1061.918 | 76.6292 | 0 | 111.6175 | 821641.5716 | 45614.6912 | 1174109.8918 | 1250006.6356 | 0 | 171079.3342 | 0 | 1350356.3285 | 3513350.1707 | 2397933.6836 | 10724092.3073 | 961560.8286 | 6327463.8043 | 6327463.8043 | 1478867.319 | 3412706.5916 | 0 | 18013116.9402 | 29232154.6552 | 133352.1432 | 0.56119 | 32098.1126 | 52089.652 | 654.3634 | 1061.918
1 | 2100 | 707 | 0.03 | 15 | 15 | 7 | 1.7783e-10 | 5spot_SharedNeighbor | Water | Porous | Wet | R600a | MinimizeLCOE_Brownfield | IgnoreSilica | 2019 | 52.2935 | 5.2305 | 0.16878 | 4 | 28753.6425 | 45371.1219 | 586.1819 | 924.9517 | 76.6719 | 0 | 119.7355 | 913697.9037 | 50726.0416 | 1324573.5544 | 1448448.213 | 0 | 176847.3989 | 0 | 1526574.3136 | 3971833.2205 | 2710857.786 | 12123558.4317 | 961560.8286 | 6327463.8043 | 6327463.8043 | 1478867.319 | 3412706.5916 | 0 | 19412583.0647 | 30631620.7796 | 177827.941 | 0.67513 | 28753.6425 | 45371.1219 | 586.1819 | 924.9517
1 | 2100 | 707 | 0.03 | 15 | 15 | 7 | 2.3714e-10 | 5spot_SharedNeighbor | Water | Porous | Wet | R600a | MinimizeLCOE_Brownfield | IgnoreSilica | 2019 | 59.2337 | 5.9283 | 0.19743 | 4 | 26228.4983 | 40434.6 | 534.7034 | 824.314 | 76.6979 | 0 | 108.6081 | 997917.0629 | 55396.0807 | 1464115.7702 | 1637741.5456 | 0 | 179155.0523 | 0 | 1690386.9496 | 4398040.0967 | 3001752.7367 | 13424505.2947 | 961560.8286 | 6327463.8043 | 6327463.8043 | 1478867.319 | 3412706.5916 | 0 | 20713529.9276 | 31932567.6425 | 237137.3706 | 0.78973 | 26228.4983 | 40434.6 | 534.7034 | 824.314
1 | 2100 | 707 | 0.03 | 15 | 15 | 7 | 3.1623e-10 | 5spot_SharedNeighbor | Water | Porous | Wet | R600a | MinimizeLCOE_Brownfield | IgnoreSilica | 2019 | 65.4406 | 6.5514 | 0.22451 | 4 | 24330.1878 | 36823.0584 | 496.0038 | 750.6879 | 76.7103 | 0 | 153.0542 | 1070616.0616 | 59421.9212 | 1585968.012 | 1806966.6733 | 0 | 178076.3134 | 0 | 1833409.1027 | 4770154.4014 | 3255728.3958 | 14560340.8814 | 961560.8286 | 6327463.8043 | 6327463.8043 | 1478867.319 | 3412706.5916 | 0 | 21849365.5144 | 33068403.2293 | 316227.766 | 0.89804 | 24330.1878 | 36823.0584 | 496.0038 | 750.6879
1 | 2100 | 707 | 0.03 | 15 | 15 | 7 | 4.217e-10 | 5spot_SharedNeighbor | Water | Porous | Wet | R600a | MinimizeLCOE_Brownfield | IgnoreSilica | 2019 | 70.8003 | 7.0884 | 0.24894 | 4 | 22907.6885 | 34174.5595 | 467.0042 | 696.6946 | 76.7132 | 0 | 122.2923 | 1131587.8811 | 62794.0075 | 1689144.7616 | 1953021.0731 | 0 | 174798.3784 | 0 | 1954424.9797 | 5085012.8894 | 3470625.7836 | 15521409.7543 | 961560.8286 | 6327463.8043 | 6327463.8043 | 1478867.319 | 3412706.5916 | 0 | 22810434.3872 | 34029472.1022 | 421696.5034 | 0.99575 | 22907.6885 | 34174.5595 | 467.0042 | 696.6946
1 | 2100 | 707 | 0.03 | 15 | 15 | 7 | 5.6234e-10 | 5spot_SharedNeighbor | Water | Porous | Wet | R600a | MinimizeLCOE_Brownfield | IgnoreSilica | 2019 | 75.236 | 7.532 | 0.27 | 4 | 21843.662 | 32231.471 | 445.3126 | 657.0821 | 76.7104 | 0 | 157.8634 | 1180874.6372 | 65516.6582 | 1773197.3474 | 2073834.8202 | 0 | 170129.7166 | 0 | 2052785.7401 | 5340927.4114 | 3645292.7034 | 16302559.0346 | 961560.8286 | 6327463.8043 | 6327463.8043 | 1478867.319 | 3412706.5916 | 0 | 23591583.6675 | 34810621.3825 | 562341.3252 | 1.08 | 21843.662 | 32231.471 | 445.3126 | 657.0821
1 | 2100 | 707 | 0.03 | 15 | 15 | 7 | 7.4989e-10 | 5spot_SharedNeighbor | Water | Porous | Wet | R600a | MinimizeLCOE_Brownfield | IgnoreSilica | 2019 | 78.8318 | 7.8909 | 0.28762 | 4 | 21048.3214 | 30799.9727 | 429.0985 | 627.8991 | 76.7047 | 0 | 133.4386 | 1220091.5295 | 67680.8493 | 1840491.1979 | 2171726.8135 | 0 | 165031.0318 | 0 | 2131358.3546 | 5545357.237 | 3784820.26 | 16926557.2737 | 961560.8286 | 6327463.8043 | 6327463.8043 | 1478867.319 | 3412706.5916 | 0 | 24215581.9067 | 35434619.6216 | 749894.2093 | 1.1505 | 21048.3214 | 30799.9727 | 429.0985 | 627.8991
1 | 2100 | 707 | 0.03 | 15 | 15 | 7 | 1e-09 | 5spot_SharedNeighbor | Water | Porous | Wet | R600a | MinimizeLCOE_Brownfield | IgnoreSilica | 2019 | 81.6692 | 8.1737 | 0.30192 | 4 | 20453.8162 | 29743.5585 | 416.9787 | 606.3627 | 76.6981 | 0 | 145.5468 | 1250589.9433 | 69362.4913 | 1893078.7398 | 2248940.15 | 0 | 159991.2991 | 0 | 2192565.4232 | 5704605.4741 | 3893510.454 | 17412643.9747 | 961560.8286 | 6327463.8043 | 6327463.8043 | 1478867.319 | 3412706.5916 | 0 | 24701668.6076 | 35920706.3225 | 1000000 | 1.2077 | 20453.8162 | 29743.5585 | 416.9787 | 606.3627
1 | 2100 | 707 | 0.03 | 15 | 15 | 7 | 1.3335e-09 | 5spot_SharedNeighbor | Water | Porous | Wet | R600a | MinimizeLCOE_Brownfield | IgnoreSilica | 2019 | 83.8935 | 8.3951 | 0.31334 | 4 | 20009.2761 | 28960.3807 | 407.9162 | 590.3965 | 76.6918 | 0 | 147.1991 | 1274230.1912 | 70665.0933 | 1933994.2389 | 2309446.1318 | 0 | 155457.3318 | 0 | 2240079.2649 | 5828226.7439 | 3977884.5108 | 17789983.5065 | 961560.8286 | 6327463.8043 | 6327463.8043 | 1478867.319 | 3412706.5916 | 0 | 25079008.1395 | 36298045.8544 | 1333521.4322 | 1.2534 | 20009.2761 | 28960.3807 | 407.9162 | 590.3965
1 | 2100 | 707 | 0.03 | 15 | 15 | 7 | 1.7783e-09 | 5spot_SharedNeighbor | Water | Porous | Wet | R600a | MinimizeLCOE_Brownfield | IgnoreSilica | 2019 | 85.6038 | 8.5651 | 0.32229 | 4 | 19676.7144 | 28379.246 | 401.1364 | 578.5493 | 76.6862 | 0 | 175.0755 | 1292251.4692 | 71657.5458 | 1965274.8331 | 2355956.8583 | 0 | 151512.2268 | 0 | 2276294.6439 | 5922451.7312 | 4042195.0008 | 18077594.309 | 961560.8286 | 6327463.8043 | 6327463.8043 | 1478867.319 | 3412706.5916 | 0 | 25366618.9419 | 36585656.6569 | 1778279.41 | 1.2892 | 19676.7144 | 28379.246 | 401.1364 | 578.5493
1 | 2100 | 707 | 0.03 | 15 | 15 | 7 | 2.3714e-09 | 5spot_SharedNeighbor | Water | Porous | Wet | R600a | MinimizeLCOE_Brownfield | IgnoreSilica | 2019 | 86.9144 | 8.6953 | 0.32924 | 4 | 19427.8062 | 27946.721 | 396.0621 | 569.7317 | 76.6814 | 0 | 158.2565 | 1305971.0839 | 72412.7811 | 1989141.1924 | 2391590.3169 | 0 | 148229.4945 | 0 | 2303864.4988 | 5994182.8383 | 4091152.9553 | 18296545.161 | 961560.8286 | 6327463.8043 | 6327463.8043 | 1478867.319 | 3412706.5916 | 0 | 25585569.7939 | 36804607.5089 | 2371373.7057 | 1.317 | 19427.8062 | 27946.721 | 396.0621 | 569.7317
1 | 2100 | 707 | 0.03 | 15 | 15 | 7 | 3.1623e-09 | 5spot_SharedNeighbor | Water | Porous | Wet | R600a | MinimizeLCOE_Brownfield | IgnoreSilica | 2019 | 87.9085 | 8.794 | 0.33457 | 4 | 19241.4308 | 27624.5229 | 392.2626 | 563.1633 | 76.6776 | 0 | 172.7172 | 1316325.4356 | 72982.5797 | 2007183.4754 | 2418612.3616 | 0 | 145550.2727 | 0 | 2324655.1087 | 6048275.7405 | 4128072.4725 | 18461657.4467 | 961560.8286 | 6327463.8043 | 6327463.8043 | 1478867.319 | 3412706.5916 | 0 | 25750682.0796 | 36969719.7945 | 3162277.6602 | 1.3383 | 19241.4308 | 27624.5229 | 392.2626 | 563.1633
1 | 2100 | 707 | 0.03 | 15 | 15 | 7 | 4.217e-09 | 5spot_SharedNeighbor | Water | Porous | Wet | R600a | MinimizeLCOE_Brownfield | IgnoreSilica | 2019 | 88.6607 | 8.8686 | 0.33865 | 4 | 19101.8302 | 27384.0897 | 389.4166 | 558.2617 | 76.6746 | 0 | 164.6046 | 1324131.94 | 73412.0634 | 2020803.3054 | 2439058.7915 | 0 | 143412.9956 | 0 | 2340319.4474 | 6089031.1365 | 4155888.8677 | 18586058.5474 | 961560.8286 | 6327463.8043 | 6327463.8043 | 1478867.319 | 3412706.5916 | 0 | 25875083.1803 | 37094120.8953 | 4216965.0343 | 1.3546 | 19101.8302 | 27384.0897 | 389.4166 | 558.2617
1 | 2100 | 707 | 0.03 | 15 | 15 | 7 | 5.6234e-09 | 5spot_SharedNeighbor | Water | Porous | Wet | R600a | MinimizeLCOE_Brownfield | IgnoreSilica | 2019 | 89.2332 | 8.9254 | 0.34175 | 4 | 18997.2364 | 27204.1886 | 387.2844 | 554.5942 | 76.6722 | 0 | 167.486 | 1330056.2443 | 73737.9336 | 2031149.1425 | 2454617.7375 | 0 | 141752.6745 | 0 | 2352212.3557 | 6119974.0443 | 4177008.0382 | 18680508.1706 | 961560.8286 | 6327463.8043 | 6327463.8043 | 1478867.319 | 3412706.5916 | 0 | 25969532.8036 | 37188570.5185 | 5623413.2519 | 1.367 | 18997.2364 | 27204.1886 | 387.2844 | 554.5942
1 | 2100 | 707 | 0.03 | 15 | 15 | 7 | 7.4989e-09 | 5spot_SharedNeighbor | Water | Porous | Wet | R600a | MinimizeLCOE_Brownfield | IgnoreSilica | 2019 | 89.6593 | 8.9676 | 0.34409 | 4 | 18918.8543 | 27069.9801 | 385.6864 | 551.8582 | 76.6704 | 0 | 172.924 | 1334455.2204 | 73979.8671 | 2038836.7428 | 2466194.3784 | 0 | 140441.6295 | 0 | 2361024.0569 | 6142900.2835 | 4192655.6674 | 18750487.8461 | 961560.8286 | 6327463.8043 | 6327463.8043 | 1478867.319 | 3412706.5916 | 0 | 26039512.479 | 37258550.1939 | 7498942.0933 | 1.3764 | 18918.8543 | 27069.9801 | 385.6864 | 551.8582
1 | 2100 | 707 | 0.03 | 15 | 15 | 7 | 1e-08 | 5spot_SharedNeighbor | Water | Porous | Wet | R600a | MinimizeLCOE_Brownfield | IgnoreSilica | 2019 | 89.9862 | 9 | 0.34588 | 4 | 18860.1055 | 26969.1868 | 384.4888 | 549.8034 | 76.669 | 0 | 150.3925 | 1337825.5497 | 74165.2073 | 2044729.8623 | 2475077.6026 | 0 | 139457.6889 | 0 | 2367789.8052 | 6160503.3725 | 4204670.1374 | 18804219.2258 | 961560.8286 | 6327463.8043 | 6327463.8043 | 1478867.319 | 3412706.5916 | 0 | 26093243.8587 | 37312281.5737 | 10000000 | 1.3835 | 18860.1055 | 26969.1868 | 384.4888 | 549.8034
1 | 2200 | 707 | 0.03 | 15 | 15 | 7 | 1e-13 | 5spot_SharedNeighbor | Water | Porous | Wet | R600a | MinimizeLCOE_Brownfield | IgnoreSilica | 2019 | 0 | 0 | 0 | 0 |  |  |  |  | 15 |  | 19.524 | [19 empty] | 100 | 0
1 | 2200 | 707 | 0.03 | 15 | 15 | 7 | 1.3335e-13 | 5spot_SharedNeighbor | Water | Porous | Wet | R600a | MinimizeLCOE_Brownfield | IgnoreSilica | 2019 | 0 | 0 | 0 | 0 |  |  |  |  | 15 |  | 22.0574 | [19 empty] | 133.3521 | 0
1 | 2200 | 707 | 0.03 | 15 | 15 | 7 | 1.7783e-13 | 5spot_SharedNeighbor | Water | Porous | Wet | R600a | MinimizeLCOE_Brownfield | IgnoreSilica | 2019 | 0 | 0 | 0 | 0 |  |  |  |  | 15 |  | 24.0965 | [19 empty] | 177.8279 | 0
1 | 2200 | 707 | 0.03 | 15 | 15 | 7 | 2.3714e-13 | 5spot_SharedNeighbor | Water | Porous | Wet | R600a | MinimizeLCOE_Brownfield | IgnoreSilica | 2019 | 0 | 0 | 0 | 0 |  |  |  |  | 15 |  | 25.5795 | [19 empty] | 237.1374 | 0
1 | 2200 | 707 | 0.03 | 15 | 15 | 7 | 3.1623e-13 | 5spot_SharedNeighbor | Water | Porous | Wet | R600a | MinimizeLCOE_Brownfield | IgnoreSilica | 2019 | 0 | 0 | 0 | 0 |  |  |  |  | 15 |  | 24.82 | [19 empty] | 316.2278 | 0
1 | 2200 | 707 | 0.03 | 15 | 15 | 7 | 4.217e-13 | 5spot_SharedNeighbor | Water | Porous | Wet | R600a | MinimizeLCOE_Brownfield | IgnoreSilica | 2019 | 0 | 0 | 0 | 0 |  |  |  |  | 15 |  | 24.3361 | [19 empty] | 421.6965 | 0
1 | 2200 | 707 | 0.03 | 15 | 15 | 7 | 5.6234e-13 | 5spot_SharedNeighbor | Water | Porous | Wet | R600a | MinimizeLCOE_Brownfield | IgnoreSilica | 2019 | 0 | 0 | 0 | 0 |  |  |  |  | 15 |  | 27.7076 | [19 empty] | 562.3413 | 0
1 | 2200 | 707 | 0.03 | 15 | 15 | 7 | 7.4989e-13 | 5spot_SharedNeighbor | Water | Porous | Wet | R600a | MinimizeLCOE_Brownfield | IgnoreSilica | 2019 | 0 | 0 | 0 | 0 |  |  |  |  | 15 |  | 27.0107 | [19 empty] | 749.8942 | 0
1 | 2200 | 707 | 0.03 | 15 | 15 | 7 | 1e-12 | 5spot_SharedNeighbor | Water | Porous | Wet | R600a | MinimizeLCOE_Brownfield | IgnoreSilica | 2019 | 0 | 0 | 0 | 0 |  |  |  |  | 15 |  | 28.6518 | [19 empty] | 1000 | 0
1 | 2200 | 707 | 0.03 | 15 | 15 | 7 | 1.3335e-12 | 5spot_SharedNeighbor | Water | Porous | Wet | R600a | MinimizeLCOE_Brownfield | IgnoreSilica | 2019 | 0 | 0 | 0 | 0 |  |  |  |  | 15 |  | 32.6727 | [19 empty] | 1333.5214 | 0
1 | 2200 | 707 | 0.03 | 15 | 15 | 7 | 1.7783e-12 | 5spot_SharedNeighbor | Water | Porous | Wet | R600a | MinimizeLCOE_Brownfield | IgnoreSilica | 2019 | 1.6 | 0.13816 | 0.00016553 | 4 | 12697127.3783 | 30337122.1776 | 258848.1157 | 618463.2696 | 71.022 | 0 | 36.7629 | 68468.4359 | 3609.6836 | 72714.5317 | 64519.801 | 0 | 45392.7984 | 0 | 99335.0477 | 258449.4178 | 176397.0382 | 788886.7543 | 961560.8286 | 6656650.2227 | 6656650.2227 | 1478867.319 | 3544381.159 | 0 | 8407097.8057 | 20086996.5064 | 1778.2794 | 0.00066213 | 12697127.3783 | 30337122.1776 | 258848.1157 | 618463.2696
1 | 2200 | 707 | 0.03 | 15 | 15 | 7 | 2.3714e-12 | 5spot_SharedNeighbor | Water | Porous | Wet | R600a | MinimizeLCOE_Brownfield | IgnoreSilica | 2019 | 1.6 | 0.13817 | 0.0015106 | 4 | 1387905.9185 | 3320924.2631 | 28294.3394 | 67701.533 | 71.0232 | 0 | 223.3603 | 68470.9452 | 3609.8415 | 72716.3219 | 64520.5709 | 0 | 38627.3532 | 0 | 96698.5627 | 251589.8247 | 171715.225 | 767948.6451 | 961560.8286 | 6656650.2227 | 6656650.2227 | 1478867.319 | 3544381.159 | 0 | 8386159.6965 | 20066058.3972 | 2371.3737 | 0.0060423 | 1387905.9185 | 3320924.2631 | 28294.3394 | 67701.533
1 | 2200 | 707 | 0.03 | 15 | 15 | 7 | 3.1623e-12 | 5spot_SharedNeighbor | Water | Porous | Wet | R600a | MinimizeLCOE_Brownfield | IgnoreSilica | 2019 | 1.8848 | 0.16838 | 0.0028151 | 4 | 753679.3817 | 1790915.648 | 15364.7736 | 36510.2379 | 72.2475 | 0 | 327.3364 | 79673.5522 | 4241.145 | 85091.0908 | 72690.6773 | 0 | 38767.5199 | 0 | 109380.9542 | 284586.8058 | 194236.3427 | 868668.088 | 961560.8286 | 6656650.2227 | 6656650.2227 | 1478867.319 | 3544381.159 | 0 | 8486879.1393 | 20166777.84 | 3162.2777 | 0.011261 | 753679.3817 | 1790915.648 | 15364.7736 | 36510.2379
1 | 2200 | 707 | 0.03 | 15 | 15 | 7 | 4.217e-12 | 5spot_SharedNeighbor | Water | Porous | Wet | R600a | MinimizeLCOE_Brownfield | IgnoreSilica | 2019 | 2.9056 | 0.27756 | 0.0048641 | 4 | 455728.8781 | 1056044.1784 | 9290.6496 | 21528.889 | 74.7724 | 0 | 92.595 | 115935.1105 | 6296.9861 | 126645.6988 | 101963.6468 | 0 | 52281.721 | 0 | 157218.0337 | 409049.0738 | 279184.398 | 1248574.6687 | 961560.8286 | 6656650.2227 | 6656650.2227 | 1478867.319 | 3544381.159 | 0 | 8866785.7201 | 20546684.4208 | 4216.965 | 0.019456 | 455728.8781 | 1056044.1784 | 9290.6496 | 21528.889
1 | 2200 | 707 | 0.03 | 15 | 15 | 7 | 5.6234e-12 | 5spot_SharedNeighbor | Water | Porous | Wet | R600a | MinimizeLCOE_Brownfield | IgnoreSilica | 2019 | 3.8265 | 0.37623 | 0.0074844 | 4 | 306391.1158 | 696533.0695 | 6246.1973 | 14199.7688 | 75.9431 | 0 | 105.2054 | 144916.9926 | 7944.1119 | 161381.9566 | 127828.1012 | 0 | 59790.1626 | 0 | 195725.9167 | 509238.6862 | 347565.8672 | 1554391.7949 | 961560.8286 | 6656650.2227 | 6656650.2227 | 1478867.319 | 3544381.159 | 0 | 9172602.8462 | 20852501.5469 | 5623.4133 | 0.029938 | 306391.1158 | 696533.0695 | 6246.1973 | 14199.7688
1 | 2200 | 707 | 0.03 | 15 | 15 | 7 | 7.4989e-12 | 5spot_SharedNeighbor | Water | Porous | Wet | R600a | MinimizeLCOE_Brownfield | IgnoreSilica | 2019 | 5.0197 | 0.50406 | 0.010978 | 4 | 217375.1837 | 483369.7125 | 4431.4871 | 9854.1454 | 76.8403 | 0 | 104.7613 | 179118.4011 | 9888.7075 | 203783.7596 | 160945.0158 | 0 | 68362.9251 | 0 | 242618.5356 | 631243.6617 | 430836.7698 | 1926797.7763 | 961560.8286 | 6656650.2227 | 6656650.2227 | 1478867.319 | 3544381.159 | 0 | 9545008.8276 | 21224907.5283 | 7498.9421 | 0.04391 | 217375.1837 | 483369.7125 | 4431.4871 | 9854.1454
1 | 2200 | 707 | 0.03 | 15 | 15 | 7 | 1e-11 | 5spot_SharedNeighbor | Water | Porous | Wet | R600a | MinimizeLCOE_Brownfield | IgnoreSilica | 2019 | 6.5861 | 0.67245 | 0.015676 | 4 | 159662.6244 | 345931.7922 | 3254.9386 | 7052.2875 | 77.5231 | 0 | 105.4204 | 220385.5565 | 12237.1785 | 256488.8175 | 205111.5699 | 0 | 78506.6232 | 0 | 301364.6008 | 784088.8728 | 535156.7671 | 2393339.9863 | 961560.8286 | 6656650.2227 | 6656650.2227 | 1478867.319 | 3544381.159 | 0 | 10011551.0377 | 21691449.7384 | 10000 | 0.062704 | 159662.6244 | 345931.7922 | 3254.9386 | 7052.2875
1 | 2200 | 707 | 0.03 | 15 | 15 | 7 | 1.3335e-11 | 5spot_SharedNeighbor | Water | Porous | Wet | R600a | MinimizeLCOE_Brownfield | IgnoreSilica | 2019 | 8.3915 | 0.86563 | 0.021658 | 4 | 121393.0226 | 256216.8527 | 2474.761 | 5223.3271 | 77.9417 | 0 | 80.3545 | 263843.5951 | 14705.8646 | 313800.3415 | 256042.7113 | 0 | 87328.6753 | 0 | 364931.2632 | 949476.2892 | 648037.0772 | 2898165.8174 | 961560.8286 | 6656650.2227 | 6656650.2227 | 1478867.319 | 3544381.159 | 0 | 10516376.8688 | 22196275.5695 | 13335.2143 | 0.086631 | 121393.0226 | 256216.8527 | 2474.761 | 5223.3271
1 | 2200 | 707 | 0.03 | 15 | 15 | 7 | 1.7783e-11 | 5spot_SharedNeighbor | Water | Porous | Wet | R600a | MinimizeLCOE_Brownfield | IgnoreSilica | 2019 | 10.7739 | 1.1238 | 0.02995 | 4 | 93140.4754 | 190634.094 | 1898.7946 | 3886.3339 | 78.4229 | 0 | 80.6699 | 317918.3366 | 17786.1727 | 386521.8159 | 322889.6392 | 0 | 97888.2134 | 0 | 445771.6294 | 1159806.3393 | 791591.6582 | 3540173.8048 | 961560.8286 | 6656650.2227 | 6656650.2227 | 1478867.319 | 3544381.159 | 0 | 11158384.8561 | 22838283.5568 | 17782.7941 | 0.1198 | 93140.4754 | 190634.094 | 1898.7946 | 3886.3339
1 | 2200 | 707 | 0.03 | 15 | 15 | 7 | 2.3714e-11 | 5spot_SharedNeighbor | Water | Porous | Wet | R600a | MinimizeLCOE_Brownfield | IgnoreSilica | 2019 | 14.3406 | 1.5078 | 0.040933 | 4 | 73782.1429 | 145117.4245 | 1504.1488 | 2958.415 | 78.7736 | 0 | 98.7133 | 391529.4191 | 21966.9294 | 488857.9694 | 422646.2285 | 0 | 115733.3283 | 0 | 561886.2112 | 1461912.6628 | 997785.4317 | 4462318.1805 | 961560.8286 | 6656650.2227 | 6656650.2227 | 1478867.319 | 3544381.159 | 0 | 12080529.2319 | 23760427.9326 | 23713.7371 | 0.16373 | 73782.1429 | 145117.4245 | 1504.1488 | 2958.415
1 | 2200 | 707 | 0.03 | 15 | 15 | 7 | 3.1623e-11 | 5spot_SharedNeighbor | Water | Porous | Wet | R600a | MinimizeLCOE_Brownfield | IgnoreSilica | 2019 | 18.277 | 1.9317 | 0.054641 | 4 | 59673.5813 | 113112.7596 | 1216.5267 | 2305.9566 | 79.0036 | 0 | 122.5845 | 466469.9741 | 26218.5503 | 595915.3703 | 532753.3293 | 0 | 129970.4135 | 0 | 683017.7786 | 1777072.1538 | 1212888.2602 | 5424305.8302 | 961560.8286 | 6656650.2227 | 6656650.2227 | 1478867.319 | 3544381.159 | 0 | 13042516.8816 | 24722415.5823 | 31622.7766 | 0.21856 | 59673.5813 | 113112.7596 | 1216.5267 | 2305.9566
1 | 2200 | 707 | 0.03 | 15 | 15 | 7 | 4.217e-11 | 5spot_SharedNeighbor | Water | Porous | Wet | R600a | MinimizeLCOE_Brownfield | IgnoreSilica | 2019 | 23.0519 | 2.4463 | 0.072017 | 4 | 49166.4175 | 89712.2866 | 1002.3239 | 1828.9063 | 79.1784 | 0 | 76.366 | 551136.1997 | 31017.6488 | 719737.0605 | 666718.1894 | 0 | 144545.9805 | 0 | 824130.4808 | 2144218.4586 | 1463473.1573 | 6544977.1755 | 961560.8286 | 6656650.2227 | 6656650.2227 | 1478867.319 | 3544381.159 | 0 | 14163188.2269 | 25843086.9276 | 42169.6503 | 0.28807 | 49166.4175 | 89712.2866 | 1002.3239 | 1828.9063
1 | 2200 | 707 | 0.03 | 15 | 15 | 7 | 5.6234e-11 | 5spot_SharedNeighbor | Water | Porous | Wet | R600a | MinimizeLCOE_Brownfield | IgnoreSilica | 2019 | 28.725 | 3.0578 | 0.093554 | 4 | 41269.6306 | 72481.3641 | 841.3372 | 1477.6306 | 79.312 | 0 | 105.6212 | 645105.1713 | 36337.4014 | 860286.4474 | 825892.3893 | 0 | 158972.9772 | 0 | 985371.8108 | 2563735.3241 | 1749802.0382 | 7825503.5598 | 961560.8286 | 6656650.2227 | 6656650.2227 | 1478867.319 | 3544381.159 | 0 | 15443714.6112 | 27123613.3119 | 56234.1325 | 0.37421 | 41269.6306 | 72481.3641 | 841.3372 | 1477.6306
1 | 2200 | 707 | 0.03 | 15 | 15 | 7 | 7.4989e-11 | 5spot_SharedNeighbor | Water | Porous | Wet | R600a | MinimizeLCOE_Brownfield | IgnoreSilica | 2019 | 35.2755 | 3.7639 | 0.11952 | 4 | 35287.4008 | 59718.776 | 719.3814 | 1217.448 | 79.414 | 0 | 120.0723 | 746922.5331 | 42094.0164 | 1015773.0048 | 1009695.6899 | 0 | 172555.8673 | 0 | 1164946.0335 | 3030950.6159 | 2068686.0752 | 9251623.8362 | 961560.8286 | 6656650.2227 | 6656650.2227 | 1478867.319 | 3544381.159 | 0 | 16869834.8875 | 28549733.5882 | 74989.4209 | 0.47807 | 35287.4008 | 59718.776 | 719.3814 | 1217.448
1 | 2200 | 707 | 0.03 | 15 | 15 | 7 | 1e-10 | 5spot_SharedNeighbor | Water | Porous | Wet | R600a | MinimizeLCOE_Brownfield | IgnoreSilica | 2019 | 42.5176 | 4.5447 | 0.14961 | 4 | 30737.4022 | 50254.5653 | 626.6235 | 1024.5073 | 79.4909 | 0 | 119.3107 | 853112.0982 | 48089.9172 | 1181034.6401 | 1212913.0713 | 0 | 184176.2535 | 0 | 1356937.1323 | 3530472.0721 | 2409619.7332 | 10776354.9178 | 961560.8286 | 6656650.2227 | 6656650.2227 | 1478867.319 | 3544381.159 | 0 | 18394565.9692 | 30074464.6699 | 100000 | 0.59844 | 30737.4022 | 50254.5653 | 626.6235 | 1024.5073
1 | 2200 | 707 | 0.03 | 15 | 15 | 7 | 1.3335e-10 | 5spot_SharedNeighbor | Water | Porous | Wet | R600a | MinimizeLCOE_Brownfield | IgnoreSilica | 2019 | 50.0841 | 5.3603 | 0.18274 | 4 | 27277.0928 | 43255.6976 | 556.0804 | 881.8259 | 79.5459 | 0 | 98.8317 | 958397.5994 | 54026.6406 | 1347685.0435 | 1425210.0437 | 0 | 192577.7422 | 0 | 1551379.857 | 4036372.1563 | 2754906.9358 | 12320556.0184 | 961560.8286 | 6656650.2227 | 6656650.2227 | 1478867.319 | 3544381.159 | 0 | 19938767.0698 | 31618665.7705 | 133352.1432 | 0.73097 | 27277.0928 | 43255.6976 | 556.0804 | 881.8259
1 | 2200 | 707 | 0.03 | 15 | 15 | 7 | 1.7783e-10 | 5spot_SharedNeighbor | Water | Porous | Wet | R600a | MinimizeLCOE_Brownfield | IgnoreSilica | 2019 | 57.5406 | 6.1633 | 0.21718 | 4 | 24654.3205 | 38099.2353 | 502.6117 | 776.7044 | 79.5811 | 0 | 146.862 | 1057484.0763 | 59605.6658 | 1506876.3205 | 1634349.7114 | 0 | 197099.0298 | 0 | 1737611.7735 | 4520909.4015 | 3085613.5619 | 13799549.5407 | 961560.8286 | 6656650.2227 | 6656650.2227 | 1478867.319 | 3544381.159 | 0 | 21417760.5921 | 33097659.2928 | 177827.941 | 0.86872 | 24654.3205 | 38099.2353 | 502.6117 | 776.7044
1 | 2200 | 707 | 0.03 | 15 | 15 | 7 | 2.3714e-10 | 5spot_SharedNeighbor | Water | Porous | Wet | R600a | MinimizeLCOE_Brownfield | IgnoreSilica | 2019 | 64.464 | 6.9078 | 0.25088 | 4 | 22675.543 | 34314.3247 | 462.2716 | 699.5439 | 79.599 | 0 | 149.9179 | 1145907.0326 | 64576.6117 | 1650777.9623 | 1828406.313 | 0 | 197706.9003 | 0 | 1906076.1797 | 4959219.2297 | 3384769.026 | 15137439.2554 | 961560.8286 | 6656650.2227 | 6656650.2227 | 1478867.319 | 3544381.159 | 0 | 22755650.3067 | 34435549.0075 | 237137.3706 | 1.0035 | 22675.543 | 34314.3247 | 462.2716 | 699.5439
1 | 2200 | 707 | 0.03 | 15 | 15 | 7 | 3.1623e-10 | 5spot_SharedNeighbor | Water | Porous | Wet | R600a | MinimizeLCOE_Brownfield | IgnoreSilica | 2019 | 70.5614 | 7.562 | 0.28207 | 4 | 21188.671 | 31540.7013 | 431.9597 | 642.9999 | 79.6039 | 0 | 137.2127 | 1221229.5723 | 68804.5388 | 1774702.1256 | 1999160.494 | 0 | 195071.5207 | 0 | 2050997.6181 | 5336275.0847 | 3642117.3948 | 16288358.349 | 961560.8286 | 6656650.2227 | 6656650.2227 | 1478867.319 | 3544381.159 | 0 | 23906569.4004 | 35586468.1011 | 316227.766 | 1.1283 | 21188.671 | 31540.7013 | 431.9597 | 642.9999
1 | 2200 | 707 | 0.03 | 15 | 15 | 7 | 4.217e-10 | 5spot_SharedNeighbor | Water | Porous | Wet | R600a | MinimizeLCOE_Brownfield | IgnoreSilica | 2019 | 75.7159 | 8.1137 | 0.30959 | 4 | 20074.4155 | 29506.0303 | 409.2441 | 601.5203 | 79.6004 | 0 | 170.5159 | 1283191.1261 | 72277.4484 | 1877564.0977 | 2143370.2216 | 0 | 190300.3113 | 0 | 2171014.25 | 5648533.7422 | 3855240.3448 | 17241491.542 | 961560.8286 | 6656650.2227 | 6656650.2227 | 1478867.319 | 3544381.159 | 0 | 24859702.5933 | 36539601.294 | 421696.5034 | 1.2384 | 20074.4155 | 29506.0303 | 409.2441 | 601.5203
1 | 2200 | 707 | 0.03 | 15 | 15 | 7 | 5.6234e-10 | 5spot_SharedNeighbor | Water | Porous | Wet | R600a | MinimizeLCOE_Brownfield | IgnoreSilica | 2019 | 79.9501 | 8.5659 | 0.33301 | 4 | 19240.5446 | 28008.9759 | 392.2445 | 571.0009 | 79.5925 | 0 | 147.8158 | 1332987.636 | 75064.9059 | 1960833.2491 | 2261721.275 | 0 | 184531.3743 | 0 | 2267903.9917 | 5900620.9755 | 4027295.0614 | 18010958.469 | 961560.8286 | 6656650.2227 | 6656650.2227 | 1478867.319 | 3544381.159 | 0 | 25629169.5203 | 37309068.221 | 562341.3252 | 1.332 | 19240.5446 | 28008.9759 | 392.2445 | 571.0009
1 | 2200 | 707 | 0.03 | 15 | 15 | 7 | 7.4989e-10 | 5spot_SharedNeighbor | Water | Porous | Wet | R600a | MinimizeLCOE_Brownfield | IgnoreSilica | 2019 | 83.3406 | 8.9273 | 0.35232 | 4 | 18616.7887 | 26904.6442 | 379.5284 | 548.4876 | 79.5832 | 0 | 161.7936 | 1372177.0762 | 77256.1959 | 2026744.2491 | 2356406.966 | 0 | 178558.3375 | 0 | 2344345.7016 | 6099506.6242 | 4163038.6033 | 18618033.7537 | 961560.8286 | 6656650.2227 | 6656650.2227 | 1478867.319 | 3544381.159 | 0 | 26236244.8051 | 37916143.5058 | 749894.2093 | 1.4093 | 18616.7887 | 26904.6442 | 379.5284 | 548.4876
1 | 2200 | 707 | 0.03 | 15 | 15 | 7 | 1e-09 | 5spot_SharedNeighbor | Water | Porous | Wet | R600a | MinimizeLCOE_Brownfield | IgnoreSilica | 2019 | 85.9935 | 9.2095 | 0.36784 | 4 | 18150.1714 | 26088.4183 | 370.0158 | 531.8477 | 79.5739 | 0 | 143.0465 | 1402431.1199 | 78946.3306 | 2077856.557 | 2430438.7731 | 0 | 172867.5649 | 0 | 2403390.7348 | 6253129.6886 | 4267889.5015 | 19086950.2705 | 961560.8286 | 6656650.2227 | 6656650.2227 | 1478867.319 | 3544381.159 | 0 | 26705161.3218 | 38385060.0225 | 1000000 | 1.4713 | 18150.1714 | 26088.4183 | 370.0158 | 531.8477
1 | 2200 | 707 | 0.03 | 15 | 15 | 7 | 1.3335e-09 | 5spot_SharedNeighbor | Water | Porous | Wet | R600a | MinimizeLCOE_Brownfield | IgnoreSilica | 2019 | 88.0741 | 9.4305 | 0.38017 | 4 | 17800.9978 | 25481.6963 | 362.8974 | 519.4788 | 79.5656 | 0 | 135.8022 | 1425913.2289 | 80257.1996 | 2117666.5001 | 2488463.7262 | 0 | 167922.3156 | 0 | 2449286.9584 | 6372542.2479 | 4349391.0269 | 19451443.2035 | 961560.8286 | 6656650.2227 | 6656650.2227 | 1478867.319 | 3544381.159 | 0 | 27069654.2549 | 38749552.9556 | 1333521.4322 | 1.5207 | 17800.9978 | 25481.6963 | 362.8974 | 519.4788
1 | 2200 | 707 | 0.03 | 15 | 15 | 7 | 1.7783e-09 | 5spot_SharedNeighbor | Water | Porous | Wet | R600a | MinimizeLCOE_Brownfield | IgnoreSilica | 2019 | 89.6593 | 9.5987 | 0.38976 | 4 | 17539.6086 | 25031.3763 | 357.5686 | 510.2985 | 79.5586 | 0 | 172.3969 | 1443662.6561 | 81247.4778 | 2147838.2692 | 2532651.603 | 0 | 163656.6459 | 0 | 2483932.0943 | 6462681.7848 | 4410913.113 | 19726583.6441 | 961560.8286 | 6656650.2227 | 6656650.2227 | 1478867.319 | 3544381.159 | 0 | 27344794.6954 | 39024693.3962 | 1778279.41 | 1.559 | 17539.6086 | 25031.3763 | 357.5686 | 510.2985
1 | 2200 | 707 | 0.03 | 15 | 15 | 7 | 2.3714e-09 | 5spot_SharedNeighbor | Water | Porous | Wet | R600a | MinimizeLCOE_Brownfield | IgnoreSilica | 2019 | 90.8682 | 9.7268 | 0.39716 | 4 | 17343.8629 | 24695.9814 | 353.5781 | 503.461 | 79.5529 | 0 | 158.1306 | 1457117.8147 | 81997.8367 | 2170756.7402 | 2566337.858 | 0 | 160141.114 | 0 | 2510177.0318 | 6530965.7286 | 4457518.3077 | 19935012.4315 | 961560.8286 | 6656650.2227 | 6656650.2227 | 1478867.319 | 3544381.159 | 0 | 27553223.4829 | 39233122.1836 | 2371373.7057 | 1.5886 | 17343.8629 | 24695.9814 | 353.5781 | 503.461
1 | 2200 | 707 | 0.03 | 15 | 15 | 7 | 3.1623e-09 | 5spot_SharedNeighbor | Water | Porous | Wet | R600a | MinimizeLCOE_Brownfield | IgnoreSilica | 2019 | 91.7935 | 9.8248 | 0.40286 | 4 | 17197.2298 | 24445.3978 | 350.5888 | 498.3525 | 79.5483 | 0 | 154.0286 | 1467370.0343 | 82569.3804 | 2188246.5141 | 2592115.0254 | 0 | 157343.9421 | 0 | 2530181.5096 | 6583013.2763 | 4493041.8285 | 20093881.5107 | 961560.8286 | 6656650.2227 | 6656650.2227 | 1478867.319 | 3544381.159 | 0 | 27712092.5621 | 39391991.2628 | 3162277.6602 | 1.6114 | 17197.2298 | 24445.3978 | 350.5888 | 498.3525
1 | 2200 | 707 | 0.03 | 15 | 15 | 7 | 4.217e-09 | 5spot_SharedNeighbor | Water | Porous | Wet | R600a | MinimizeLCOE_Brownfield | IgnoreSilica | 2019 | 92.4929 | 9.8989 | 0.4072 | 4 | 17087.3592 | 24258.2816 | 348.3489 | 494.5379 | 79.5447 | 0 | 142.8967 | 1475091.8932 | 82999.7477 | 2201435.0412 | 2611592.9326 | 0 | 155127.3513 | 0 | 2545236.3167 | 6622182.7964 | 4519775.8308 | 20213441.9099 | 961560.8286 | 6656650.2227 | 6656650.2227 | 1478867.319 | 3544381.159 | 0 | 27831652.9612 | 39511551.6619 | 4216965.0343 | 1.6288 | 17087.3592 | 24258.2816 | 348.3489 | 494.5379
1 | 2200 | 707 | 0.03 | 15 | 15 | 7 | 5.6234e-09 | 5spot_SharedNeighbor | Water | Porous | Wet | R600a | MinimizeLCOE_Brownfield | IgnoreSilica | 2019 | 93.0071 | 9.9533 | 0.41045 | 4 | 17005.018 | 24119.071 | 346.6703 | 491.6999 | 79.542 | 0 | 139.5535 | 1480754.1196 | 83315.2617 | 2211114.2686 | 2625909.9309 | 0 | 153338.5248 | 0 | 2556228.5212 | 6650782.2576 | 4539295.5507 | 20300738.435 | 961560.8286 | 6656650.2227 | 6656650.2227 | 1478867.319 | 3544381.159 | 0 | 27918949.4864 | 39598848.1871 | 5623413.2519 | 1.6418 | 17005.018 | 24119.071 | 346.6703 | 491.6999
1 | 2200 | 707 | 0.03 | 15 | 15 | 7 | 7.4989e-09 | 5spot_SharedNeighbor | Water | Porous | Wet | R600a | MinimizeLCOE_Brownfield | IgnoreSilica | 2019 | 93.4138 | 9.9963 | 0.41297 | 4 | 16943.2989 | 24013.9684 | 345.4121 | 489.5572 | 79.5398 | 0 | 157.563 | 1485224.5821 | 83564.3303 | 2218761.286 | 2637234.0767 | 0 | 152038.7104 | 0 | 2564960.9643 | 6673502.2833 | 4554802.4351 | 20370088.6681 | 961560.8286 | 6656650.2227 | 6656650.2227 | 1478867.319 | 3544381.159 | 0 | 27988299.7195 | 39668198.4202 | 7498942.0933 | 1.6519 | 16943.2989 | 24013.9684 | 345.4121 | 489.5572
1 | 2200 | 707 | 0.03 | 15 | 15 | 7 | 1e-08 | 5spot_SharedNeighbor | Water | Porous | Wet | R600a | MinimizeLCOE_Brownfield | IgnoreSilica | 2019 | 93.7038 | 10.027 | 0.41483 | 4 | 16897.0322 | 23936.073 | 344.4689 | 487.9692 | 79.5382 | 0 | 153.9053 | 1488407.7993 | 83741.6605 | 2224209.1143 | 2645308.5947 | 0 | 150973.0546 | 0 | 2571129.6871 | 6689552.0347 | 4565756.7202 | 20419078.6655 | 961560.8286 | 6656650.2227 | 6656650.2227 | 1478867.319 | 3544381.159 | 0 | 28037289.7169 | 39717188.4176 | 10000000 | 1.6593 | 16897.0322 | 23936.073 | 344.4689 | 487.9692
1 | 2300 | 707 | 0.03 | 15 | 15 | 7 | 1e-13 | 5spot_SharedNeighbor | Water | Porous | Wet | R600a | MinimizeLCOE_Brownfield | IgnoreSilica | 2019 | 0 | 0 | 0 | 0 |  |  |  |  | 15 |  | 18.7215 | [19 empty] | 100 | 0
1 | 2300 | 707 | 0.03 | 15 | 15 | 7 | 1.3335e-13 | 5spot_SharedNeighbor | Water | Porous | Wet | R600a | MinimizeLCOE_Brownfield | IgnoreSilica | 2019 | 0 | 0 | 0 | 0 |  |  |  |  | 15 |  | 21.5809 | [19 empty] | 133.3521 | 0
1 | 2300 | 707 | 0.03 | 15 | 15 | 7 | 1.7783e-13 | 5spot_SharedNeighbor | Water | Porous | Wet | R600a | MinimizeLCOE_Brownfield | IgnoreSilica | 2019 | 0 | 0 | 0 | 0 |  |  |  |  | 15 |  | 24.0061 | [19 empty] | 177.8279 | 0
1 | 2300 | 707 | 0.03 | 15 | 15 | 7 | 2.3714e-13 | 5spot_SharedNeighbor | Water | Porous | Wet | R600a | MinimizeLCOE_Brownfield | IgnoreSilica | 2019 | 0 | 0 | 0 | 0 |  |  |  |  | 15 |  | 25.0237 | [19 empty] | 237.1374 | 0
1 | 2300 | 707 | 0.03 | 15 | 15 | 7 | 3.1623e-13 | 5spot_SharedNeighbor | Water | Porous | Wet | R600a | MinimizeLCOE_Brownfield | IgnoreSilica | 2019 | 0 | 0 | 0 | 0 |  |  |  |  | 15 |  | 25.6018 | [19 empty] | 316.2278 | 0
1 | 2300 | 707 | 0.03 | 15 | 15 | 7 | 4.217e-13 | 5spot_SharedNeighbor | Water | Porous | Wet | R600a | MinimizeLCOE_Brownfield | IgnoreSilica | 2019 | 0 | 0 | 0 | 0 |  |  |  |  | 15 |  | 24.7884 | [19 empty] | 421.6965 | 0
1 | 2300 | 707 | 0.03 | 15 | 15 | 7 | 5.6234e-13 | 5spot_SharedNeighbor | Water | Porous | Wet | R600a | MinimizeLCOE_Brownfield | IgnoreSilica | 2019 | 0 | 0 | 0 | 0 |  |  |  |  | 15 |  | 28.2235 | [19 empty] | 562.3413 | 0
1 | 2300 | 707 | 0.03 | 15 | 15 | 7 | 7.4989e-13 | 5spot_SharedNeighbor | Water | Porous | Wet | R600a | MinimizeLCOE_Brownfield | IgnoreSilica | 2019 | 0 | 0 | 0 | 0 |  |  |  |  | 15 |  | 27.2366 | [19 empty] | 749.8942 | 0
1 | 2300 | 707 | 0.03 | 15 | 15 | 7 | 1e-12 | 5spot_SharedNeighbor | Water | Porous | Wet | R600a | MinimizeLCOE_Brownfield | IgnoreSilica | 2019 | 0 | 0 | 0 | 0 |  |  |  |  | 15 |  | 28.0085 | [19 empty] | 1000 | 0
1 | 2300 | 707 | 0.03 | 15 | 15 | 7 | 1.3335e-12 | 5spot_SharedNeighbor | Water | Porous | Wet | R600a | MinimizeLCOE_Brownfield | IgnoreSilica | 2019 | 0.89885 | 0.068911 | 0.00026755 | 4 | 7889787.2489 | 19241715.1154 | 160843.9848 | 392268.389 | 66.9289 | 0 | 60.9516 | 40190.0562 | 2047.0375 | 41832.6456 | 45242.4913 | 0 | 29048.5604 | 0 | 61760.7085 | 160688.6946 | 109673.3359 | 490483.5301 | 961560.8286 | 6991696.732 | 6991696.732 | 1478867.319 | 3678399.7627 | 0 | 8443741.0907 | 20592704.9044 | 1333.5214 | 0.0010702 | 7889787.2489 | 19241715.1154 | 160843.9848 | 392268.389
1 | 2300 | 707 | 0.03 | 15 | 15 | 7 | 1.7783e-12 | 5spot_SharedNeighbor | Water | Porous | Wet | R600a | MinimizeLCOE_Brownfield | IgnoreSilica | 2019 | 1.3402 | 0.11736 | 0.0011469 | 4 | 1884671.6451 | 4532846.768 | 38421.5807 | 92408.2125 | 71.5202 | 0 | 215.1645 | 61599.0787 | 3250.0328 | 63786.4438 | 58235.9969 | 0 | 36875.4794 | 0 | 87261.3423 | 227036.1129 | 154956.8122 | 693001.2988 | 961560.8286 | 6991696.732 | 6991696.732 | 1478867.319 | 3678399.7627 | 0 | 8646258.8594 | 20795222.6731 | 1778.2794 | 0.0045877 | 1884671.6451 | 4532846.768 | 38421.5807 | 92408.2125
1 | 2300 | 707 | 0.03 | 15 | 15 | 7 | 2.3714e-12 | 5spot_SharedNeighbor | Water | Porous | Wet | R600a | MinimizeLCOE_Brownfield | IgnoreSilica | 2019 | 1.8848 | 0.17871 | 0.0024989 | 4 | 888001.3336 | 2103417.6537 | 18103.1083 | 42881.014 | 74.4877 | 0 | 330.4189 | 85298.0306 | 4603.4824 | 89069.8511 | 74372.5673 | 0 | 44648.1432 | 0 | 116216.9091 | 302372.5582 | 206375.4841 | 922957.026 | 961560.8286 | 6991696.732 | 6991696.732 | 1478867.319 | 3678399.7627 | 0 | 8876214.5866 | 21025178.4003 | 2371.3737 | 0.0099957 | 888001.3336 | 2103417.6537 | 18103.1083 | 42881.014
1 | 2300 | 707 | 0.03 | 15 | 15 | 7 | 3.1623e-12 | 5spot_SharedNeighbor | Water | Porous | Wet | R600a | MinimizeLCOE_Brownfield | IgnoreSilica | 2019 | 2.5071 | 0.24922 | 0.0043757 | 4 | 520789.1165 | 1214902.5532 | 10616.9906 | 24767.4318 | 76.4066 | 0 | 452.4131 | 109572.4037 | 5998.3981 | 116036.4129 | 92256.0133 | 0 | 51319.6637 | 0 | 146321.3278 | 380698.0802 | 259834.2623 | 1162036.562 | 961560.8286 | 6991696.732 | 6991696.732 | 1478867.319 | 3678399.7627 | 0 | 9115294.1226 | 21264257.9363 | 3162.2777 | 0.017503 | 520789.1165 | 1214902.5532 | 10616.9906 | 24767.4318
1 | 2300 | 707 | 0.03 | 15 | 15 | 7 | 4.217e-12 | 5spot_SharedNeighbor | Water | Porous | Wet | R600a | MinimizeLCOE_Brownfield | IgnoreSilica | 2019 | 3.4049 | 0.35174 | 0.0069992 | 4 | 337280.2335 | 771221.2302 | 6875.9138 | 15722.3879 | 77.9998 | 0 | 107.2082 | 141426.4649 | 7836.6763 | 152665.9979 | 118273.2644 | 0 | 60711.7823 | 0 | 187556.5325 | 487983.6243 | 333058.8507 | 1489513.1932 | 961560.8286 | 6991696.732 | 6991696.732 | 1478867.319 | 3678399.7627 | 0 | 9442770.7538 | 21591734.5675 | 4216.965 | 0.027997 | 337280.2335 | 771221.2302 | 6875.9138 | 15722.3879
1 | 2300 | 707 | 0.03 | 15 | 15 | 7 | 5.6234e-12 | 5spot_SharedNeighbor | Water | Porous | Wet | R600a | MinimizeLCOE_Brownfield | IgnoreSilica | 2019 | 4.4675 | 0.47311 | 0.010487 | 4 | 233655.8989 | 523281.198 | 4763.3915 | 10667.795 | 79.0887 | 0 | 80.033 | 175537.0002 | 9806.4012 | 193361.5886 | 148515.9141 | 0 | 69419.9035 | 0 | 232689.915 | 605411.4275 | 413205.7392 | 1847947.8892 | 961560.8286 | 6991696.732 | 6991696.732 | 1478867.319 | 3678399.7627 | 0 | 9801205.4499 | 21950169.2636 | 5623.4133 | 0.041947 | 233655.8989 | 523281.198 | 4763.3915 | 10667.795
1 | 2300 | 707 | 0.03 | 15 | 15 | 7 | 7.4989e-12 | 5spot_SharedNeighbor | Water | Porous | Wet | R600a | MinimizeLCOE_Brownfield | IgnoreSilica | 2019 | 5.848 | 0.63135 | 0.015184 | 4 | 168661.1136 | 368689.338 | 3438.3849 | 7516.2308 | 79.9237 | 0 | 128.3153 | 216249.3335 | 12160.3 | 243400.1022 | 188266.0054 | 0 | 79478.0486 | 0 | 288425.978 | 750425.2304 | 512180.6395 | 2290585.6376 | 961560.8286 | 6991696.732 | 6991696.732 | 1478867.319 | 3678399.7627 | 0 | 10243843.1982 | 22392807.0119 | 7498.9421 | 0.060736 | 168661.1136 | 368689.338 | 3438.3849 | 7516.2308
1 | 2300 | 707 | 0.03 | 15 | 15 | 7 | 1e-11 | 5spot_SharedNeighbor | Water | Porous | Wet | R600a | MinimizeLCOE_Brownfield | IgnoreSilica | 2019 | 7.5413 | 0.82517 | 0.021309 | 4 | 126194.5672 | 268730.9799 | 2572.6469 | 5478.4445 | 80.5051 | 0 | 105.3885 | 261973.0714 | 14801.1718 | 301394.428 | 237084.3226 | 0 | 89685.3875 | 0 | 352925.9687 | 918240.9755 | 626718.3337 | 2802823.6592 | 961560.8286 | 6991696.732 | 6991696.732 | 1478867.319 | 3678399.7627 | 0 | 10756081.2198 | 22905045.0335 | 10000 | 0.085234 | 126194.5672 | 268730.9799 | 2572.6469 | 5478.4445
1 | 2300 | 707 | 0.03 | 15 | 15 | 7 | 1.3335e-11 | 5spot_SharedNeighbor | Water | Porous | Wet | R600a | MinimizeLCOE_Brownfield | IgnoreSilica | 2019 | 9.936 | 1.1015 | 0.029749 | 4 | 96262.1938 | 198358.4248 | 1962.435 | 4043.8048 | 81.0732 | 0 | 125.321 | 322082.3527 | 18278.0876 | 379557.0039 | 306369.2736 | 0 | 104225.7147 | 0 | 440899.8487 | 1147130.9653 | 782940.455 | 3501483.7016 | 961560.8286 | 6991696.732 | 6991696.732 | 1478867.319 | 3678399.7627 | 0 | 11454741.2622 | 23603705.0759 | 13335.2143 | 0.119 | 96262.1938 | 198358.4248 | 1962.435 | 4043.8048
1 | 2300 | 707 | 0.03 | 15 | 15 | 7 | 1.7783e-11 | 5spot_SharedNeighbor | Water | Porous | Wet | R600a | MinimizeLCOE_Brownfield | IgnoreSilica | 2019 | 12.7935 | 1.4302 | 0.040542 | 4 | 75483.5815 | 150399.513 | 1538.8349 | 3066.0975 | 81.4445 | 0 | 98.5949 | 387762.0301 | 22069.7705 | 467608.4661 | 388819.7262 | 0 | 118115.1506 | 0 | 539906.3059 | 1404725.4581 | 958753.9894 | 4287760.8968 | 961560.8286 | 6991696.732 | 6991696.732 | 1478867.319 | 3678399.7627 | 0 | 12241018.4575 | 24389982.2712 | 17782.7941 | 0.16217 | 75483.5815 | 150399.513 | 1538.8349 | 3066.0975
1 | 2300 | 707 | 0.03 | 15 | 15 | 7 | 2.3714e-11 | 5spot_SharedNeighbor | Water | Porous | Wet | R600a | MinimizeLCOE_Brownfield | IgnoreSilica | 2019 | 16.3692 | 1.8416 | 0.054527 | 4 | 60432.9167 | 116134.7829 | 1232.0067 | 2367.5646 | 81.7287 | 0 | 109.505 | 463852.928 | 26457.6612 | 572312.572 | 492001.8159 | 0 | 133186.8388 | 0 | 658246.6082 | 1712622.6496 | 1168900.1492 | 5227581.2228 | 961560.8286 | 6991696.732 | 6991696.732 | 1478867.319 | 3678399.7627 | 0 | 13180838.7834 | 25329802.5972 | 23713.7371 | 0.21811 | 60432.9167 | 116134.7829 | 1232.0067 | 2367.5646
1 | 2300 | 707 | 0.03 | 15 | 15 | 7 | 3.1623e-11 | 5spot_SharedNeighbor | Water | Porous | Wet | R600a | MinimizeLCOE_Brownfield | IgnoreSilica | 2019 | 20.7472 | 2.3455 | 0.072379 | 4 | 49330.7455 | 91293.6091 | 1005.674 | 1861.1437 | 81.9449 | 0 | 95.7409 | 550386.8454 | 31441.5859 | 694361.8425 | 618343.2279 | 0 | 148836.0192 | 0 | 796914.1131 | 2073407.0528 | 1415142.9178 | 6328833.6046 | 961560.8286 | 6991696.732 | 6991696.732 | 1478867.319 | 3678399.7627 | 0 | 14282091.1653 | 26431054.979 | 31622.7766 | 0.28952 | 49330.7455 | 91293.6091 | 1005.674 | 1861.1437
1 | 2300 | 707 | 0.03 | 15 | 15 | 7 | 4.217e-11 | 5spot_SharedNeighbor | Water | Porous | Wet | R600a | MinimizeLCOE_Brownfield | IgnoreSilica | 2019 | 24.964 | 2.8308 | 0.093291 | 4 | 40955.2479 | 73512.0039 | 834.9281 | 1498.6416 | 82.0824 | 0 | 236.7356 | 628587.8387 | 35939.8521 | 807017.5018 | 739946.4071 | 0 | 155027.3437 | 0 | 922942.3879 | 2401306.7719 | 1638941.2137 | 7329709.3169 | 961560.8286 | 6991696.732 | 6991696.732 | 1478867.319 | 3678399.7627 | 0 | 15282966.8775 | 27431930.6912 | 42169.6503 | 0.37316 | 40955.2479 | 73512.0039 | 834.9281 | 1498.6416
1 | 2300 | 707 | 0.03 | 15 | 15 | 7 | 5.6234e-11 | 5spot_SharedNeighbor | Water | Porous | Wet | R600a | MinimizeLCOE_Brownfield | IgnoreSilica | 2019 | 32.4593 | 3.6936 | 0.12299 | 4 | 34659.9599 | 59355.217 | 706.5902 | 1210.0364 | 82.2405 | 0 | 109.8721 | 758438.4803 | 43398.2519 | 998299.3857 | 956017.6179 | 0 | 181253.4963 | 0 | 1145588.8205 | 2980587.1184 | 2034311.9533 | 9097895.1243 | 961560.8286 | 6991696.732 | 6991696.732 | 1478867.319 | 3678399.7627 | 0 | 17051152.6849 | 29200116.4986 | 56234.1325 | 0.49196 | 34659.9599 | 59355.217 | 706.5902 | 1210.0364
1 | 2300 | 707 | 0.03 | 15 | 15 | 7 | 7.4989e-11 | 5spot_SharedNeighbor | Water | Porous | Wet | R600a | MinimizeLCOE_Brownfield | IgnoreSilica | 2019 | 39.5681 | 4.512 | 0.15581 | 4 | 29912.6464 | 49405.3451 | 609.8098 | 1007.1948 | 82.3364 | 0 | 109.1766 | 873484.7985 | 49995.998 | 1171566.9206 | 1160959.6721 | 0 | 195441.7058 | 0 | 1346065.1471 | 3502185.3967 | 2390313.496 | 10690013.1348 | 961560.8286 | 6991696.732 | 6991696.732 | 1478867.319 | 3678399.7627 | 0 | 18643270.6954 | 30792234.5091 | 74989.4209 | 0.62326 | 29912.6464 | 49405.3451 | 609.8098 | 1007.1948
1 | 2300 | 707 | 0.03 | 15 | 15 | 7 | 1e-10 | 5spot_SharedNeighbor | Water | Porous | Wet | R600a | MinimizeLCOE_Brownfield | IgnoreSilica | 2019 | 47.2707 | 5.3988 | 0.19314 | 4 | 26292.6126 | 42018.3823 | 536.0105 | 856.6016 | 82.4072 | 0 | 116.3735 | 991357.8612 | 56746.0221 | 1352325.0482 | 1383012.417 | 0 | 206911.4139 | 0 | 1556237.5773 | 4049010.9479 | 2763533.1708 | 12359134.4584 | 961560.8286 | 6991696.732 | 6991696.732 | 1478867.319 | 3678399.7627 | 0 | 20312392.019 | 32461355.8327 | 100000 | 0.77255 | 26292.6126 | 42018.3823 | 536.0105 | 856.6016
1 | 2300 | 707 | 0.03 | 15 | 15 | 7 | 1.3335e-10 | 5spot_SharedNeighbor | Water | Porous | Wet | R600a | MinimizeLCOE_Brownfield | IgnoreSilica | 2019 | 55.1318 | 6.3032 | 0.23329 | 4 | 23537.4849 | 36556.6408 | 479.8435 | 745.2566 | 82.4547 | 0 | 114.3076 | 1105786.5478 | 63288.6396 | 1530651.9522 | 1609583.7426 | 0 | 214373.1748 | 0 | 1764236.7822 | 4590182.2127 | 3132893.679 | 14010996.7309 | 961560.8286 | 6991696.732 | 6991696.732 | 1478867.319 | 3678399.7627 | 0 | 21964254.2916 | 34113218.1053 | 133352.1432 | 0.93316 | 23537.4849 | 36556.6408 | 479.8435 | 745.2566
1 | 2300 | 707 | 0.03 | 15 | 15 | 7 | 1.7783e-10 | 5spot_SharedNeighbor | Water | Porous | Wet | R600a | MinimizeLCOE_Brownfield | IgnoreSilica | 2019 | 62.6808 | 7.1704 | 0.27397 | 4 | 21449.8778 | 32536.0926 | 437.2848 | 663.2923 | 82.4811 | 0 | 140.7985 | 1210960.9619 | 69292.0627 | 1696893.6282 | 1827047.4907 | 0 | 217303.9066 | 0 | 1958384.2395 | 5095314.0715 | 3477656.552 | 15552852.9131 | 961560.8286 | 6991696.732 | 6991696.732 | 1478867.319 | 3678399.7627 | 0 | 23506110.4737 | 35655074.2874 | 177827.941 | 1.0959 | 21449.8778 | 32536.0926 | 437.2848 | 663.2923
1 | 2300 | 707 | 0.03 | 15 | 15 | 7 | 2.3714e-10 | 5spot_SharedNeighbor | Water | Porous | Wet | R600a | MinimizeLCOE_Brownfield | IgnoreSilica | 2019 | 69.5286 | 7.9553 | 0.31281 | 4 | 19875.5677 | 29585.1561 | 405.1903 | 603.1334 | 82.4901 | 0 | 146.572 | 1302856.036 | 74528.3619 | 1843925.414 | 2024157.6755 | 0 | 216055.4856 | 0 | 2129993.9595 | 5541807.3607 | 3782397.3964 | 16915721.6895 | 961560.8286 | 6991696.732 | 6991696.732 | 1478867.319 | 3678399.7627 | 0 | 24868979.2501 | 37017943.0638 | 237137.3706 | 1.2512 | 19875.5677 | 29585.1561 | 405.1903 | 603.1334
1 | 2300 | 707 | 0.03 | 15 | 15 | 7 | 3.1623e-10 | 5spot_SharedNeighbor | Water | Porous | Wet | R600a | MinimizeLCOE_Brownfield | IgnoreSilica | 2019 | 72.2493 | 8.2666 | 0.33939 | 4 | 18664.6063 | 27613.6404 | 380.5032 | 562.9414 | 82.4899 | 0 | 153.495 | 1338513.6523 | 76557.604 | 1901421.1229 | 2102420.6966 | 0 | 194221.5395 | 0 | 2189122.5 | 5695647.6941 | 3887396.5851 | 17385301.3945 | 961560.8286 | 6991696.732 | 6991696.732 | 1478867.319 | 3678399.7627 | 0 | 25338558.9551 | 37487522.7688 | 316227.766 | 1.3576 | 18664.6063 | 27613.6404 | 380.5032 | 562.9414
1 | 2300 | 707 | 0.03 | 15 | 15 | 7 | 4.217e-10 | 5spot_SharedNeighbor | Water | Porous | Wet | R600a | MinimizeLCOE_Brownfield | IgnoreSilica | 2019 | 80.4124 | 9.198 | 0.37862 | 4 | 17805.9459 | 25827.8051 | 362.9983 | 526.5347 | 82.4774 | 0 | 149.6564 | 1442800.2397 | 82483.4514 | 2070990.9486 | 2337017.3631 | 0 | 205544.1108 | 0 | 2394146.0843 | 6229077.0044 | 4251473.0502 | 19013532.2524 | 961560.8286 | 6991696.732 | 6991696.732 | 1478867.319 | 3678399.7627 | 0 | 26966789.8131 | 39115753.6268 | 421696.5034 | 1.5145 | 17805.9459 | 25827.8051 | 362.9983 | 526.5347
1 | 2300 | 707 | 0.03 | 15 | 15 | 7 | 5.6234e-10 | 5spot_SharedNeighbor | Water | Porous | Wet | R600a | MinimizeLCOE_Brownfield | IgnoreSilica | 2019 | 84.442 | 9.6563 | 0.4043 | 4 | 17141.9053 | 24654.1642 | 349.4609 | 502.6085 | 82.4648 | 0 | 151.6262 | 1492866.0666 | 85323.12 | 2153152.0284 | 2452687.1183 | 0 | 198706.4097 | 0 | 2489266.5498 | 6476560.9439 | 4420385.9242 | 19768948.1611 | 961560.8286 | 6991696.732 | 6991696.732 | 1478867.319 | 3678399.7627 | 0 | 27722205.7217 | 39871169.5354 | 562341.3252 | 1.6172 | 17141.9053 | 24654.1642 | 349.4609 | 502.6085
1 | 2300 | 707 | 0.03 | 15 | 15 | 7 | 7.4989e-10 | 5spot_SharedNeighbor | Water | Porous | Wet | R600a | MinimizeLCOE_Brownfield | IgnoreSilica | 2019 | 87.6332 | 10.0184 | 0.42523 | 4 | 16644.8143 | 23787.3405 | 339.3271 | 484.9371 | 82.4519 | 0 | 151.4087 | 1531887.7384 | 87533.8601 | 2217530.2915 | 2544222.0104 | 0 | 191897.4094 | 0 | 2563497.8109 | 6669695.4582 | 4552204.1988 | 20358468.7778 | 961560.8286 | 6991696.732 | 6991696.732 | 1478867.319 | 3678399.7627 | 0 | 28311726.3384 | 40460690.1521 | 749894.2093 | 1.7009 | 16644.8143 | 23787.3405 | 339.3271 | 484.9371
1 | 2300 | 707 | 0.03 | 15 | 15 | 7 | 1e-09 | 5spot_SharedNeighbor | Water | Porous | Wet | R600a | MinimizeLCOE_Brownfield | IgnoreSilica | 2019 | 90.1345 | 10.3017 | 0.44197 | 4 | 16272.6771 | 23144.6591 | 331.7405 | 471.8352 | 82.4402 | 0 | 162.8871 | 1562095.5284 | 89243.6752 | 2267573.8757 | 2615918.3102 | 0 | 185695.816 | 0 | 2621005.6101 | 6819318.9554 | 4654325.31 | 20815177.0809 | 961560.8286 | 6991696.732 | 6991696.732 | 1478867.319 | 3678399.7627 | 0 | 28768434.6416 | 40917398.4553 | 1000000 | 1.7679 | 16272.6771 | 23144.6591 | 331.7405 | 471.8352
1 | 2300 | 707 | 0.03 | 15 | 15 | 7 | 1.3335e-09 | 5spot_SharedNeighbor | Water | Porous | Wet | R600a | MinimizeLCOE_Brownfield | IgnoreSilica | 2019 | 92.0714 | 10.5207 | 0.45515 | 4 | 15994.0188 | 22667.0694 | 326.0597 | 462.0989 | 82.43 | 0 | 144.9238 | 1585264.4261 | 90554.1101 | 2306079.3048 | 2671405.9338 | 0 | 180322.0912 | 0 | 2665114.0878 | 6934080.1663 | 4732652.1946 | 21165472.3147 | 961560.8286 | 6991696.732 | 6991696.732 | 1478867.319 | 3678399.7627 | 0 | 29118729.8753 | 41267693.689 | 1333521.4322 | 1.8206 | 15994.0188 | 22667.0694 | 326.0597 | 462.0989
1 | 2300 | 707 | 0.03 | 15 | 15 | 7 | 1.7783e-09 | 5spot_SharedNeighbor | Water | Porous | Wet | R600a | MinimizeLCOE_Brownfield | IgnoreSilica | 2019 | 93.5575 | 10.6886 | 0.46539 | 4 | 15785.2999 | 22311.4902 | 321.8047 | 454.8499 | 82.4217 | 0 | 168.8245 | 1602913.2149 | 91551.7504 | 2335482.4734 | 2713964.7395 | 0 | 175828.7399 | 0 | 2698698.9581 | 7021461.1096 | 4792291.4839 | 21432192.4697 | 961560.8286 | 6991696.732 | 6991696.732 | 1478867.319 | 3678399.7627 | 0 | 29385450.0303 | 41534413.844 | 1778279.41 | 1.8616 | 15785.2999 | 22311.4902 | 321.8047 | 454.8499
1 | 2300 | 707 | 0.03 | 15 | 15 | 7 | 2.3714e-09 | 5spot_SharedNeighbor | Water | Porous | Wet | R600a | MinimizeLCOE_Brownfield | IgnoreSilica | 2019 | 94.6855 | 10.8159 | 0.47327 | 4 | 15628.9259 | 22046.553 | 318.6168 | 449.4488 | 82.415 | 0 | 134.0311 | 1616234.5923 | 92304.4369 | 2357717.4155 | 2746255.8815 | 0 | 172147.5924 | 0 | 2724017.3683 | 7087334.4194 | 4837251.3714 | 21633263.0778 | 961560.8286 | 6991696.732 | 6991696.732 | 1478867.319 | 3678399.7627 | 0 | 29586520.6384 | 41735484.4521 | 2371373.7057 | 1.8931 | 15628.9259 | 22046.553 | 318.6168 | 449.4488
1 | 2300 | 707 | 0.03 | 15 | 15 | 7 | 3.1623e-09 | 5spot_SharedNeighbor | Water | Porous | Wet | R600a | MinimizeLCOE_Brownfield | IgnoreSilica | 2019 | 95.5332 | 10.9114 | 0.47926 | 4 | 15511.7436 | 21849.0861 | 316.2279 | 445.4232 | 82.4098 | 0 | 156.6899 | 1626204.5908 | 92867.5712 | 2374381.8393 | 2770517.8953 | 0 | 169173.7374 | 0 | 2742926.7973 | 7136532.8748 | 4870830.3282 | 21783435.6343 | 961560.8286 | 6991696.732 | 6991696.732 | 1478867.319 | 3678399.7627 | 0 | 29736693.1949 | 41885657.0087 | 3162277.6602 | 1.917 | 15511.7436 | 21849.0861 | 316.2279 | 445.4232
1 | 2300 | 707 | 0.03 | 15 | 15 | 7 | 4.217e-09 | 5spot_SharedNeighbor | Water | Porous | Wet | R600a | MinimizeLCOE_Brownfield | IgnoreSilica | 2019 | 96.1929 | 10.9858 | 0.48388 | 4 | 15423.9153 | 21700.7068 | 314.4374 | 442.3983 | 82.4057 | 0 | 158.4042 | 1633938.1568 | 93304.2713 | 2387321.9299 | 2789393.4405 | 0 | 166921.0808 | 0 | 2757642.7629 | 7174820.7988 | 4896962.623 | 21900305.0639 | 961560.8286 | 6991696.732 | 6991696.732 | 1478867.319 | 3678399.7627 | 0 | 29853562.6246 | 42002526.4383 | 4216965.0343 | 1.9355 | 15423.9153 | 21700.7068 | 314.4374 | 442.3983
1 | 2300 | 707 | 0.03 | 15 | 15 | 7 | 5.6234e-09 | 5spot_SharedNeighbor | Water | Porous | Wet | R600a | MinimizeLCOE_Brownfield | IgnoreSilica | 2019 | 96.6728 | 11.0398 | 0.48733 | 4 | 15358.079 | 21590.4736 | 313.0952 | 440.151 | 82.4026 | 0 | 169.8076 | 1639550.8629 | 93621.147 | 2396720.8864 | 2803123.2408 | 0 | 165089.3683 | 0 | 2768261.1471 | 7202447.6563 | 4915818.5209 | 21984632.8297 | 961560.8286 | 6991696.732 | 6991696.732 | 1478867.319 | 3678399.7627 | 0 | 29937890.3903 | 42086854.204 | 5623413.2519 | 1.9493 | 15358.079 | 21590.4736 | 313.0952 | 440.151
1 | 2300 | 707 | 0.03 | 15 | 15 | 7 | 7.4989e-09 | 5spot_SharedNeighbor | Water | Porous | Wet | R600a | MinimizeLCOE_Brownfield | IgnoreSilica | 2019 | 97.0406 | 11.0813 | 0.48996 | 4 | 15308.7232 | 21507.7022 | 312.089 | 438.4636 | 82.4002 | 0 | 180.4907 | 1643845.3694 | 93863.5654 | 2403916.6967 | 2813645.8908 | 0 | 163707.7303 | 0 | 2776401.9086 | 7223628.2477 | 4930274.7098 | 22049284.1188 | 961560.8286 | 6991696.732 | 6991696.732 | 1478867.319 | 3678399.7627 | 0 | 30002541.6795 | 42151505.4932 | 7498942.0933 | 1.9598 | 15308.7232 | 21507.7022 | 312.089 | 438.4636
1 | 2300 | 707 | 0.03 | 15 | 15 | 7 | 1e-08 | 5spot_SharedNeighbor | Water | Porous | Wet | R600a | MinimizeLCOE_Brownfield | IgnoreSilica | 2019 | 97.3159 | 11.1122 | 0.49194 | 4 | 15271.7196 | 21445.7856 | 311.3347 | 437.2013 | 82.3984 | 0 | 196.2046 | 1647054.3456 | 94044.6868 | 2409296.0442 | 2821518.5971 | 0 | 162643.7175 | 0 | 2782477.3826 | 7239435.3849 | 4941063.4057 | 22097533.5643 | 961560.8286 | 6991696.732 | 6991696.732 | 1478867.319 | 3678399.7627 | 0 | 30050791.1249 | 42199754.9386 | 10000000 | 1.9677 | 15271.7196 | 21445.7856 | 311.3347 | 437.2013
1 | 2400 | 707 | 0.03 | 15 | 15 | 7 | 1e-13 | 5spot_SharedNeighbor | Water | Porous | Wet | R600a | MinimizeLCOE_Brownfield | IgnoreSilica | 2019 | 0 | 0 | 0 | 0 |  |  |  |  | 15 |  | 19.4001 | [19 empty] | 100 | 0
1 | 2400 | 707 | 0.03 | 15 | 15 | 7 | 1.3335e-13 | 5spot_SharedNeighbor | Water | Porous | Wet | R600a | MinimizeLCOE_Brownfield | IgnoreSilica | 2019 | 0 | 0 | 0 | 0 |  |  |  |  | 15 |  | 22.86 | [19 empty] | 133.3521 | 0
1 | 2400 | 707 | 0.03 | 15 | 15 | 7 | 1.7783e-13 | 5spot_SharedNeighbor | Water | Porous | Wet | R600a | MinimizeLCOE_Brownfield | IgnoreSilica | 2019 | 0 | 0 | 0 | 0 |  |  |  |  | 15 |  | 26.6866 | [19 empty] | 177.8279 | 0
1 | 2400 | 707 | 0.03 | 15 | 15 | 7 | 2.3714e-13 | 5spot_SharedNeighbor | Water | Porous | Wet | R600a | MinimizeLCOE_Brownfield | IgnoreSilica | 2019 | 0 | 0 | 0 | 0 |  |  |  |  | 15 |  | 26.3953 | [19 empty] | 237.1374 | 0
1 | 2400 | 707 | 0.03 | 15 | 15 | 7 | 3.1623e-13 | 5spot_SharedNeighbor | Water | Porous | Wet | R600a | MinimizeLCOE_Brownfield | IgnoreSilica | 2019 | 0 | 0 | 0 | 0 |  |  |  |  | 15 |  | 25.7336 | [19 empty] | 316.2278 | 0
1 | 2400 | 707 | 0.03 | 15 | 15 | 7 | 4.217e-13 | 5spot_SharedNeighbor | Water | Porous | Wet | R600a | MinimizeLCOE_Brownfield | IgnoreSilica | 2019 | 0 | 0 | 0 | 0 |  |  |  |  | 15 |  | 25.0278 | [19 empty] | 421.6965 | 0
1 | 2400 | 707 | 0.03 | 15 | 15 | 7 | 5.6234e-13 | 5spot_SharedNeighbor | Water | Porous | Wet | R600a | MinimizeLCOE_Brownfield | IgnoreSilica | 2019 | 0 | 0 | 0 | 0 |  |  |  |  | 15 |  | 27.7826 | [19 empty] | 562.3413 | 0
1 | 2400 | 707 | 0.03 | 15 | 15 | 7 | 7.4989e-13 | 5spot_SharedNeighbor | Water | Porous | Wet | R600a | MinimizeLCOE_Brownfield | IgnoreSilica | 2019 | 0 | 0 | 0 | 0 |  |  |  |  | 15 |  | 28.7366 | [19 empty] | 749.8942 | 0
1 | 2400 | 707 | 0.03 | 15 | 15 | 7 | 1e-12 | 5spot_SharedNeighbor | Water | Porous | Wet | R600a | MinimizeLCOE_Brownfield | IgnoreSilica | 2019 | 0 | 0 | 0 | 0 |  |  |  |  | 15 |  | 29.0896 | [19 empty] | 1000 | 0
1 | 2400 | 707 | 0.03 | 15 | 15 | 7 | 1.3335e-12 | 5spot_SharedNeighbor | Water | Porous | Wet | R600a | MinimizeLCOE_Brownfield | IgnoreSilica | 2019 | 1.6 | 0.15476 | 0.00028506 | 4 | 8033803.0592 | 19107069.7089 | 163779.9419 | 389523.4602 | 75.2682 | 0 | 37.5104 | 77958.2443 | 4219.0492 | 79334.0474 | 67217.3864 | 0 | 50982.5614 | 0 | 109087.4026 | 283823.0446 | 193715.0599 | 866336.7957 | 961560.8286 | 7332603.3321 | 7332603.3321 | 1478867.319 | 3814762.4027 | 0 | 9160500.9564 | 21786734.0103 | 1333.5214 | 0.0011402 | 8033803.0592 | 19107069.7089 | 163779.9419 | 389523.4602
1 | 2400 | 707 | 0.03 | 15 | 15 | 7 | 1.7783e-12 | 5spot_SharedNeighbor | Water | Porous | Wet | R600a | MinimizeLCOE_Brownfield | IgnoreSilica | 2019 | 1.5736 | 0.15164 | 0.0019725 | 4 | 1156353.7642 | 2756618.4347 | 23573.8356 | 56197.3954 | 75.1139 | 0 | 283.3308 | 76742.9058 | 4148.7384 | 78060.1116 | 66451.6458 | 0 | 42437.6541 | 0 | 104458.0118 | 271778.3193 | 185494.2874 | 829571.6743 | 961560.8286 | 7332603.3321 | 7332603.3321 | 1478867.319 | 3814762.4027 | 0 | 9123735.835 | 21749968.8889 | 1778.2794 | 0.0078901 | 1156353.7642 | 2756618.4347 | 23573.8356 | 56197.3954
1 | 2400 | 707 | 0.03 | 15 | 15 | 7 | 2.3714e-12 | 5spot_SharedNeighbor | Water | Porous | Wet | R600a | MinimizeLCOE_Brownfield | IgnoreSilica | 2019 | 2.196 | 0.22614 | 0.0037672 | 4 | 622998.8426 | 1460911.7659 | 12700.6741 | 29782.6624 | 77.8726 | 0 | 401.1195 | 104105.1387 | 5740.2014 | 107230.9925 | 84723.6623 | 0 | 51286.8829 | 0 | 137703.8823 | 358277.2549 | 244531.5883 | 1093599.6033 | 961560.8286 | 7332603.3321 | 7332603.3321 | 1478867.319 | 3814762.4027 | 0 | 9387763.7641 | 22013996.818 | 2371.3737 | 0.015069 | 622998.8426 | 1460911.7659 | 12700.6741 | 29782.6624
1 | 2400 | 707 | 0.03 | 15 | 15 | 7 | 3.1623e-12 | 5spot_SharedNeighbor | Water | Porous | Wet | R600a | MinimizeLCOE_Brownfield | IgnoreSilica | 2019 | 2.9445 | 0.31653 | 0.0062695 | 4 | 386034.4571 | 889510.4365 | 7869.8346 | 18133.8734 | 79.7379 | 0 | 97.9425 | 133816.9621 | 7477.8991 | 140120.8614 | 106600.7349 | 0 | 59753.0866 | 0 | 174630.1222 | 454351.7564 | 310104.4097 | 1386855.8323 | 961560.8286 | 7332603.3321 | 7332603.3321 | 1478867.319 | 3814762.4027 | 0 | 9681019.9931 | 22307253.047 | 3162.2777 | 0.025078 | 386034.4571 | 889510.4365 | 7869.8346 | 18133.8734
1 | 2400 | 707 | 0.03 | 15 | 15 | 7 | 4.217e-12 | 5spot_SharedNeighbor | Water | Porous | Wet | R600a | MinimizeLCOE_Brownfield | IgnoreSilica | 2019 | 3.9191 | 0.43517 | 0.0097249 | 4 | 258140.3599 | 582725.3645 | 5262.5404 | 11879.6448 | 81.1464 | 0 | 102.9644 | 169162.4325 | 9552.2121 | 180553.3719 | 135499.0301 | 0 | 69409.3959 | 0 | 220028.8126 | 572469.8362 | 390722.4263 | 1747397.5175 | 961560.8286 | 7332603.3321 | 7332603.3321 | 1478867.319 | 3814762.4027 | 0 | 10041561.6783 | 22667794.7322 | 4216.965 | 0.0389 | 258140.3599 | 582725.3645 | 5262.5404 | 11879.6448
1 | 2400 | 707 | 0.03 | 15 | 15 | 7 | 5.6234e-12 | 5spot_SharedNeighbor | Water | Porous | Wet | R600a | MinimizeLCOE_Brownfield | IgnoreSilica | 2019 | 5.1512 | 0.58549 | 0.014358 | 4 | 182286.4393 | 402126.3013 | 3716.1556 | 8197.8886 | 82.1882 | 0 | 111.8446 | 209901.6852 | 11945.0068 | 228737.1419 | 171915.1886 | 0 | 79811.5949 | 0 | 273901.1408 | 712634.5835 | 486387.7464 | 2175234.0882 | 961560.8286 | 7332603.3321 | 7332603.3321 | 1478867.319 | 3814762.4027 | 0 | 10469398.249 | 23095631.3029 | 5623.4133 | 0.057434 | 182286.4393 | 402126.3013 | 3716.1556 | 8197.8886
1 | 2400 | 707 | 0.03 | 15 | 15 | 7 | 7.4989e-12 | 5spot_SharedNeighbor | Water | Porous | Wet | R600a | MinimizeLCOE_Brownfield | IgnoreSilica | 2019 | 6.6982 | 0.77416 | 0.020467 | 4 | 134056.4244 | 288281.7517 | 2732.9215 | 5877.0134 | 82.9509 | 0 | 105.9009 | 256653.4611 | 14688.9703 | 285844.3084 | 217443.1794 | 0 | 90932.4776 | 0 | 337569.3347 | 878286.1639 | 599448.3539 | 2680866.2493 | 961560.8286 | 7332603.3321 | 7332603.3321 | 1478867.319 | 3814762.4027 | 0 | 10975030.41 | 23601263.4639 | 7498.9421 | 0.081869 | 134056.4244 | 288281.7517 | 2732.9215 | 5877.0134
1 | 2400 | 707 | 0.03 | 15 | 15 | 7 | 1e-11 | 5spot_SharedNeighbor | Water | Porous | Wet | R600a | MinimizeLCOE_Brownfield | IgnoreSilica | 2019 | 9.2392 | 1.0856 | 0.02906 | 4 | 101340.2225 | 209960.7254 | 2065.9575 | 4280.3334 | 83.6845 | 0 | 108.4962 | 327046.238 | 18824.5919 | 374403.6782 | 293208.5406 | 0 | 111964.56 | 0 | 438924.5674 | 1141991.6886 | 779432.7931 | 3485796.6579 | 961560.8286 | 7332603.3321 | 7332603.3321 | 1478867.319 | 3814762.4027 | 0 | 11779960.8187 | 24406193.8726 | 10000 | 0.11624 | 101340.2225 | 209960.7254 | 2065.9575 | 4280.3334
1 | 2400 | 707 | 0.03 | 15 | 15 | 7 | 1.3335e-11 | 5spot_SharedNeighbor | Water | Porous | Wet | R600a | MinimizeLCOE_Brownfield | IgnoreSilica | 2019 | 11.3586 | 1.3458 | 0.039585 | 4 | 78273.4706 | 158014.0857 | 1595.7106 | 3221.3309 | 84.0584 | 0 | 109.1563 | 381211.1667 | 22004.6057 | 444471.0814 | 356365.7215 | 0 | 119623.1273 | 0 | 516233.524 | 1343133.7354 | 916716.3731 | 4099759.335 | 961560.8286 | 7332603.3321 | 7332603.3321 | 1478867.319 | 3814762.4027 | 0 | 12393923.4958 | 25020156.5497 | 13335.2143 | 0.15834 | 78273.4706 | 158014.0857 | 1595.7106 | 3221.3309
1 | 2400 | 707 | 0.03 | 15 | 15 | 7 | 1.7783e-11 | 5spot_SharedNeighbor | Water | Porous | Wet | R600a | MinimizeLCOE_Brownfield | IgnoreSilica | 2019 | 14.5787 | 1.74 | 0.053567 | 4 | 62074.5922 | 121001.7705 | 1265.4745 | 2466.7848 | 84.4088 | 0 | 110.7502 | 457465.7342 | 26471.79 | 545750.0941 | 451402.6827 | 0 | 135328.9235 | 0 | 630403.4975 | 1640180.587 | 1119456.953 | 5006460.2618 | 961560.8286 | 7332603.3321 | 7332603.3321 | 1478867.319 | 3814762.4027 | 0 | 13300624.4226 | 25926857.4765 | 17782.7941 | 0.21427 | 62074.5922 | 121001.7705 | 1265.4745 | 2466.7848
1 | 2400 | 707 | 0.03 | 15 | 15 | 7 | 2.3714e-11 | 5spot_SharedNeighbor | Water | Porous | Wet | R600a | MinimizeLCOE_Brownfield | IgnoreSilica | 2019 | 18.5741 | 2.2293 | 0.071576 | 4 | 50211.2429 | 94312.1826 | 1023.6241 | 1922.6814 | 84.6767 | 0 | 109.709 | 545209.1341 | 31605.3964 | 665271.2433 | 569328.0263 | 0 | 152089.3719 | 0 | 765766.2371 | 1992366.6688 | 1359831.1905 | 6081467.2685 | 961560.8286 | 7332603.3321 | 7332603.3321 | 1478867.319 | 3814762.4027 | 0 | 14375631.4292 | 27001864.4831 | 23713.7371 | 0.2863 | 50211.2429 | 94312.1826 | 1023.6241 | 1922.6814
1 | 2400 | 707 | 0.03 | 15 | 15 | 7 | 3.1623e-11 | 5spot_SharedNeighbor | Water | Porous | Wet | R600a | MinimizeLCOE_Brownfield | IgnoreSilica | 2019 | 23.4586 | 2.8276 | 0.094452 | 4 | 41382.4495 | 74802.0052 | 843.6372 | 1524.9401 | 84.8819 | 0 | 117.3653 | 645011.9752 | 37436.3874 | 804511.2025 | 713507.7508 | 0 | 169544.498 | 0 | 924304.6074 | 2404850.9876 | 1641360.2138 | 7340527.6227 | 961560.8286 | 7332603.3321 | 7332603.3321 | 1478867.319 | 3814762.4027 | 0 | 15634691.7835 | 28260924.8374 | 31622.7766 | 0.37781 | 41382.4495 | 74802.0052 | 843.6372 | 1524.9401
1 | 2400 | 707 | 0.03 | 15 | 15 | 7 | 4.217e-11 | 5spot_SharedNeighbor | Water | Porous | Wet | R600a | MinimizeLCOE_Brownfield | IgnoreSilica | 2019 | 29.3272 | 3.5467 | 0.12301 | 4 | 34729.1636 | 60389.8706 | 708.001 | 1231.1292 | 85.0395 | 0 | 110.4426 | 756987.2237 | 43969.2194 | 964279.0133 | 886859.4954 | 0 | 187246.7391 | 0 | 1107343.2594 | 2881080.0137 | 1966396.3096 | 8794161.2735 | 961560.8286 | 7332603.3321 | 7332603.3321 | 1478867.319 | 3814762.4027 | 0 | 17088325.4343 | 29714558.4882 | 42169.6503 | 0.49205 | 34729.1636 | 60389.8706 | 708.001 | 1231.1292
1 | 2400 | 707 | 0.03 | 15 | 15 | 7 | 5.6234e-11 | 5spot_SharedNeighbor | Water | Porous | Wet | R600a | MinimizeLCOE_Brownfield | IgnoreSilica | 2019 | 36.135 | 4.3813 | 0.15767 | 4 | 29670.902 | 49690.6437 | 604.8815 | 1013.011 | 85.1597 | 0 | 645.866 | 878847.0958 | 51068.8236 | 1141792.7657 | 1088302.4366 | 0 | 203920.9377 | 0 | 1311933.5031 | 3413381.8605 | 2329703.2578 | 10418950.6807 | 961560.8286 | 7332603.3321 | 7332603.3321 | 1478867.319 | 3814762.4027 | 0 | 18713114.8415 | 31339347.8954 | 56234.1325 | 0.63069 | 29670.902 | 49690.6437 | 604.8815 | 1013.011
1 | 2400 | 707 | 0.03 | 15 | 15 | 7 | 7.4989e-11 | 5spot_SharedNeighbor | Water | Porous | Wet | R600a | MinimizeLCOE_Brownfield | IgnoreSilica | 2019 | 43.658 | 5.3036 | 0.19848 | 4 | 25748.8574 | 41652.3455 | 524.9253 | 849.1394 | 85.2495 | 0 | 116.7748 | 1005780.0541 | 58452.6513 | 1330258.8525 | 1310914.6888 | 0 | 216968.2735 | 0 | 1529726.0629 | 3980033.4256 | 2716454.5945 | 12148588.6031 | 961560.8286 | 7332603.3321 | 7332603.3321 | 1478867.319 | 3814762.4027 | 0 | 20442752.7639 | 33068985.8178 | 74989.4209 | 0.79393 | 25748.8574 | 41652.3455 | 524.9253 | 849.1394
1 | 2400 | 707 | 0.03 | 15 | 15 | 7 | 1e-10 | 5spot_SharedNeighbor | Water | Porous | Wet | R600a | MinimizeLCOE_Brownfield | IgnoreSilica | 2019 | 52.0696 | 6.3346 | 0.24457 | 4 | 22819.6936 | 35726.4237 | 465.2103 | 728.3315 | 85.3161 | 0 | 142.801 | 1140143.2609 | 66255.7968 | 1533299.8579 | 1559777.8242 | 0 | 230212.9594 | 0 | 1766578.9826 | 4596276.1377 | 3137052.908 | 14029597.7273 | 961560.8286 | 7332603.3321 | 7332603.3321 | 1478867.319 | 3814762.4027 | 0 | 22323761.8881 | 34949994.942 | 100000 | 0.97827 | 22819.6936 | 35726.4237 | 465.2103 | 728.3315
1 | 2400 | 707 | 0.03 | 15 | 15 | 7 | 1.3335e-10 | 5spot_SharedNeighbor | Water | Porous | Wet | R600a | MinimizeLCOE_Brownfield | IgnoreSilica | 2019 | 60.1204 | 7.32 | 0.29215 | 4 | 20591.6663 | 31396.3659 | 419.789 | 640.0574 | 85.3546 | 0 | 135.8681 | 1262589.9364 | 73353.934 | 1721277.482 | 1797840.32 | 0 | 236220.5411 | 0 | 1985600.0633 | 5166124.0621 | 3525985.8256 | 15768992.1645 | 961560.8286 | 7332603.3321 | 7332603.3321 | 1478867.319 | 3814762.4027 | 0 | 24063156.3253 | 36689389.3791 | 133352.1432 | 1.1686 | 20591.6663 | 31396.3659 | 419.789 | 640.0574
1 | 2400 | 707 | 0.03 | 15 | 15 | 7 | 1.7783e-10 | 5spot_SharedNeighbor | Water | Porous | Wet | R600a | MinimizeLCOE_Brownfield | IgnoreSilica | 2019 | 67.6797 | 8.2433 | 0.33921 | 4 | 18904.872 | 28210.5491 | 385.4014 | 575.1102 | 85.3709 | 0 | 156.3067 | 1372849.2719 | 79733.2304 | 1892853.8967 | 2021165.2085 | 0 | 237252.1563 | 0 | 2185502.9679 | 5686230.4141 | 3880969.098 | 17356556.2437 | 961560.8286 | 7332603.3321 | 7332603.3321 | 1478867.319 | 3814762.4027 | 0 | 25650720.4045 | 38276953.4584 | 177827.941 | 1.3568 | 18904.872 | 28210.5491 | 385.4014 | 575.1102
1 | 2400 | 707 | 0.03 | 15 | 15 | 7 | 2.3714e-10 | 5spot_SharedNeighbor | Water | Porous | Wet | R600a | MinimizeLCOE_Brownfield | IgnoreSilica | 2019 | 74.4077 | 9.0627 | 0.38318 | 4 | 17633.5747 | 25871.2649 | 359.4843 | 527.4207 | 85.3706 | 0 | 140.2158 | 1467547.132 | 85201.3775 | 2041935.97 | 2219686.6878 | 0 | 234055.7519 | 0 | 2358886.4985 | 6137338.795 | 4188859.8373 | 18733512.05 | 961560.8286 | 7332603.3321 | 7332603.3321 | 1478867.319 | 3814762.4027 | 0 | 27027676.2108 | 39653909.2647 | 237137.3706 | 1.5327 | 17633.5747 | 25871.2649 | 359.4843 | 527.4207
1 | 2400 | 707 | 0.03 | 15 | 15 | 7 | 3.1623e-10 | 5spot_SharedNeighbor | Water | Porous | Wet | R600a | MinimizeLCOE_Brownfield | IgnoreSilica | 2019 | 80.1493 | 9.7598 | 0.42235 | 4 | 16678.4619 | 24152.3424 | 340.013 | 492.3782 | 85.3599 | 0 | 157.6648 | 1546010.132 | 89723.5558 | 2166663.3844 | 2388880.1726 | 0 | 227995.4308 | 0 | 2503516.3435 | 6513635.984 | 4445690.4009 | 19882115.404 | 961560.8286 | 7332603.3321 | 7332603.3321 | 1478867.319 | 3814762.4027 | 0 | 28176279.5647 | 40802512.6186 | 316227.766 | 1.6894 | 16678.4619 | 24152.3424 | 340.013 | 492.3782
1 | 2400 | 707 | 0.03 | 15 | 15 | 7 | 4.217e-10 | 5spot_SharedNeighbor | Water | Porous | Wet | R600a | MinimizeLCOE_Brownfield | IgnoreSilica | 2019 | 84.883 | 10.3327 | 0.45584 | 4 | 15962.2115 | 22886.9853 | 325.4113 | 466.5822 | 85.3442 | 0 | 146.9644 | 1609168.1758 | 93357.4959 | 2267858.3932 | 2528187.8727 | 0 | 220416.5736 | 0 | 2620405.5194 | 6817757.6424 | 4653259.6818 | 20810411.3549 | 961560.8286 | 7332603.3321 | 7332603.3321 | 1478867.319 | 3814762.4027 | 0 | 29104575.5156 | 41730808.5695 | 421696.5034 | 1.8233 | 15962.2115 | 22886.9853 | 325.4113 | 466.5822
1 | 2400 | 707 | 0.03 | 15 | 15 | 7 | 5.6234e-10 | 5spot_SharedNeighbor | Water | Porous | Wet | R600a | MinimizeLCOE_Brownfield | IgnoreSilica | 2019 | 88.6996 | 10.7934 | 0.48363 | 4 | 15425.5475 | 21952.4177 | 314.4707 | 447.5297 | 85.3272 | 0 | 167.5619 | 1659132.5202 | 96228.1467 | 2348421.3393 | 2640379.4458 | 0 | 212506.2401 | 0 | 2713100.3999 | 7058930.7071 | 4817865.2542 | 21546564.0533 | 961560.8286 | 7332603.3321 | 7332603.3321 | 1478867.319 | 3814762.4027 | 0 | 29840728.2141 | 42466961.2679 | 562341.3252 | 1.9345 | 15425.5475 | 21952.4177 | 314.4707 | 447.5297
1 | 2400 | 707 | 0.03 | 15 | 15 | 7 | 7.4989e-10 | 5spot_SharedNeighbor | Water | Porous | Wet | R600a | MinimizeLCOE_Brownfield | IgnoreSilica | 2019 | 91.7157 | 11.1565 | 0.50611 | 4 | 15023.5485 | 21260.4284 | 306.2754 | 433.4226 | 85.3111 | 0 | 158.6238 | 1698031.5229 | 98460.3695 | 2411455.412 | 2728948.4134 | 0 | 204984.4887 | 0 | 2785333.2805 | 7246865.8455 | 4946134.8478 | 22120214.1804 | 961560.8286 | 7332603.3321 | 7332603.3321 | 1478867.319 | 3814762.4027 | 0 | 30414378.3412 | 43040611.395 | 749894.2093 | 2.0244 | 15023.5485 | 21260.4284 | 306.2754 | 433.4226
1 | 2400 | 707 | 0.03 | 15 | 15 | 7 | 1e-09 | 5spot_SharedNeighbor | Water | Porous | Wet | R600a | MinimizeLCOE_Brownfield | IgnoreSilica | 2019 | 94.0593 | 11.4382 | 0.52394 | 4 | 14722.4112 | 20747.0262 | 300.1363 | 422.9562 | 85.2971 | 0 | 136.7237 | 1727909.9156 | 100173.2869 | 2460059.4796 | 2797711.3095 | 0 | 198239.9049 | 0 | 2840796.6196 | 7391170.0768 | 5044625.4508 | 22560686.0437 | 961560.8286 | 7332603.3321 | 7332603.3321 | 1478867.319 | 3814762.4027 | 0 | 30854850.2045 | 43481083.2584 | 1000000 | 2.0958 | 14722.4112 | 20747.0262 | 300.1363 | 422.9562
1 | 2400 | 707 | 0.03 | 15 | 15 | 7 | 1.3335e-09 | 5spot_SharedNeighbor | Water | Porous | Wet | R600a | MinimizeLCOE_Brownfield | IgnoreSilica | 2019 | 95.8692 | 11.6553 | 0.53791 | 4 | 14496.7926 | 20364.9754 | 295.5367 | 415.1676 | 85.2853 | 0 | 135.9083 | 1750781.7632 | 101483.52 | 2497376.5825 | 2850782.1504 | 0 | 192498.0593 | 0 | 2883239.6094 | 7501598.03 | 5119994.7979 | 22897754.5128 | 961560.8286 | 7332603.3321 | 7332603.3321 | 1478867.319 | 3814762.4027 | 0 | 31191918.6736 | 43818151.7275 | 1333521.4322 | 2.1516 | 14496.7926 | 20364.9754 | 295.5367 | 415.1676
1 | 2400 | 707 | 0.03 | 15 | 15 | 7 | 1.7783e-09 | 5spot_SharedNeighbor | Water | Porous | Wet | R600a | MinimizeLCOE_Brownfield | IgnoreSilica | 2019 | 97.2381 | 11.8193 | 0.54867 | 4 | 14327.7224 | 20080.8786 | 292.09 | 409.3759 | 85.2759 | 0 | 177.6204 | 1767963.1576 | 102467.1863 | 2525472.8421 | 2890897.3933 | 0 | 187673.938 | 0 | 2915045.0617 | 7584349.2927 | 5176474.2351 | 23150343.1068 | 961560.8286 | 7332603.3321 | 7332603.3321 | 1478867.319 | 3814762.4027 | 0 | 31444507.2676 | 44070740.3215 | 1778279.41 | 2.1947 | 14327.7224 | 20080.8786 | 292.09 | 409.3759
1 | 2400 | 707 | 0.03 | 15 | 15 | 7 | 2.3714e-09 | 5spot_SharedNeighbor | Water | Porous | Wet | R600a | MinimizeLCOE_Brownfield | IgnoreSilica | 2019 | 98.2929 | 11.9456 | 0.55697 | 4 | 14201.0057 | 19868.347 | 289.5067 | 405.0431 | 85.2684 | 0 | 152.0153 | 1781135.9139 | 103221.006 | 2547050.9498 | 2921798.0391 | 0 | 183847.09 | 0 | 2939450.6695 | 7647847.6778 | 5219813.1877 | 23344164.5337 | 961560.8286 | 7332603.3321 | 7332603.3321 | 1478867.319 | 3814762.4027 | 0 | 31638328.6945 | 44264561.7484 | 2371373.7057 | 2.2279 | 14201.0057 | 19868.347 | 289.5067 | 405.0431
1 | 2400 | 707 | 0.03 | 15 | 15 | 7 | 3.1623e-09 | 5spot_SharedNeighbor | Water | Porous | Wet | R600a | MinimizeLCOE_Brownfield | IgnoreSilica | 2019 | 99.0823 | 12.0401 | 0.56328 | 4 | 14106.0196 | 19709.931 | 287.5703 | 401.8136 | 85.2626 | 0 | 163.2229 | 1790955.7666 | 103782.7561 | 2563157.7296 | 2944915.5177 | 0 | 180764.8594 | 0 | 2957594.8855 | 7695055.2059 | 5252033.2956 | 23488260.0164 | 961560.8286 | 7332603.3321 | 7332603.3321 | 1478867.319 | 3814762.4027 | 0 | 31782424.1772 | 44408657.2311 | 3162277.6602 | 2.2531 | 14106.0196 | 19709.931 | 287.5703 | 401.8136
1 | 2400 | 707 | 0.03 | 15 | 15 | 7 | 4.217e-09 | 5spot_SharedNeighbor | Water | Porous | Wet | R600a | MinimizeLCOE_Brownfield | IgnoreSilica | 2019 | 99.6935 | 12.1131 | 0.56812 | 4 | 14034.8108 | 19590.9308 | 286.1186 | 399.3876 | 85.258 | 0 | 157.9739 | 1798537.0995 | 104216.3344 | 2575605.1224 | 2962811.1913 | 0 | 178425.1971 | 0 | 2971642.0285 | 7731602.9904 | 5276977.9095 | 23599817.8732 | 961560.8286 | 7332603.3321 | 7332603.3321 | 1478867.319 | 3814762.4027 | 0 | 31893982.034 | 44520215.0879 | 4216965.0343 | 2.2725 | 14034.8108 | 19590.9308 | 286.1186 | 399.3876
1 | 2400 | 707 | 0.03 | 15 | 15 | 7 | 5.6234e-09 | 5spot_SharedNeighbor | Water | Porous | Wet | R600a | MinimizeLCOE_Brownfield | IgnoreSilica | 2019 | 100.1493 | 12.1676 | 0.57177 | 4 | 13981.4231 | 19502.0727 | 285.0302 | 397.5761 | 85.2545 | 0 | 165.4014 | 1804178.222 | 104538.8853 | 2584873.963 | 2976154.2535 | 0 | 176588.8114 | 0 | 2982070.3127 | 7758735.247 | 5295496.2321 | 23682635.9271 | 961560.8286 | 7332603.3321 | 7332603.3321 | 1478867.319 | 3814762.4027 | 0 | 31976800.0879 | 44603033.1417 | 5623413.2519 | 2.2871 | 13981.4231 | 19502.0727 | 285.0302 | 397.5761
1 | 2400 | 707 | 0.03 | 15 | 15 | 7 | 7.4989e-09 | 5spot_SharedNeighbor | Water | Porous | Wet | R600a | MinimizeLCOE_Brownfield | IgnoreSilica | 2019 | 100.4829 | 12.2075 | 0.57449 | 4 | 13941.3943 | 19435.8926 | 284.2142 | 396.227 | 85.2519 | 0 | 170.246 | 1808299.6584 | 104774.5067 | 2591649.6078 | 2985917.5052 | 0 | 175132.366 | 0 | 2989651.7212 | 7778460.5166 | 5308959.134 | 23742845.0157 | 961560.8286 | 7332603.3321 | 7332603.3321 | 1478867.319 | 3814762.4027 | 0 | 32037009.1765 | 44663242.2304 | 7498942.0933 | 2.298 | 13941.3943 | 19435.8926 | 284.2142 | 396.227
1 | 2400 | 707 | 0.03 | 15 | 15 | 7 | 1e-08 | 5spot_SharedNeighbor | Water | Porous | Wet | R600a | MinimizeLCOE_Brownfield | IgnoreSilica | 2019 | 100.7413 | 12.2383 | 0.57657 | 4 | 13911.3803 | 19386.0573 | 283.6023 | 395.211 | 85.2499 | 0 | 155.3099 | 1811488.1629 | 104956.7718 | 2596893.6888 | 2993479.2486 | 0 | 174056.2468 | 0 | 2995540.9064 | 7793782.9685 | 5319417.0222 | 23789615.016 | 961560.8286 | 7332603.3321 | 7332603.3321 | 1478867.319 | 3814762.4027 | 0 | 32083779.1768 | 44710012.2307 | 10000000 | 2.3063 | 13911.3803 | 19386.0573 | 283.6023 | 395.211
1 | 2500 | 707 | 0.03 | 15 | 15 | 7 | 1e-13 | 5spot_SharedNeighbor | Water | Porous | Wet | R600a | MinimizeLCOE_Brownfield | IgnoreSilica | 2019 | 0 | 0 | 0 | 0 |  |  |  |  | 15 |  | 19.4623 | [19 empty] | 100 | 0
1 | 2500 | 707 | 0.03 | 15 | 15 | 7 | 1.3335e-13 | 5spot_SharedNeighbor | Water | Porous | Wet | R600a | MinimizeLCOE_Brownfield | IgnoreSilica | 2019 | 0 | 0 | 0 | 0 |  |  |  |  | 15 |  | 24.3691 | [19 empty] | 133.3521 | 0
1 | 2500 | 707 | 0.03 | 15 | 15 | 7 | 1.7783e-13 | 5spot_SharedNeighbor | Water | Porous | Wet | R600a | MinimizeLCOE_Brownfield | IgnoreSilica | 2019 | 0 | 0 | 0 | 0 |  |  |  |  | 15 |  | 24.6615 | [19 empty] | 177.8279 | 0
1 | 2500 | 707 | 0.03 | 15 | 15 | 7 | 2.3714e-13 | 5spot_SharedNeighbor | Water | Porous | Wet | R600a | MinimizeLCOE_Brownfield | IgnoreSilica | 2019 | 0 | 0 | 0 | 0 |  |  |  |  | 15 |  | 25.5892 | [19 empty] | 237.1374 | 0
1 | 2500 | 707 | 0.03 | 15 | 15 | 7 | 3.1623e-13 | 5spot_SharedNeighbor | Water | Porous | Wet | R600a | MinimizeLCOE_Brownfield | IgnoreSilica | 2019 | 0 | 0 | 0 | 0 |  |  |  |  | 15 |  | 25.6804 | [19 empty] | 316.2278 | 0
1 | 2500 | 707 | 0.03 | 15 | 15 | 7 | 4.217e-13 | 5spot_SharedNeighbor | Water | Porous | Wet | R600a | MinimizeLCOE_Brownfield | IgnoreSilica | 2019 | 0 | 0 | 0 | 0 |  |  |  |  | 15 |  | 24.8534 | [19 empty] | 421.6965 | 0
1 | 2500 | 707 | 0.03 | 15 | 15 | 7 | 5.6234e-13 | 5spot_SharedNeighbor | Water | Porous | Wet | R600a | MinimizeLCOE_Brownfield | IgnoreSilica | 2019 | 0 | 0 | 0 | 0 |  |  |  |  | 15 |  | 27.9397 | [19 empty] | 562.3413 | 0
1 | 2500 | 707 | 0.03 | 15 | 15 | 7 | 7.4989e-13 | 5spot_SharedNeighbor | Water | Porous | Wet | R600a | MinimizeLCOE_Brownfield | IgnoreSilica | 2019 | 0 | 0 | 0 | 0 |  |  |  |  | 15 |  | 28.1786 | [19 empty] | 749.8942 | 0
1 | 2500 | 707 | 0.03 | 15 | 15 | 7 | 1e-12 | 5spot_SharedNeighbor | Water | Porous | Wet | R600a | MinimizeLCOE_Brownfield | IgnoreSilica | 2019 | 0 | 0 | 0 | 0 |  |  |  |  | 15 |  | 28.9434 | [19 empty] | 1000 | 0
1 | 2500 | 707 | 0.03 | 15 | 15 | 7 | 1.3335e-12 | 5spot_SharedNeighbor | Water | Porous | Wet | R600a | MinimizeLCOE_Brownfield | IgnoreSilica | 2019 | 1.3208 | 0.12779 | 0.0013789 | 4 | 1701660.7363 | 4078889.7128 | 34690.6558 | 83153.6839 | 75.2792 | 0 | 222.6651 | 68349.8276 | 3690.4194 | 68064.6427 | 59692.5319 | 0 | 40625.4232 | 0 | 93764.9095 | 243957.0608 | 166505.7068 | 744650.522 | 961560.8286 | 7679370.0231 | 7679370.0231 | 1478867.319 | 3953469.0791 | 0 | 9385581.3737 | 22497287.795 | 1333.5214 | 0.0055155 | 1701660.7363 | 4078889.7128 | 34690.6558 | 83153.6839
1 | 2500 | 707 | 0.03 | 15 | 15 | 7 | 1.7783e-12 | 5spot_SharedNeighbor | Water | Porous | Wet | R600a | MinimizeLCOE_Brownfield | IgnoreSilica | 2019 | 1.8459 | 0.19376 | 0.003021 | 4 | 796771.1396 | 1881832.11 | 16243.2574 | 38363.6929 | 78.7005 | 0 | 329.8293 | 94374.7191 | 5218.2864 | 94698.1336 | 75357.5505 | 0 | 49061.5744 | 0 | 124297.003 | 323395.305 | 220723.9408 | 987126.5129 | 961560.8286 | 7679370.0231 | 7679370.0231 | 1478867.319 | 3953469.0791 | 0 | 9628057.3647 | 22739763.786 | 1778.2794 | 0.012084 | 796771.1396 | 1881832.11 | 16243.2574 | 38363.6929
1 | 2500 | 707 | 0.03 | 15 | 15 | 7 | 2.3714e-12 | 5spot_SharedNeighbor | Water | Porous | Wet | R600a | MinimizeLCOE_Brownfield | IgnoreSilica | 2019 | 2.5266 | 0.28071 | 0.0054052 | 4 | 458886.7368 | 1065330.1172 | 9355.0268 | 21718.1954 | 81.1721 | 0 | 467.0535 | 124954.1991 | 7030.6468 | 127138.3273 | 95926.4258 | 0 | 58382.313 | 0 | 161238.4457 | 419509.3611 | 286323.759 | 1280503.4778 | 961560.8286 | 7679370.0231 | 7679370.0231 | 1478867.319 | 3953469.0791 | 0 | 9921434.3295 | 23033140.7508 | 2371.3737 | 0.021621 | 458886.7368 | 1065330.1172 | 9355.0268 | 21718.1954
1 | 2500 | 707 | 0.03 | 15 | 15 | 7 | 3.1623e-12 | 5spot_SharedNeighbor | Water | Porous | Wet | R600a | MinimizeLCOE_Brownfield | IgnoreSilica | 2019 | 3.3808 | 0.39067 | 0.008698 | 4 | 295010.843 | 671872.2815 | 6014.1951 | 13697.0252 | 82.9415 | 0 | 78.2939 | 159718.4 | 9099.5024 | 165392.6937 | 121669.7283 | 0 | 68145.8561 | 0 | 204370.2104 | 531729.3654 | 362916.2178 | 1623041.9743 | 961560.8286 | 7679370.0231 | 7679370.0231 | 1478867.319 | 3953469.0791 | 0 | 10263972.826 | 23375679.2473 | 3162.2777 | 0.034792 | 295010.843 | 671872.2815 | 6014.1951 | 13697.0252
1 | 2500 | 707 | 0.03 | 15 | 15 | 7 | 4.217e-12 | 5spot_SharedNeighbor | Water | Porous | Wet | R600a | MinimizeLCOE_Brownfield | IgnoreSilica | 2019 | 4.4797 | 0.53306 | 0.013211 | 4 | 202099.8997 | 450216.94 | 4120.0798 | 9178.2813 | 84.2652 | 0 | 113.2345 | 200625.0925 | 11541.3378 | 211846.8078 | 155279.5786 | 0 | 79034.5874 | 0 | 256747.6876 | 668004.8169 | 455927.0137 | 2039006.9222 | 961560.8286 | 7679370.0231 | 7679370.0231 | 1478867.319 | 3953469.0791 | 0 | 10679937.7739 | 23791644.1952 | 4216.965 | 0.052845 | 202099.8997 | 450216.94 | 4120.0798 | 9178.2813
1 | 2500 | 707 | 0.03 | 15 | 15 | 7 | 5.6234e-12 | 5spot_SharedNeighbor | Water | Porous | Wet | R600a | MinimizeLCOE_Brownfield | IgnoreSilica | 2019 | 5.9017 | 0.71715 | 0.019198 | 4 | 145636.523 | 316380.3782 | 2968.9975 | 6449.8419 | 85.2622 | 0 | 115.176 | 248694.6292 | 14408.1674 | 268385.8998 | 198053.342 | 0 | 91424.4806 | 0 | 320176.9424 | 833034.7268 | 568563.3182 | 2542741.5065 | 961560.8286 | 7679370.0231 | 7679370.0231 | 1478867.319 | 3953469.0791 | 0 | 11183672.3583 | 24295378.7796 | 5623.4133 | 0.076792 | 145636.523 | 316380.3782 | 2968.9975 | 6449.8419
1 | 2500 | 707 | 0.03 | 15 | 15 | 7 | 7.4989e-12 | 5spot_SharedNeighbor | Water | Porous | Wet | R600a | MinimizeLCOE_Brownfield | IgnoreSilica | 2019 | 7.5996 | 0.93686 | 0.027004 | 4 | 108777.3634 | 230164.2925 | 2217.5737 | 4692.2104 | 85.9351 | 0 | 118.3953 | 301293.4631 | 17542.1288 | 332189.9557 | 249475.291 | 0 | 103208.7806 | 0 | 391446.7515 | 1018464.1506 | 695122.7101 | 3108743.2313 | 961560.8286 | 7679370.0231 | 7679370.0231 | 1478867.319 | 3953469.0791 | 0 | 11749674.0831 | 24861380.5043 | 7498.9421 | 0.10802 | 108777.3634 | 230164.2925 | 2217.5737 | 4692.2104
1 | 2500 | 707 | 0.03 | 15 | 15 | 7 | 1e-11 | 5spot_SharedNeighbor | Water | Porous | Wet | R600a | MinimizeLCOE_Brownfield | IgnoreSilica | 2019 | 10.024 | 1.2533 | 0.037816 | 4 | 82836.155 | 169518.084 | 1688.7271 | 3455.8554 | 86.6002 | 0 | 120.079 | 371194.6022 | 21715.0753 | 419034.0443 | 323302.8249 | 0 | 120399.7503 | 0 | 489702.0559 | 1274104.2976 | 869602.3634 | 3889055.0139 | 961560.8286 | 7679370.0231 | 7679370.0231 | 1478867.319 | 3953469.0791 | 0 | 12529985.8657 | 25641692.287 | 10000 | 0.15126 | 82836.155 | 169518.084 | 1688.7271 | 3455.8554
1 | 2500 | 707 | 0.03 | 15 | 15 | 7 | 1.3335e-11 | 5spot_SharedNeighbor | Water | Porous | Wet | R600a | MinimizeLCOE_Brownfield | IgnoreSilica | 2019 | 12.9009 | 1.6277 | 0.051636 | 4 | 64885.7427 | 128367.1007 | 1322.7836 | 2616.937 | 87.0324 | 0 | 98.8084 | 447159.8882 | 26239.6044 | 516327.0704 | 410786.8617 | 0 | 136604.1902 | 0 | 599475.8698 | 1559713.2439 | 1064536.3379 | 4760843.0666 | 961560.8286 | 7679370.0231 | 7679370.0231 | 1478867.319 | 3953469.0791 | 0 | 13401773.9184 | 26513480.3397 | 13335.2143 | 0.20654 | 64885.7427 | 128367.1007 | 1322.7836 | 2616.937
1 | 2500 | 707 | 0.03 | 15 | 15 | 7 | 1.7783e-11 | 5spot_SharedNeighbor | Water | Porous | Wet | R600a | MinimizeLCOE_Brownfield | IgnoreSilica | 2019 | 16.513 | 2.0978 | 0.069548 | 4 | 51924.2073 | 99055.7802 | 1058.5452 | 2019.3861 | 87.3645 | 0 | 119.3963 | 535394.5137 | 31486.4567 | 632363.9307 | 520370.1907 | 0 | 154321.3135 | 0 | 730835.198 | 1901483.2703 | 1297801.4036 | 5804056.2771 | 961560.8286 | 7679370.0231 | 7679370.0231 | 1478867.319 | 3953469.0791 | 0 | 14444987.1289 | 27556693.5502 | 17782.7941 | 0.27819 | 51924.2073 | 99055.7802 | 1058.5452 | 2019.3861
1 | 2500 | 707 | 0.03 | 15 | 15 | 7 | 2.3714e-11 | 5spot_SharedNeighbor | Water | Porous | Wet | R600a | MinimizeLCOE_Brownfield | IgnoreSilica | 2019 | 20.9519 | 2.6757 | 0.092473 | 4 | 42364.7975 | 77812.3068 | 863.6637 | 1586.3091 | 87.6177 | 0 | 89.0232 | 636097.8491 | 37465.9375 | 768100.8715 | 655052.2133 | 0 | 172847.5542 | 0 | 885130.126 | 2302927.0226 | 1571795.0133 | 7029416.5875 | 961560.8286 | 7679370.0231 | 7679370.0231 | 1478867.319 | 3953469.0791 | 0 | 15670347.4392 | 28782053.8605 | 23713.7371 | 0.36989 | 42364.7975 | 77812.3068 | 863.6637 | 1586.3091
1 | 2500 | 707 | 0.03 | 15 | 15 | 7 | 3.1623e-11 | 5spot_SharedNeighbor | Water | Porous | Wet | R600a | MinimizeLCOE_Brownfield | IgnoreSilica | 2019 | 26.3498 | 3.3785 | 0.12141 | 4 | 35208.6744 | 62207.1675 | 717.7765 | 1268.1773 | 87.8124 | 0 | 106.4877 | 750209.5969 | 44231.016 | 925528.3826 | 818841.9424 | 0 | 192000.7016 | 0 | 1065016.5394 | 2770954.5707 | 1891233.4319 | 8458016.1817 | 961560.8286 | 7679370.0231 | 7679370.0231 | 1478867.319 | 3953469.0791 | 0 | 17098947.0335 | 30210653.4548 | 31622.7766 | 0.48565 | 35208.6744 | 62207.1675 | 717.7765 | 1268.1773
1 | 2500 | 707 | 0.03 | 15 | 15 | 7 | 4.217e-11 | 5spot_SharedNeighbor | Water | Porous | Wet | R600a | MinimizeLCOE_Brownfield | IgnoreSilica | 2019 | 32.754 | 4.2125 | 0.15716 | 4 | 29791.4627 | 50649.0688 | 607.3393 | 1032.5498 | 87.9618 | 0 | 137.4072 | 876834.0645 | 51725.8479 | 1104069.8196 | 1013179.1703 | 0 | 210902.5558 | 0 | 1270117.4687 | 3304585.1166 | 2255447.2445 | 10086861.2881 | 961560.8286 | 7679370.0231 | 7679370.0231 | 1478867.319 | 3953469.0791 | 0 | 18727792.1398 | 31839498.5611 | 42169.6503 | 0.62863 | 29791.4627 | 50649.0688 | 607.3393 | 1032.5498
1 | 2500 | 707 | 0.03 | 15 | 15 | 7 | 5.6234e-11 | 5spot_SharedNeighbor | Water | Porous | Wet | R600a | MinimizeLCOE_Brownfield | IgnoreSilica | 2019 | 40.1204 | 5.1722 | 0.20007 | 4 | 25658.5293 | 42042.3443 | 523.0838 | 857.0901 | 88.0758 | 0 | 146.3197 | 1013703.4846 | 59814.7992 | 1300956.1168 | 1236968.729 | 0 | 228469.0452 | 0 | 1497565.7482 | 3896358.8838 | 2659345.0004 | 11893181.8072 | 961560.8286 | 7679370.0231 | 7679370.0231 | 1478867.319 | 3953469.0791 | 0 | 20534112.6589 | 33645819.0802 | 56234.1325 | 0.80028 | 25658.5293 | 42042.3443 | 523.0838 | 857.0901
1 | 2500 | 707 | 0.03 | 15 | 15 | 7 | 7.4989e-11 | 5spot_SharedNeighbor | Water | Porous | Wet | R600a | MinimizeLCOE_Brownfield | IgnoreSilica | 2019 | 48.2056 | 6.2255 | 0.24946 | 4 | 22497.3326 | 35637.1723 | 458.6386 | 726.512 | 88.1598 | 0 | 144.7708 | 1155549.8418 | 68184.0855 | 1508792.631 | 1482688.2694 | 0 | 243003.7655 | 0 | 1738705.2513 | 4523754.4064 | 3087555.3362 | 13808233.5871 | 961560.8286 | 7679370.0231 | 7679370.0231 | 1478867.319 | 3953469.0791 | 0 | 22449164.4388 | 35560870.8601 | 74989.4209 | 0.99786 | 22497.3326 | 35637.1723 | 458.6386 | 726.512
1 | 2500 | 707 | 0.03 | 15 | 15 | 7 | 1e-10 | 5spot_SharedNeighbor | Water | Porous | Wet | R600a | MinimizeLCOE_Brownfield | IgnoreSilica | 2019 | 56.228 | 7.2696 | 0.30284 | 4 | 20042.8744 | 30866.7348 | 408.6011 | 629.2601 | 88.2135 | 0 | 151.1286 | 1289288.5502 | 76060.7064 | 1707989.3756 | 1726396.5706 | 0 | 249389.0057 | 0 | 1969158.4413 | 5123346.3344 | 3496789.1475 | 15638418.1317 | 961560.8286 | 7679370.0231 | 7679370.0231 | 1478867.319 | 3953469.0791 | 0 | 24279348.9835 | 37391055.4048 | 100000 | 1.2114 | 20042.8744 | 30866.7348 | 408.6011 | 629.2601
1 | 2500 | 707 | 0.03 | 15 | 15 | 7 | 1.3335e-10 | 5spot_SharedNeighbor | Water | Porous | Wet | R600a | MinimizeLCOE_Brownfield | IgnoreSilica | 2019 | 65.0145 | 8.4111 | 0.36013 | 4 | 18218.8446 | 27320.9909 | 371.4158 | 556.9754 | 88.2445 | 0 | 133.625 | 1429030.4186 | 84273.6163 | 1919309.7509 | 1993052.6245 | 0 | 257899.2025 | 0 | 2216590.589 | 5767114.0273 | 3936173.826 | 17603444.055 | 961560.8286 | 7679370.0231 | 7679370.0231 | 1478867.319 | 3953469.0791 | 0 | 26244374.9068 | 39356081.3281 | 133352.1432 | 1.4405 | 18218.8446 | 27320.9909 | 371.4158 | 556.9754
1 | 2500 | 707 | 0.03 | 15 | 15 | 7 | 1.7783e-10 | 5spot_SharedNeighbor | Water | Porous | Wet | R600a | MinimizeLCOE_Brownfield | IgnoreSilica | 2019 | 72.5124 | 9.3822 | 0.41364 | 4 | 16840.0338 | 24764.7147 | 343.3069 | 504.8622 | 88.2501 | 0 | 140.5152 | 1543394.1749 | 90979.4969 | 2094620.1484 | 2220257.1898 | 0 | 256759.7954 | 0 | 2420344.2141 | 6297239.1642 | 4297995.1249 | 19221589.3085 | 961560.8286 | 7679370.0231 | 7679370.0231 | 1478867.319 | 3953469.0791 | 0 | 27862520.1603 | 40974226.5816 | 177827.941 | 1.6545 | 16840.0338 | 24764.7147 | 343.3069 | 504.8622
1 | 2500 | 707 | 0.03 | 15 | 15 | 7 | 2.3714e-10 | 5spot_SharedNeighbor | Water | Porous | Wet | R600a | MinimizeLCOE_Brownfield | IgnoreSilica | 2019 | 79.083 | 10.2302 | 0.46269 | 4 | 15801.2976 | 22885.741 | 322.1308 | 466.5568 | 88.2403 | 0 | 139.3526 | 1640268.153 | 96647.2287 | 2244782.4415 | 2419013.1028 | 0 | 251539.3167 | 0 | 2594377.5946 | 6750038.3213 | 4607039.8537 | 20603706.0123 | 961560.8286 | 7679370.0231 | 7679370.0231 | 1478867.319 | 3953469.0791 | 0 | 29244636.864 | 42356343.2853 | 237137.3706 | 1.8508 | 15801.2976 | 22885.741 | 322.1308 | 466.5568
1 | 2500 | 707 | 0.03 | 15 | 15 | 7 | 3.1623e-10 | 5spot_SharedNeighbor | Water | Porous | Wet | R600a | MinimizeLCOE_Brownfield | IgnoreSilica | 2019 | 84.6124 | 10.9414 | 0.50566 | 4 | 15020.8573 | 21503.3789 | 306.2205 | 438.3755 | 88.222 | 0 | 135.1516 | 1719539.9712 | 101275.5205 | 2368802.269 | 2585971.0814 | 0 | 243733.6584 | 0 | 2737535.7752 | 7122506.5412 | 4861257.0673 | 21740621.8842 | 961560.8286 | 7679370.0231 | 7679370.0231 | 1478867.319 | 3953469.0791 | 0 | 30381552.736 | 43493259.1572 | 316227.766 | 2.0226 | 15020.8573 | 21503.3789 | 306.2205 | 438.3755
1 | 2500 | 707 | 0.03 | 15 | 15 | 7 | 4.217e-10 | 5spot_SharedNeighbor | Water | Porous | Wet | R600a | MinimizeLCOE_Brownfield | IgnoreSilica | 2019 | 85.4907 | 11.0541 | 0.52828 | 4 | 14420.6452 | 20625.5538 | 293.9844 | 420.4798 | 88.2182 | 0 | 158.5056 | 1731947.6729 | 101999.0529 | 2388310.3945 | 2612463.113 | 0 | 213975.9918 | 0 | 2748991.5278 | 7152312.0596 | 4881599.946 | 21831599.7586 | 961560.8286 | 7679370.0231 | 7679370.0231 | 1478867.319 | 3953469.0791 | 0 | 30472530.6104 | 43584237.0317 | 421696.5034 | 2.1131 | 14420.6452 | 20625.5538 | 293.9844 | 420.4798
1 | 2500 | 707 | 0.03 | 15 | 15 | 7 | 5.6234e-10 | 5spot_SharedNeighbor | Water | Porous | Wet | R600a | MinimizeLCOE_Brownfield | IgnoreSilica | 2019 | 92.7487 | 11.9829 | 0.57176 | 4 | 13996.4213 | 19729.5004 | 285.336 | 402.2126 | 88.1796 | 0 | 148.5196 | 1832683.5302 | 107864.8654 | 2547619.328 | 2831065.1394 | 0 | 225923.228 | 0 | 2942610.8755 | 7656069.8855 | 5225425.0134 | 23369261.8653 | 961560.8286 | 7679370.0231 | 7679370.0231 | 1478867.319 | 3953469.0791 | 0 | 32010192.717 | 45121899.1383 | 562341.3252 | 2.287 | 13996.4213 | 19729.5004 | 285.336 | 402.2126
1 | 2500 | 707 | 0.03 | 15 | 15 | 7 | 7.4989e-10 | 5spot_SharedNeighbor | Water | Porous | Wet | R600a | MinimizeLCOE_Brownfield | IgnoreSilica | 2019 | 95.6038 | 12.3468 | 0.59574 | 4 | 13667.4267 | 19169.6836 | 278.629 | 390.7999 | 88.1605 | 0 | 168.7361 | 1871445.6692 | 110117.5043 | 2609376.1317 | 2916891.8378 | 0 | 217761.6751 | 0 | 3012981.199 | 7839159.0323 | 5350387.1182 | 23928120.1674 | 961560.8286 | 7679370.0231 | 7679370.0231 | 1478867.319 | 3953469.0791 | 0 | 32569051.0192 | 45680757.4404 | 749894.2093 | 2.383 | 13667.4267 | 19169.6836 | 278.629 | 390.7999
1 | 2500 | 707 | 0.03 | 15 | 15 | 7 | 1e-09 | 5spot_SharedNeighbor | Water | Porous | Wet | R600a | MinimizeLCOE_Brownfield | IgnoreSilica | 2019 | 97.7936 | 12.6254 | 0.61457 | 4 | 13420.839 | 18754.5302 | 273.602 | 382.3365 | 88.1445 | 0 | 153.7489 | 1900854.9934 | 111824.8739 | 2656402.8212 | 2982649.7037 | 0 | 210474.8144 | 0 | 3066260.8106 | 7977781.6527 | 5444999.905 | 24351249.5749 | 961560.8286 | 7679370.0231 | 7679370.0231 | 1478867.319 | 3953469.0791 | 0 | 32992180.4267 | 46103886.848 | 1000000 | 2.4583 | 13420.839 | 18754.5302 | 273.602 | 382.3365
1 | 2500 | 707 | 0.03 | 15 | 15 | 7 | 1.3335e-09 | 5spot_SharedNeighbor | Water | Porous | Wet | R600a | MinimizeLCOE_Brownfield | IgnoreSilica | 2019 | 99.487 | 12.8405 | 0.62928 | 4 | 13236.0008 | 18445.0015 | 269.8338 | 376.0263 | 88.1313 | 0 | 173.1527 | 1923411.806 | 113133.3763 | 2692572.8008 | 3033462.1729 | 0 | 204393.9347 | 0 | 3107119.8954 | 8084088.6099 | 5517556.5877 | 24675739.1838 | 961560.8286 | 7679370.0231 | 7679370.0231 | 1478867.319 | 3953469.0791 | 0 | 33316670.0356 | 46428376.4569 | 1333521.4322 | 2.5171 | 13236.0008 | 18445.0015 | 269.8338 | 376.0263
1 | 2500 | 707 | 0.03 | 15 | 15 | 7 | 1.7783e-09 | 5spot_SharedNeighbor | Water | Porous | Wet | R600a | MinimizeLCOE_Brownfield | IgnoreSilica | 2019 | 100.7756 | 13.0039 | 0.64061 | 4 | 13097.4345 | 18214.2804 | 267.0089 | 371.3227 | 88.1208 | 0 | 156.5204 | 1940467.8001 | 114122.1674 | 2719980.6164 | 3072101.3898 | 0 | 199393.408 | 0 | 3137965.4988 | 8164342.5427 | 5572331.5459 | 24920704.9691 | 961560.8286 | 7679370.0231 | 7679370.0231 | 1478867.319 | 3953469.0791 | 0 | 33561635.8209 | 46673342.2422 | 1778279.41 | 2.5625 | 13097.4345 | 18214.2804 | 267.0089 | 371.3227
1 | 2500 | 707 | 0.03 | 15 | 15 | 7 | 2.3714e-09 | 5spot_SharedNeighbor | Water | Porous | Wet | R600a | MinimizeLCOE_Brownfield | IgnoreSilica | 2019 | 101.7593 | 13.1286 | 0.64932 | 4 | 12993.5471 | 18041.8224 | 264.891 | 367.807 | 88.1125 | 0 | 163.609 | 1953426.4106 | 114873.0616 | 2740838.01 | 3101584.3182 | 0 | 195410.8127 | 0 | 3161391.7191 | 8225292.7625 | 5613931.3233 | 25106748.4179 | 961560.8286 | 7679370.0231 | 7679370.0231 | 1478867.319 | 3953469.0791 | 0 | 33747679.2697 | 46859385.691 | 2371373.7057 | 2.5973 | 12993.5471 | 18041.8224 | 264.891 | 367.807
1 | 2500 | 707 | 0.03 | 15 | 15 | 7 | 3.1623e-09 | 5spot_SharedNeighbor | Water | Porous | Wet | R600a | MinimizeLCOE_Brownfield | IgnoreSilica | 2019 | 102.4929 | 13.2215 | 0.6559 | 4 | 12915.654 | 17913.2601 | 263.3031 | 365.186 | 88.1061 | 0 | 138.2978 | 1963056.2717 | 115430.8665 | 2756356.6388 | 3123564.5689 | 0 | 192214.5702 | 0 | 3178742.9373 | 8270437.0729 | 5644743.2428 | 25244546.169 | 961560.8286 | 7679370.0231 | 7679370.0231 | 1478867.319 | 3953469.0791 | 0 | 33885477.0208 | 46997183.4421 | 3162277.6602 | 2.6236 | 12915.654 | 17913.2601 | 263.3031 | 365.186
1 | 2500 | 707 | 0.03 | 15 | 15 | 7 | 4.217e-09 | 5spot_SharedNeighbor | Water | Porous | Wet | R600a | MinimizeLCOE_Brownfield | IgnoreSilica | 2019 | 103.0628 | 13.2936 | 0.66096 | 4 | 12857.2483 | 17816.5766 | 262.1124 | 363.215 | 88.1011 | 0 | 170.0407 | 1970516.4982 | 115862.877 | 2768390.0108 | 3140634.1177 | 0 | 189805.9768 | 0 | 3192231.6974 | 8305532.0598 | 5668696.2924 | 25351669.5299 | 961560.8286 | 7679370.0231 | 7679370.0231 | 1478867.319 | 3953469.0791 | 0 | 33992600.3817 | 47104306.803 | 4216965.0343 | 2.6438 | 12857.2483 | 17816.5766 | 262.1124 | 363.215
1 | 2500 | 707 | 0.03 | 15 | 15 | 7 | 5.6234e-09 | 5spot_SharedNeighbor | Water | Porous | Wet | R600a | MinimizeLCOE_Brownfield | IgnoreSilica | 2019 | 103.4797 | 13.3463 | 0.66474 | 4 | 12813.4529 | 17744.6042 | 261.2196 | 361.7478 | 88.0974 | 0 | 165.7373 | 1975962.871 | 116178.2013 | 2777181.2092 | 3153118.8144 | 0 | 187883.1247 | 0 | 3202026.446 | 8331015.9866 | 5686089.5961 | 25429456.2494 | 961560.8286 | 7679370.0231 | 7679370.0231 | 1478867.319 | 3953469.0791 | 0 | 34070387.1012 | 47182093.5225 | 5623413.2519 | 2.659 | 12813.4529 | 17744.6042 | 261.2196 | 361.7478
1 | 2500 | 707 | 0.03 | 15 | 15 | 7 | 7.4989e-09 | 5spot_SharedNeighbor | Water | Porous | Wet | R600a | MinimizeLCOE_Brownfield | IgnoreSilica | 2019 | 103.7841 | 13.3848 | 0.66755 | 4 | 12780.6125 | 17691.0003 | 260.5501 | 360.655 | 88.0947 | 0 | 120.8268 | 1979932.5133 | 116407.9928 | 2783592.0565 | 3162230.6628 | 0 | 186362.6312 | 0 | 3209125.084 | 8349485.1866 | 5698695.2046 | 25485831.3319 | 961560.8286 | 7679370.0231 | 7679370.0231 | 1478867.319 | 3953469.0791 | 0 | 34126762.1836 | 47238468.6049 | 7498942.0933 | 2.6702 | 12780.6125 | 17691.0003 | 260.5501 | 360.655
1 | 2500 | 707 | 0.03 | 15 | 15 | 7 | 1e-08 | 5spot_SharedNeighbor | Water | Porous | Wet | R600a | MinimizeLCOE_Brownfield | IgnoreSilica | 2019 | 104.0346 | 13.4165 | 0.66976 | 4 | 12755.9863 | 17650.1725 | 260.048 | 359.8226 | 88.0924 | 0 | 168.1325 | 1983196.1256 | 116596.8922 | 2788864.7338 | 3169729.5599 | 0 | 185312.7005 | 0 | 3215043.0047 | 8364882.4022 | 5709204.1207 | 25532829.5396 | 961560.8286 | 7679370.0231 | 7679370.0231 | 1478867.319 | 3953469.0791 | 0 | 34173760.3914 | 47285466.8127 | 10000000 | 2.679 | 12755.9863 | 17650.1725 | 260.048 | 359.8226
1 | 2600 | 707 | 0.03 | 15 | 15 | 7 | 1e-13 | 5spot_SharedNeighbor | Water | Porous | Wet | R600a | MinimizeLCOE_Brownfield | IgnoreSilica | 2019 | 0 | 0 | 0 | 0 |  |  |  |  | 15 |  | 20.8742 | [19 empty] | 100 | 0
1 | 2600 | 707 | 0.03 | 15 | 15 | 7 | 1.3335e-13 | 5spot_SharedNeighbor | Water | Porous | Wet | R600a | MinimizeLCOE_Brownfield | IgnoreSilica | 2019 | 0 | 0 | 0 | 0 |  |  |  |  | 15 |  | 23.9246 | [19 empty] | 133.3521 | 0
1 | 2600 | 707 | 0.03 | 15 | 15 | 7 | 1.7783e-13 | 5spot_SharedNeighbor | Water | Porous | Wet | R600a | MinimizeLCOE_Brownfield | IgnoreSilica | 2019 | 0 | 0 | 0 | 0 |  |  |  |  | 15 |  | 24.0015 | [19 empty] | 177.8279 | 0
1 | 2600 | 707 | 0.03 | 15 | 15 | 7 | 2.3714e-13 | 5spot_SharedNeighbor | Water | Porous | Wet | R600a | MinimizeLCOE_Brownfield | IgnoreSilica | 2019 | 0 | 0 | 0 | 0 |  |  |  |  | 15 |  | 25.2604 | [19 empty] | 237.1374 | 0
1 | 2600 | 707 | 0.03 | 15 | 15 | 7 | 3.1623e-13 | 5spot_SharedNeighbor | Water | Porous | Wet | R600a | MinimizeLCOE_Brownfield | IgnoreSilica | 2019 | 0 | 0 | 0 | 0 |  |  |  |  | 15 |  | 25.0651 | [19 empty] | 316.2278 | 0
1 | 2600 | 707 | 0.03 | 15 | 15 | 7 | 4.217e-13 | 5spot_SharedNeighbor | Water | Porous | Wet | R600a | MinimizeLCOE_Brownfield | IgnoreSilica | 2019 | 0 | 0 | 0 | 0 |  |  |  |  | 15 |  | 24.3986 | [19 empty] | 421.6965 | 0
1 | 2600 | 707 | 0.03 | 15 | 15 | 7 | 5.6234e-13 | 5spot_SharedNeighbor | Water | Porous | Wet | R600a | MinimizeLCOE_Brownfield | IgnoreSilica | 2019 | 0 | 0 | 0 | 0 |  |  |  |  | 15 |  | 27.215 | [19 empty] | 562.3413 | 0
1 | 2600 | 707 | 0.03 | 15 | 15 | 7 | 7.4989e-13 | 5spot_SharedNeighbor | Water | Porous | Wet | R600a | MinimizeLCOE_Brownfield | IgnoreSilica | 2019 | 0 | 0 | 0 | 0 |  |  |  |  | 15 |  | 28.6456 | [19 empty] | 749.8942 | 0
1 | 2600 | 707 | 0.03 | 15 | 15 | 7 | 1e-12 | 5spot_SharedNeighbor | Water | Porous | Wet | R600a | MinimizeLCOE_Brownfield | IgnoreSilica | 2019 | 1.6 | 0.17063 | 9.0947e-05 | 4 | 27307980.5422 | 64707036.078 | 556710.1201 | 1319140.4532 | 79.3919 | 0 | 32.5695 | 87071.1726 | 4825.7687 | 85495.7578 | 68772.5963 | 0 | 57587.391 | 0 | 118463.5477 | 308217.8509 | 210365.0165 | 940799.1014 | 961560.8286 | 8031996.805 | 8031996.805 | 1478867.319 | 4094519.7919 | 0 | 9934356.735 | 23539740.6509 | 1000 | 0.00036379 | 27307980.5422 | 64707036.078 | 556710.1201 | 1319140.4532
1 | 2600 | 707 | 0.03 | 15 | 15 | 7 | 1.3335e-12 | 5spot_SharedNeighbor | Water | Porous | Wet | R600a | MinimizeLCOE_Brownfield | IgnoreSilica | 2019 | 1.5542 | 0.16455 | 0.002216 | 4 | 1114837.9309 | 2649727.0899 | 22727.4792 | 54018.2707 | 79.079 | 0 | 272.3702 | 84649.6728 | 4681.4218 | 83069.5974 | 67363.2099 | 0 | 47089.458 | 0 | 111872.8104 | 291070.1044 | 198661.3271 | 888457.6019 | 961560.8286 | 8031996.805 | 8031996.805 | 1478867.319 | 4094519.7919 | 0 | 9882015.2356 | 23487399.1515 | 1333.5214 | 0.0088641 | 1114837.9309 | 2649727.0899 | 22727.4792 | 54018.2707
1 | 2600 | 707 | 0.03 | 15 | 15 | 7 | 1.7783e-12 | 5spot_SharedNeighbor | Water | Porous | Wet | R600a | MinimizeLCOE_Brownfield | IgnoreSilica | 2019 | 2.1376 | 0.24287 | 0.0044074 | 4 | 576096.3722 | 1347836.6587 | 11744.5038 | 27477.4734 | 82.171 | 0 | 396.1342 | 114169.625 | 6450.1843 | 113142.1154 | 85417.3443 | 0 | 56225.8323 | 0 | 146407.9895 | 380923.5563 | 259988.1543 | 1162724.8014 | 961560.8286 | 8031996.805 | 8031996.805 | 1478867.319 | 4094519.7919 | 0 | 10156282.435 | 23761666.3509 | 1778.2794 | 0.017629 | 576096.3722 | 1347836.6587 | 11744.5038 | 27477.4734
1 | 2600 | 707 | 0.03 | 15 | 15 | 7 | 2.3714e-12 | 5spot_SharedNeighbor | Water | Porous | Wet | R600a | MinimizeLCOE_Brownfield | IgnoreSilica | 2019 | 2.9009 | 0.34661 | 0.0075185 | 4 | 348849.6806 | 801247.1941 | 7111.7726 | 16334.5078 | 84.461 | 0 | 82.6065 | 149173.7047 | 8562.6962 | 150110.8081 | 109133.2161 | 0 | 66587.6899 | 0 | 188591.5648 | 490676.5663 | 334896.8389 | 1497733.085 | 961560.8286 | 8031996.805 | 8031996.805 | 1478867.319 | 4094519.7919 | 0 | 10491290.7186 | 24096674.6345 | 2371.3737 | 0.030074 | 348849.6806 | 801247.1941 | 7111.7726 | 16334.5078
1 | 2600 | 707 | 0.03 | 15 | 15 | 7 | 3.1623e-12 | 5spot_SharedNeighbor | Water | Porous | Wet | R600a | MinimizeLCOE_Brownfield | IgnoreSilica | 2019 | 3.8996 | 0.48313 | 0.011787 | 4 | 231200.1941 | 519770.2323 | 4713.3287 | 10596.2192 | 86.169 | 0 | 95.689 | 190638.0176 | 11072.3193 | 195531.9795 | 139996.1714 | 0 | 78460.525 | 0 | 240122.615 | 624749.7882 | 426404.5678 | 1906975.9838 | 961560.8286 | 8031996.805 | 8031996.805 | 1478867.319 | 4094519.7919 | 0 | 10900533.6174 | 24505917.5333 | 3162.2777 | 0.047148 | 231200.1941 | 519770.2323 | 4713.3287 | 10596.2192
1 | 2600 | 707 | 0.03 | 15 | 15 | 7 | 4.217e-12 | 5spot_SharedNeighbor | Water | Porous | Wet | R600a | MinimizeLCOE_Brownfield | IgnoreSilica | 2019 | 5.1272 | 0.65167 | 0.01755 | 4 | 161992.7503 | 355798.7712 | 3302.4413 | 7253.4392 | 87.3884 | 0 | 99.3089 | 237189.2124 | 13894.9497 | 248183.5303 | 178202.2053 | 0 | 90469.0442 | 0 | 299496.1873 | 779227.6443 | 531838.8788 | 2378501.6523 | 961560.8286 | 8031996.805 | 8031996.805 | 1478867.319 | 4094519.7919 | 0 | 11372059.286 | 24977443.2019 | 4216.965 | 0.070201 | 161992.7503 | 355798.7712 | 3302.4413 | 7253.4392
1 | 2600 | 707 | 0.03 | 15 | 15 | 7 | 5.6234e-12 | 5spot_SharedNeighbor | Water | Porous | Wet | R600a | MinimizeLCOE_Brownfield | IgnoreSilica | 2019 | 6.6936 | 0.86687 | 0.025196 | 4 | 118461.5096 | 253456.6972 | 2414.9981 | 5167.0576 | 88.2946 | 0 | 97.1217 | 291499.9093 | 17186.1041 | 311608.385 | 226900.0551 | 0 | 103806.9578 | 0 | 370890.5505 | 964981.1322 | 658619.4511 | 2945492.5451 | 961560.8286 | 8031996.805 | 8031996.805 | 1478867.319 | 4094519.7919 | 0 | 11939050.1787 | 25544434.0946 | 5623.4133 | 0.10078 | 118461.5096 | 253456.6972 | 2414.9981 | 5167.0576
1 | 2600 | 707 | 0.03 | 15 | 15 | 7 | 7.4989e-12 | 5spot_SharedNeighbor | Water | Porous | Wet | R600a | MinimizeLCOE_Brownfield | IgnoreSilica | 2019 | 9.2197 | 1.2153 | 0.035865 | 4 | 89366.3068 | 184205.071 | 1821.853 | 3755.2695 | 89.145 | 0 | 100.4978 | 371554.3788 | 22038.3288 | 408035.5402 | 305920.871 | 0 | 127983.6183 | 0 | 481857.7675 | 1253695.0684 | 855672.6451 | 3826758.2181 | 961560.8286 | 8031996.805 | 8031996.805 | 1478867.319 | 4094519.7919 | 0 | 12820315.8518 | 26425699.7677 | 7498.9421 | 0.14346 | 89366.3068 | 184205.071 | 1821.853 | 3755.2695
1 | 2600 | 707 | 0.03 | 15 | 15 | 7 | 1e-11 | 5spot_SharedNeighbor | Water | Porous | Wet | R600a | MinimizeLCOE_Brownfield | IgnoreSilica | 2019 | 11.3346 | 1.5076 | 0.048991 | 4 | 68854.6053 | 138282.3193 | 1403.6943 | 2819.0721 | 89.5842 | 0 | 99.103 | 433432.9466 | 25785.8386 | 484651.9548 | 372037.5582 | 0 | 136835.8925 | 0 | 566570.2344 | 1474099.5303 | 1006103.2192 | 4499517.1746 | 961560.8286 | 8031996.805 | 8031996.805 | 1478867.319 | 4094519.7919 | 0 | 13493074.8082 | 27098458.7241 | 10000 | 0.19596 | 68854.6053 | 138282.3193 | 1403.6943 | 2819.0721
1 | 2600 | 707 | 0.03 | 15 | 15 | 7 | 1.3335e-11 | 5spot_SharedNeighbor | Water | Porous | Wet | R600a | MinimizeLCOE_Brownfield | IgnoreSilica | 2019 | 14.5593 | 1.9528 | 0.066536 | 4 | 54461.3069 | 105581.7418 | 1110.2674 | 2152.4266 | 89.9956 | 0 | 103.85 | 521084.4208 | 31084.9127 | 595936.2049 | 472802.4666 | 0 | 155174.6818 | 0 | 692672.2479 | 1802191.1024 | 1230032.4587 | 5500978.4958 | 961560.8286 | 8031996.805 | 8031996.805 | 1478867.319 | 4094519.7919 | 0 | 14494536.1295 | 28099920.0454 | 13335.2143 | 0.26614 | 54461.3069 | 105581.7418 | 1110.2674 | 2152.4266
1 | 2600 | 707 | 0.03 | 15 | 15 | 7 | 1.7783e-11 | 5spot_SharedNeighbor | Water | Porous | Wet | R600a | MinimizeLCOE_Brownfield | IgnoreSilica | 2019 | 18.5546 | 2.5044 | 0.08914 | 4 | 43968.4901 | 82125.8167 | 896.3571 | 1674.2459 | 90.3094 | 0 | 98.9201 | 621723.8316 | 37159.6221 | 726995.7348 | 597491.3134 | 0 | 174623.8817 | 0 | 841617.8096 | 2189716.901 | 1494526.7791 | 6683855.8734 | 961560.8286 | 8031996.805 | 8031996.805 | 1478867.319 | 4094519.7919 | 0 | 15677413.507 | 29282797.4229 | 17782.7941 | 0.35656 | 43968.4901 | 82125.8167 | 896.3571 | 1674.2459
1 | 2600 | 707 | 0.03 | 15 | 15 | 7 | 2.3714e-11 | 5spot_SharedNeighbor | Water | Porous | Wet | R600a | MinimizeLCOE_Brownfield | IgnoreSilica | 2019 | 23.4781 | 3.1843 | 0.11798 | 4 | 36175.5946 | 65004.6091 | 737.4884 | 1325.2069 | 90.5512 | 0 | 107.3876 | 737062.2888 | 44110.1913 | 880845.3268 | 751157.6076 | 0 | 195240.3439 | 0 | 1017282.1457 | 2646759.47 | 1806467.7237 | 8078925.0977 | 961560.8286 | 8031996.805 | 8031996.805 | 1478867.319 | 4094519.7919 | 0 | 17072482.7314 | 30677866.6473 | 23713.7371 | 0.47193 | 36175.5946 | 65004.6091 | 737.4884 | 1325.2069
1 | 2600 | 707 | 0.03 | 15 | 15 | 7 | 3.1623e-11 | 5spot_SharedNeighbor | Water | Porous | Wet | R600a | MinimizeLCOE_Brownfield | IgnoreSilica | 2019 | 29.3977 | 4.002 | 0.15409 | 4 | 30308.1301 | 52381.6587 | 617.8722 | 1067.871 | 90.7364 | 0 | 128.3621 | 866466.7024 | 51895.1623 | 1057409.7518 | 935931.2556 | 0 | 216022.5823 | 0 | 1219812.9272 | 3173703.0186 | 2166117.5233 | 9687358.9235 | 961560.8286 | 8031996.805 | 8031996.805 | 1478867.319 | 4094519.7919 | 0 | 18680916.5571 | 32286300.473 | 31622.7766 | 0.61637 | 30308.1301 | 52381.6587 | 617.8722 | 1067.871
1 | 2600 | 707 | 0.03 | 15 | 15 | 7 | 4.217e-11 | 5spot_SharedNeighbor | Water | Porous | Wet | R600a | MinimizeLCOE_Brownfield | IgnoreSilica | 2019 | 36.3498 | 4.9624 | 0.19826 | 4 | 25846.1123 | 43001.8128 | 526.908 | 876.6501 | 90.8785 | 0 | 106.2431 | 1008850.0165 | 60446.181 | 1255830.1899 | 1152948.1128 | 0 | 236114.5956 | 0 | 1448533.7474 | 3768787.6757 | 2572275.0295 | 11503785.5485 | 961560.8286 | 8031996.805 | 8031996.805 | 1478867.319 | 4094519.7919 | 0 | 20497343.1821 | 34102727.098 | 42169.6503 | 0.79305 | 25846.1123 | 43001.8128 | 526.908 | 876.6501
1 | 2600 | 707 | 0.03 | 15 | 15 | 7 | 5.6234e-11 | 5spot_SharedNeighbor | Water | Porous | Wet | R600a | MinimizeLCOE_Brownfield | IgnoreSilica | 2019 | 44.2233 | 6.0502 | 0.25053 | 4 | 22432.7757 | 36009.3235 | 457.3225 | 734.0988 | 90.9859 | 0 | 135.7211 | 1160615.2651 | 69544.6506 | 1471490.0248 | 1398733.7477 | 0 | 254075.5526 | 0 | 1698239.1039 | 4418469.7916 | 3015696.4233 | 13486864.5596 | 961560.8286 | 8031996.805 | 8031996.805 | 1478867.319 | 4094519.7919 | 0 | 22480422.1933 | 36085806.1092 | 56234.1325 | 1.0021 | 22432.7757 | 36009.3235 | 457.3225 | 734.0988
1 | 2600 | 707 | 0.03 | 15 | 15 | 7 | 7.4989e-11 | 5spot_SharedNeighbor | Water | Porous | Wet | R600a | MinimizeLCOE_Brownfield | IgnoreSilica | 2019 | 52.7151 | 7.2229 | 0.30965 | 4 | 19818.378 | 30803.0185 | 404.0244 | 627.9612 | 91.0619 | 0 | 145.6298 | 1315433.9743 | 78808.717 | 1695450.2329 | 1663768.9075 | 0 | 268128.7127 | 0 | 1958420.3123 | 5095407.9255 | 3477720.6093 | 15553139.3916 | 961560.8286 | 8031996.805 | 8031996.805 | 1478867.319 | 4094519.7919 | 0 | 24546697.0252 | 38152080.9411 | 74989.4209 | 1.2386 | 19818.378 | 30803.0185 | 404.0244 | 627.9612
1 | 2600 | 707 | 0.03 | 15 | 15 | 7 | 1e-10 | 5spot_SharedNeighbor | Water | Porous | Wet | R600a | MinimizeLCOE_Brownfield | IgnoreSilica | 2019 | 61.2996 | 8.4067 | 0.37269 | 4 | 17821.7278 | 26948.3073 | 363.32 | 549.3777 | 91.1068 | 0 | 151.1192 | 1464267.0898 | 87695.8706 | 1914253.6614 | 1931528.2875 | 0 | 276332.5864 | 0 | 2212890.2234 | 5757486.435 | 3929602.7964 | 17574056.9507 | 961560.8286 | 8031996.805 | 8031996.805 | 1478867.319 | 4094519.7919 | 0 | 26567614.5843 | 40172998.5002 | 100000 | 1.4907 | 17821.7278 | 26948.3073 | 363.32 | 549.3777
1 | 2600 | 707 | 0.03 | 15 | 15 | 7 | 1.3335e-10 | 5spot_SharedNeighbor | Water | Porous | Wet | R600a | MinimizeLCOE_Brownfield | IgnoreSilica | 2019 | 69.8233 | 9.5789 | 0.43797 | 4 | 16277.2898 | 24043.4791 | 331.8346 | 490.1588 | 91.1238 | 0 | 165.0758 | 1605493.1709 | 96108.6732 | 2124933.1088 | 2197074.8068 | 0 | 279458.4261 | 0 | 2458196.5925 | 6395723.2881 | 4365212.5631 | 19522200.6295 | 961560.8286 | 8031996.805 | 8031996.805 | 1478867.319 | 4094519.7919 | 0 | 28515758.2631 | 42121142.179 | 133352.1432 | 1.7519 | 16277.2898 | 24043.4791 | 331.8346 | 490.1588
1 | 2600 | 707 | 0.03 | 15 | 15 | 7 | 1.7783e-10 | 5spot_SharedNeighbor | Water | Porous | Wet | R600a | MinimizeLCOE_Brownfield | IgnoreSilica | 2019 | 77.2117 | 10.5913 | 0.49796 | 4 | 15138.8124 | 21969.4146 | 308.6252 | 447.8762 | 91.1181 | 0 | 147.5732 | 1723203.8247 | 103103.0792 | 2302786.776 | 2426894.1906 | 0 | 275984.4126 | 0 | 2664469.1904 | 6932402.2757 | 4731506.9998 | 21160350.7491 | 961560.8286 | 8031996.805 | 8031996.805 | 1478867.319 | 4094519.7919 | 0 | 30153908.3827 | 43759292.2986 | 177827.941 | 1.9918 | 15138.8124 | 21969.4146 | 308.6252 | 447.8762
1 | 2600 | 707 | 0.03 | 15 | 15 | 7 | 2.3714e-10 | 5spot_SharedNeighbor | Water | Porous | Wet | R600a | MinimizeLCOE_Brownfield | IgnoreSilica | 2019 | 83.5964 | 11.4627 | 0.55202 | 4 | 14281.2115 | 20442.7974 | 291.1418 | 416.7541 | 91.0988 | 0 | 168.6809 | 1821697.5201 | 108941.6265 | 2453186.0418 | 2625154.0162 | 0 | 268679.1127 | 0 | 2838286.7438 | 7384639.8946 | 5040168.4672 | 22540753.4229 | 961560.8286 | 8031996.805 | 8031996.805 | 1478867.319 | 4094519.7919 | 0 | 31534311.0565 | 45139694.9724 | 237137.3706 | 2.2081 | 14281.2115 | 20442.7974 | 291.1418 | 416.7541
1 | 2600 | 707 | 0.03 | 15 | 15 | 7 | 3.1623e-10 | 5spot_SharedNeighbor | Water | Porous | Wet | R600a | MinimizeLCOE_Brownfield | IgnoreSilica | 2019 | 88.9165 | 12.1859 | 0.59874 | 4 | 13636.6912 | 19317.5284 | 278.0024 | 393.8139 | 91.0732 | 0 | 168.689 | 1901627.2769 | 113669.4035 | 2576308.4784 | 2790077.916 | 0 | 259211.1002 | 0 | 2979948.7282 | 7753215.3194 | 5291728.7681 | 23665786.9907 | 961560.8286 | 8031996.805 | 8031996.805 | 1478867.319 | 4094519.7919 | 0 | 32659344.6243 | 46264728.5402 | 316227.766 | 2.395 | 13636.6912 | 19317.5284 | 278.0024 | 393.8139
1 | 2600 | 707 | 0.03 | 15 | 15 | 7 | 4.217e-10 | 5spot_SharedNeighbor | Water | Porous | Wet | R600a | MinimizeLCOE_Brownfield | IgnoreSilica | 2019 | 93.246 | 12.7725 | 0.63784 | 4 | 13152.9318 | 18485.5073 | 268.1403 | 376.8521 | 91.0464 | 0 | 162.8708 | 1965306.6685 | 117428.8483 | 2675094.0085 | 2924087.2678 | 0 | 249130.3657 | 0 | 3093108.392 | 8047633.5522 | 5492675.2617 | 24564464.3649 | 961560.8286 | 8031996.805 | 8031996.805 | 1478867.319 | 4094519.7919 | 0 | 33558021.9985 | 47163405.9144 | 421696.5034 | 2.5514 | 13152.9318 | 18485.5073 | 268.1403 | 376.8521
1 | 2600 | 707 | 0.03 | 15 | 15 | 7 | 5.6234e-10 | 5spot_SharedNeighbor | Water | Porous | Wet | R600a | MinimizeLCOE_Brownfield | IgnoreSilica | 2019 | 98.919 | 13.5379 | 0.67949 | 4 | 12793.4247 | 17799.1457 | 260.8113 | 362.8597 | 91.0035 | 0 | 130.5225 | 2046972.4788 | 122240.3345 | 2802694.0094 | 3099382.4458 | 0 | 251744.8564 | 0 | 3245983.3088 | 8445382.7267 | 5764147.2462 | 25778547.4066 | 961560.8286 | 8031996.805 | 8031996.805 | 1478867.319 | 4094519.7919 | 0 | 34772105.0403 | 48377488.9562 | 562341.3252 | 2.718 | 12793.4247 | 17799.1457 | 260.8113 | 362.8597
1 | 2600 | 707 | 0.03 | 15 | 15 | 7 | 7.4989e-10 | 5spot_SharedNeighbor | Water | Porous | Wet | R600a | MinimizeLCOE_Brownfield | IgnoreSilica | 2019 | 99.3381 | 13.5943 | 0.69489 | 4 | 12517.9296 | 17412.7362 | 255.1949 | 354.9822 | 90.9999 | 0 | 167.2493 | 2052923.0501 | 122590.3936 | 2812035.5393 | 3112316.2984 | 0 | 230326.2189 | 0 | 3248774.6851 | 8452645.3154 | 5769104.1123 | 25800715.6132 | 961560.8286 | 8031996.805 | 8031996.805 | 1478867.319 | 4094519.7919 | 0 | 34794273.2468 | 48399657.1627 | 749894.2093 | 2.7796 | 12517.9296 | 17412.7362 | 255.1949 | 354.9822
1 | 2600 | 707 | 0.03 | 15 | 15 | 7 | 1e-09 | 5spot_SharedNeighbor | Water | Porous | Wet | R600a | MinimizeLCOE_Brownfield | IgnoreSilica | 2019 | 101.4038 | 13.872 | 0.71476 | 4 | 12313.8671 | 17072.6019 | 251.0348 | 348.0481 | 90.9819 | 0 | 177.4944 | 2082122.3706 | 124307.5245 | 2857941.0491 | 3176049.0232 | 0 | 222627.8257 | 0 | 3300588.6393 | 8587454.5956 | 5861114.216 | 26212205.244 | 961560.8286 | 8031996.805 | 8031996.805 | 1478867.319 | 4094519.7919 | 0 | 35205762.8776 | 48811146.7935 | 1000000 | 2.859 | 12313.8671 | 17072.6019 | 251.0348 | 348.0481
1 | 2600 | 707 | 0.03 | 15 | 15 | 7 | 1.3335e-09 | 5spot_SharedNeighbor | Water | Porous | Wet | R600a | MinimizeLCOE_Brownfield | IgnoreSilica | 2019 | 102.9922 | 14.0853 | 0.7302 | 4 | 12160.8422 | 16818.9286 | 247.9152 | 342.8766 | 90.9673 | 0 | 153.1998 | 2104403.4847 | 125616.7668 | 2893060.9852 | 3225022.2986 | 0 | 216241.3496 | 0 | 3340094.5051 | 8690240.7547 | 5931267.8817 | 26525948.0264 | 961560.8286 | 8031996.805 | 8031996.805 | 1478867.319 | 4094519.7919 | 0 | 35519505.66 | 49124889.5759 | 1333521.4322 | 2.9208 | 12160.8422 | 16818.9286 | 247.9152 | 342.8766
1 | 2600 | 707 | 0.03 | 15 | 15 | 7 | 1.7783e-09 | 5spot_SharedNeighbor | Water | Porous | Wet | R600a | MinimizeLCOE_Brownfield | IgnoreSilica | 2019 | 104.2024 | 14.2475 | 0.74208 | 4 | 12046.0871 | 16629.595 | 245.5758 | 339.0168 | 90.9558 | 0 | 182.6728 | 2121278.8022 | 126607.7485 | 2919712.8525 | 3262311.2298 | 0 | 211053.1998 | 0 | 3369975.8948 | 8767986.0011 | 5984330.6099 | 26763256.3386 | 961560.8286 | 8031996.805 | 8031996.805 | 1478867.319 | 4094519.7919 | 0 | 35756813.9722 | 49362197.8881 | 1778279.41 | 2.9683 | 12046.0871 | 16629.595 | 245.5758 | 339.0168
1 | 2600 | 707 | 0.03 | 15 | 15 | 7 | 2.3714e-09 | 5spot_SharedNeighbor | Water | Porous | Wet | R600a | MinimizeLCOE_Brownfield | IgnoreSilica | 2019 | 105.1233 | 14.3708 | 0.75118 | 4 | 11960.0292 | 16488.0414 | 243.8214 | 336.131 | 90.9468 | 0 | 196.7575 | 2134064.0845 | 127358.1902 | 2939935.5251 | 3290676.3413 | 0 | 206935.3918 | 0 | 3392598.1178 | 8826844.385 | 6024502.6662 | 26942914.7018 | 961560.8286 | 8031996.805 | 8031996.805 | 1478867.319 | 4094519.7919 | 0 | 35936472.3355 | 49541856.2514 | 2371373.7057 | 3.0047 | 11960.0292 | 16488.0414 | 243.8214 | 336.131
1 | 2600 | 707 | 0.03 | 15 | 15 | 7 | 3.1623e-09 | 5spot_SharedNeighbor | Water | Porous | Wet | R600a | MinimizeLCOE_Brownfield | IgnoreSilica | 2019 | 105.8102 | 14.4628 | 0.75805 | 4 | 11895.4912 | 16382.4456 | 242.5057 | 333.9783 | 90.9399 | 0 | 161.6496 | 2143570.1329 | 127915.9524 | 2954988.432 | 3311830.0944 | 0 | 203652.5756 | 0 | 3409363.303 | 8870463.9579 | 6054273.9211 | 27076058.3692 | 961560.8286 | 8031996.805 | 8031996.805 | 1478867.319 | 4094519.7919 | 0 | 36069616.0028 | 49674999.9187 | 3162277.6602 | 3.0322 | 11895.4912 | 16382.4456 | 242.5057 | 333.9783
1 | 2600 | 707 | 0.03 | 15 | 15 | 7 | 4.217e-09 | 5spot_SharedNeighbor | Water | Porous | Wet | R600a | MinimizeLCOE_Brownfield | IgnoreSilica | 2019 | 106.3218 | 14.5312 | 0.76323 | 4 | 11847.0918 | 16303.6093 | 241.519 | 332.3711 | 90.9347 | 0 | 183.4279 | 2150631.1128 | 128330.1388 | 2966178.9938 | 3327578.2123 | 0 | 201069.1728 | 0 | 3421777.1759 | 8902762.3086 | 6076318.2091 | 27174645.3241 | 961560.8286 | 8031996.805 | 8031996.805 | 1478867.319 | 4094519.7919 | 0 | 36168202.9577 | 49773586.8736 | 4216965.0343 | 3.0529 | 11847.0918 | 16303.6093 | 241.519 | 332.3711
1 | 2600 | 707 | 0.03 | 15 | 15 | 7 | 5.6234e-09 | 5spot_SharedNeighbor | Water | Porous | Wet | R600a | MinimizeLCOE_Brownfield | IgnoreSilica | 2019 | 106.7265 | 14.5853 | 0.76723 | 4 | 11810.7954 | 16244.0486 | 240.779 | 331.1569 | 90.9306 | 0 | 154.0888 | 2156206.6634 | 128657.1248 | 2975021.041 | 3340034.6206 | 0 | 199183.6343 | 0 | 3431650.2028 | 8928449.8994 | 6093850.5176 | 27253053.7039 | 961560.8286 | 8031996.805 | 8031996.805 | 1478867.319 | 4094519.7919 | 0 | 36246611.3375 | 49851995.2534 | 5623413.2519 | 3.0689 | 11810.7954 | 16244.0486 | 240.779 | 331.1569
1 | 2600 | 707 | 0.03 | 15 | 15 | 7 | 7.4989e-09 | 5spot_SharedNeighbor | Water | Porous | Wet | R600a | MinimizeLCOE_Brownfield | IgnoreSilica | 2019 | 107.0166 | 14.6241 | 0.77019 | 4 | 11783.5756 | 16199.8334 | 240.2241 | 330.2555 | 90.9276 | 0 | 172.0925 | 2160196.7951 | 128891.0941 | 2981351.9458 | 3348960.6514 | 0 | 197664.6903 | 0 | 3438655.4189 | 8946676.0348 | 6106290.2295 | 27308686.8599 | 961560.8286 | 8031996.805 | 8031996.805 | 1478867.319 | 4094519.7919 | 0 | 36302244.4935 | 49907628.4094 | 7498942.0933 | 3.0807 | 11783.5756 | 16199.8334 | 240.2241 | 330.2555
1 | 2600 | 707 | 0.03 | 15 | 15 | 7 | 1e-08 | 5spot_SharedNeighbor | Water | Porous | Wet | R600a | MinimizeLCOE_Brownfield | IgnoreSilica | 2019 | 107.2381 | 14.6537 | 0.77243 | 4 | 11763.1629 | 16166.6108 | 239.808 | 329.5782 | 90.9253 | 0 | 174.9972 | 2163240.936 | 129069.5726 | 2986183.6329 | 3355776.9609 | 0 | 196527.2245 | 0 | 3444011.3475 | 8960611.0623 | 6115801.1721 | 27351221.9088 | 961560.8286 | 8031996.805 | 8031996.805 | 1478867.319 | 4094519.7919 | 0 | 36344779.5424 | 49950163.4583 | 10000000 | 3.0897 | 11763.1629 | 16166.6108 | 239.808 | 329.5782
1 | 2700 | 707 | 0.03 | 15 | 15 | 7 | 1e-13 | 5spot_SharedNeighbor | Water | Porous | Wet | R600a | MinimizeLCOE_Brownfield | IgnoreSilica | 2019 | 0 | 0 | 0 | 0 |  |  |  |  | 15 |  | 22.1172 | [19 empty] | 100 | 0
1 | 2700 | 707 | 0.03 | 15 | 15 | 7 | 1.3335e-13 | 5spot_SharedNeighbor | Water | Porous | Wet | R600a | MinimizeLCOE_Brownfield | IgnoreSilica | 2019 | 0 | 0 | 0 | 0 |  |  |  |  | 15 |  | 24.1176 | [19 empty] | 133.3521 | 0
1 | 2700 | 707 | 0.03 | 15 | 15 | 7 | 1.7783e-13 | 5spot_SharedNeighbor | Water | Porous | Wet | R600a | MinimizeLCOE_Brownfield | IgnoreSilica | 2019 | 0 | 0 | 0 | 0 |  |  |  |  | 15 |  | 25.8819 | [19 empty] | 177.8279 | 0
1 | 2700 | 707 | 0.03 | 15 | 15 | 7 | 2.3714e-13 | 5spot_SharedNeighbor | Water | Porous | Wet | R600a | MinimizeLCOE_Brownfield | IgnoreSilica | 2019 | 0 | 0 | 0 | 0 |  |  |  |  | 15 |  | 25.1237 | [19 empty] | 237.1374 | 0
1 | 2700 | 707 | 0.03 | 15 | 15 | 7 | 3.1623e-13 | 5spot_SharedNeighbor | Water | Porous | Wet | R600a | MinimizeLCOE_Brownfield | IgnoreSilica | 2019 | 0 | 0 | 0 | 0 |  |  |  |  | 15 |  | 25.0362 | [19 empty] | 316.2278 | 0
1 | 2700 | 707 | 0.03 | 15 | 15 | 7 | 4.217e-13 | 5spot_SharedNeighbor | Water | Porous | Wet | R600a | MinimizeLCOE_Brownfield | IgnoreSilica | 2019 | 0 | 0 | 0 | 0 |  |  |  |  | 15 |  | 26.1528 | [19 empty] | 421.6965 | 0
1 | 2700 | 707 | 0.03 | 15 | 15 | 7 | 5.6234e-13 | 5spot_SharedNeighbor | Water | Porous | Wet | R600a | MinimizeLCOE_Brownfield | IgnoreSilica | 2019 | 0 | 0 | 0 | 0 |  |  |  |  | 15 |  | 27.8726 | [19 empty] | 562.3413 | 0
1 | 2700 | 707 | 0.03 | 15 | 15 | 7 | 7.4989e-13 | 5spot_SharedNeighbor | Water | Porous | Wet | R600a | MinimizeLCOE_Brownfield | IgnoreSilica | 2019 | 0 | 0 | 0 | 0 |  |  |  |  | 15 |  | 28.2834 | [19 empty] | 749.8942 | 0
1 | 2700 | 707 | 0.03 | 15 | 15 | 7 | 1e-12 | 5spot_SharedNeighbor | Water | Porous | Wet | R600a | MinimizeLCOE_Brownfield | IgnoreSilica | 2019 | 1.243 | 0.12909 | 0.0013981 | 4 | 1807804.7193 | 4330355.9588 | 36854.5444 | 88280.1635 | 78.2318 | 0 | 207.792 | 71031.8205 | 3898.9859 | 68454.3464 | 58512.1255 | 0 | 42845.3847 | 0 | 95449.6386 | 248340.3803 | 169497.4124 | 758030.0944 | 961560.8286 | 8390483.6777 | 8390483.6777 | 1478867.319 | 4237914.541 | 0 | 10110074.6008 | 24217340.1385 | 1000 | 0.0055925 | 1807804.7193 | 4330355.9588 | 36854.5444 | 88280.1635
1 | 2700 | 707 | 0.03 | 15 | 15 | 7 | 1.3335e-12 | 5spot_SharedNeighbor | Water | Porous | Wet | R600a | MinimizeLCOE_Brownfield | IgnoreSilica | 2019 | 1.7875 | 0.20515 | 0.0033354 | 4 | 778907.5962 | 1836295.4828 | 15879.0849 | 37435.3672 | 82.6288 | 0 | 322.6251 | 102060.2175 | 5770.3518 | 98816.63 | 75553.1745 | 0 | 53530.3856 | 0 | 130934.9961 | 340666.0015 | 232511.546 | 1039843.303 | 961560.8286 | 8390483.6777 | 8390483.6777 | 1478867.319 | 4237914.541 | 0 | 10391887.8094 | 24499153.3471 | 1333.5214 | 0.013342 | 778907.5962 | 1836295.4828 | 15879.0849 | 37435.3672
1 | 2700 | 707 | 0.03 | 15 | 15 | 7 | 1.7783e-12 | 5spot_SharedNeighbor | Water | Porous | Wet | R600a | MinimizeLCOE_Brownfield | IgnoreSilica | 2019 | 2.4682 | 0.3022 | 0.0061824 | 4 | 433403.4876 | 1003863.61 | 8835.5163 | 20465.1175 | 85.615 | 0 | 460.3982 | 137091.8084 | 7908.8649 | 134398.3903 | 97070.8387 | 0 | 64521.3345 | 0 | 171986.5823 | 447473.8079 | 305410.0686 | 1365861.6956 | 961560.8286 | 8390483.6777 | 8390483.6777 | 1478867.319 | 4237914.541 | 0 | 10717906.202 | 24825171.7397 | 1778.2794 | 0.02473 | 433403.4876 | 1003863.61 | 8835.5163 | 20465.1175
1 | 2700 | 707 | 0.03 | 15 | 15 | 7 | 2.3714e-12 | 5spot_SharedNeighbor | Water | Porous | Wet | R600a | MinimizeLCOE_Brownfield | IgnoreSilica | 2019 | 3.3271 | 0.42598 | 0.010171 | 4 | 272865.6211 | 619629.052 | 5562.7348 | 12631.9763 | 87.7426 | 0 | 87.2529 | 177167.3276 | 10369.8019 | 176582.5009 | 124374.5615 | 0 | 76154.4746 | 0 | 220212.9799 | 572949.0019 | 391049.4667 | 1748860.1152 | 961560.8286 | 8390483.6777 | 8390483.6777 | 1478867.319 | 4237914.541 | 0 | 11100904.6215 | 25208170.1592 | 2371.3737 | 0.040683 | 272865.6211 | 619629.052 | 5562.7348 | 12631.9763
1 | 2700 | 707 | 0.03 | 15 | 15 | 7 | 3.1623e-12 | 5spot_SharedNeighbor | Water | Porous | Wet | R600a | MinimizeLCOE_Brownfield | IgnoreSilica | 2019 | 4.4332 | 0.58648 | 0.015642 | 4 | 184826.0334 | 410298.7406 | 3767.9287 | 8364.4948 | 89.3213 | 0 | 95.5914 | 224201.907 | 13266.6396 | 227771.7388 | 159829.9652 | 0 | 89130.2036 | 0 | 278538.1771 | 724699.2009 | 494622.0957 | 2212059.9278 | 961560.8286 | 8390483.6777 | 8390483.6777 | 1478867.319 | 4237914.541 | 0 | 11564104.4342 | 25671369.9719 | 3162.2777 | 0.062568 | 184826.0334 | 410298.7406 | 3767.9287 | 8364.4948
1 | 2700 | 707 | 0.03 | 15 | 15 | 7 | 4.217e-12 | 5spot_SharedNeighbor | Water | Porous | Wet | R600a | MinimizeLCOE_Brownfield | IgnoreSilica | 2019 | 5.8091 | 0.78658 | 0.022951 | 4 | 131846.0556 | 285515.7204 | 2687.8602 | 5820.6241 | 90.4679 | 0 | 111.9935 | 277588.8766 | 16555.7175 | 287811.4613 | 203848.1927 | 0 | 102646.8199 | 0 | 346495.9165 | 901511.2988 | 615299.9856 | 2751758.269 | 961560.8286 | 8390483.6777 | 8390483.6777 | 1478867.319 | 4237914.541 | 0 | 12103802.7754 | 26211068.3131 | 4216.965 | 0.091803 | 131846.0556 | 285515.7204 | 2687.8602 | 5820.6241
1 | 2700 | 707 | 0.03 | 15 | 15 | 7 | 5.6234e-12 | 5spot_SharedNeighbor | Water | Porous | Wet | R600a | MinimizeLCOE_Brownfield | IgnoreSilica | 2019 | 7.483 | 1.0295 | 0.032472 | 4 | 97928.0718 | 206539.3367 | 1996.3962 | 4210.5837 | 91.2686 | 0 | 113.2786 | 336982.6119 | 20209.1671 | 356744.0193 | 257247.7 | 0 | 116104.2322 | 0 | 424042.2149 | 1103270.8601 | 753005.0319 | 3367605.8373 | 961560.8286 | 8390483.6777 | 8390483.6777 | 1478867.319 | 4237914.541 | 0 | 12719650.3437 | 26826915.8814 | 5623.4133 | 0.12989 | 97928.0718 | 206539.3367 | 1996.3962 | 4210.5837
1 | 2700 | 707 | 0.03 | 15 | 15 | 7 | 7.4989e-12 | 5spot_SharedNeighbor | Water | Porous | Wet | R600a | MinimizeLCOE_Brownfield | IgnoreSilica | 2019 | 9.8823 | 1.3807 | 0.045639 | 4 | 74337.2862 | 151613.6096 | 1515.4661 | 3090.8485 | 92.0446 | 0 | 133.3286 | 416089.2599 | 25081.8945 | 450892.3003 | 334102.5849 | 0 | 135905.7715 | 0 | 531208.0063 | 1382094.2667 | 943307.7363 | 4218681.8205 | 961560.8286 | 8390483.6777 | 8390483.6777 | 1478867.319 | 4237914.541 | 0 | 13570726.3268 | 27677991.8645 | 7498.9421 | 0.18256 | 74337.2862 | 151613.6096 | 1515.4661 | 3090.8485
1 | 2700 | 707 | 0.03 | 15 | 15 | 7 | 1e-11 | 5spot_SharedNeighbor | Water | Porous | Wet | R600a | MinimizeLCOE_Brownfield | IgnoreSilica | 2019 | 12.7398 | 1.7983 | 0.062572 | 4 | 58034.9242 | 114398.6781 | 1183.1204 | 2332.1718 | 92.5563 | 0 | 110.1723 | 502489.7099 | 30393.247 | 556799.7823 | 425936.2785 | 0 | 154731.0295 | 0 | 651436.5184 | 1694904.1929 | 1156806.9384 | 5173497.6969 | 961560.8286 | 8390483.6777 | 8390483.6777 | 1478867.319 | 4237914.541 | 0 | 14525542.2033 | 28632807.741 | 10000 | 0.25029 | 58034.9242 | 114398.6781 | 1183.1204 | 2332.1718
1 | 2700 | 707 | 0.03 | 15 | 15 | 7 | 1.3335e-11 | 5spot_SharedNeighbor | Water | Porous | Wet | R600a | MinimizeLCOE_Brownfield | IgnoreSilica | 2019 | 16.3233 | 2.3221 | 0.084579 | 4 | 46306.0339 | 88004.5067 | 944.0111 | 1794.0909 | 92.9481 | 0 | 122.7221 | 602756.3201 | 36547.3161 | 682956.6481 | 541123.7053 | 0 | 175206.9887 | 0 | 795050.4816 | 2068558.2658 | 1411833.5211 | 6314033.2469 | 961560.8286 | 8390483.6777 | 8390483.6777 | 1478867.319 | 4237914.541 | 0 | 15666077.7533 | 29773343.291 | 13335.2143 | 0.33832 | 46306.0339 | 88004.5067 | 944.0111 | 1794.0909
1 | 2700 | 707 | 0.03 | 15 | 15 | 7 | 1.7783e-11 | 5spot_SharedNeighbor | Water | Porous | Wet | R600a | MinimizeLCOE_Brownfield | IgnoreSilica | 2019 | 20.7324 | 2.9665 | 0.11277 | 4 | 37696.4815 | 68971.9112 | 768.4938 | 1406.0857 | 93.2467 | 0 | 114.2119 | 717183.7387 | 43557.1884 | 830583.3947 | 682490.1673 | 0 | 196611.4494 | 0 | 963466.116 | 2506741.1998 | 1710902.3772 | 7651535.6315 | 961560.8286 | 8390483.6777 | 8390483.6777 | 1478867.319 | 4237914.541 | 0 | 17003580.1378 | 31110845.6755 | 17782.7941 | 0.45107 | 37696.4815 | 68971.9112 | 768.4938 | 1406.0857
1 | 2700 | 707 | 0.03 | 15 | 15 | 7 | 2.3714e-11 | 5spot_SharedNeighbor | Water | Porous | Wet | R600a | MinimizeLCOE_Brownfield | IgnoreSilica | 2019 | 26.1233 | 3.7545 | 0.1485 | 4 | 31261.8089 | 55011.9735 | 637.3143 | 1121.4935 | 93.4767 | 0 | 159.2405 | 847473.4798 | 51524.3694 | 1002654.5012 | 855271.628 | 0 | 218948.8072 | 0 | 1160590.3864 | 3019618.1155 | 2060951.4108 | 9217032.6981 | 961560.8286 | 8390483.6777 | 8390483.6777 | 1478867.319 | 4237914.541 | 0 | 18569077.2045 | 32676342.7422 | 23713.7371 | 0.59399 | 31261.8089 | 55011.9735 | 637.3143 | 1121.4935
1 | 2700 | 707 | 0.03 | 15 | 15 | 7 | 3.1623e-11 | 5spot_SharedNeighbor | Water | Porous | Wet | R600a | MinimizeLCOE_Brownfield | IgnoreSilica | 2019 | 32.5714 | 4.6972 | 0.19293 | 4 | 26390.8757 | 44671.331 | 538.0137 | 910.6855 | 93.6537 | 0 | 121.2007 | 993125.225 | 60414.778 | 1199289.9799 | 1061957.3693 | 0 | 241310.8976 | 0 | 1386878.3175 | 3608372.8942 | 2462788.645 | 11014138.1066 | 961560.8286 | 8390483.6777 | 8390483.6777 | 1478867.319 | 4237914.541 | 0 | 20366182.6129 | 34473448.1506 | 31622.7766 | 0.77171 | 26390.8757 | 44671.331 | 538.0137 | 910.6855
1 | 2700 | 707 | 0.03 | 15 | 15 | 7 | 4.217e-11 | 5spot_SharedNeighbor | Water | Porous | Wet | R600a | MinimizeLCOE_Brownfield | IgnoreSilica | 2019 | 40.0692 | 5.7936 | 0.24675 | 4 | 22671.5837 | 36964.711 | 462.1909 | 753.5756 | 93.7893 | 0 | 134.1811 | 1152055.0645 | 70097.88 | 1418292.8601 | 1302309.5179 | 0 | 262495.2276 | 0 | 1640047.7145 | 4267067.7332 | 2912361.4074 | 13024727.4052 | 961560.8286 | 8390483.6777 | 8390483.6777 | 1478867.319 | 4237914.541 | 0 | 22376771.9116 | 36484037.4493 | 42169.6503 | 0.987 | 22671.5837 | 36964.711 | 462.1909 | 753.5756
1 | 2700 | 707 | 0.03 | 15 | 15 | 7 | 5.6234e-11 | 5spot_SharedNeighbor | Water | Porous | Wet | R600a | MinimizeLCOE_Brownfield | IgnoreSilica | 2019 | 48.4297 | 7.0159 | 0.30952 | 4 | 19819.5317 | 31213.8466 | 404.048 | 636.3365 | 93.8896 | 0 | 140.9034 | 1319110.6286 | 80256.6721 | 1652884.4793 | 1570294.264 | 0 | 280654.4965 | 0 | 1912248.2108 | 4975277.5884 | 3395729.1858 | 15186455.5253 | 961560.8286 | 8390483.6777 | 8390483.6777 | 1478867.319 | 4237914.541 | 0 | 24538500.0317 | 38645765.5694 | 56234.1325 | 1.2381 | 19819.5317 | 31213.8466 | 404.048 | 636.3365
1 | 2700 | 707 | 0.03 | 15 | 15 | 7 | 7.4989e-11 | 5spot_SharedNeighbor | Water | Porous | Wet | R600a | MinimizeLCOE_Brownfield | IgnoreSilica | 2019 | 57.2387 | 8.3026 | 0.37908 | 4 | 17633.6737 | 26937.2414 | 359.4863 | 549.1521 | 93.9556 | 0 | 160.195 | 1485868.4491 | 90375.9585 | 1891139.8223 | 1852538.5902 | 0 | 293566.1013 | 0 | 2189260.6793 | 5696007.2085 | 3887641.961 | 17386398.7701 | 961560.8286 | 8390483.6777 | 8390483.6777 | 1478867.319 | 4237914.541 | 0 | 26738443.2765 | 40845708.8142 | 74989.4209 | 1.5163 | 17633.6737 | 26937.2414 | 359.4863 | 549.1521
1 | 2700 | 707 | 0.03 | 15 | 15 | 7 | 1e-10 | 5spot_SharedNeighbor | Water | Porous | Wet | R600a | MinimizeLCOE_Brownfield | IgnoreSilica | 2019 | 66.0861 | 9.5921 | 0.45234 | 4 | 15960.3383 | 23757.1938 | 325.3731 | 484.3225 | 93.9891 | 0 | 99.2287 | 1645363.6883 | 100031.3819 | 2122620.0596 | 2135749.2777 | 0 | 300480.3605 | 0 | 2458655.4595 | 6396917.1661 | 4366027.4093 | 19525844.8029 | 961560.8286 | 8390483.6777 | 8390483.6777 | 1478867.319 | 4237914.541 | 0 | 28877889.3092 | 42985154.8469 | 100000 | 1.8094 | 15960.3383 | 23757.1938 | 325.3731 | 484.3225
1 | 2700 | 707 | 0.03 | 15 | 15 | 7 | 1.3335e-10 | 5spot_SharedNeighbor | Water | Porous | Wet | R600a | MinimizeLCOE_Brownfield | IgnoreSilica | 2019 | 74.2567 | 10.7789 | 0.52379 | 4 | 14696.7868 | 21430.052 | 299.6139 | 436.8806 | 93.9933 | 0 | 123.5424 | 1786427.0213 | 108548.2367 | 2330232.2593 | 2396909.347 | 0 | 300167.5457 | 0 | 2699690.9199 | 7024041.9908 | 4794052.9884 | 21440070.3092 | 961560.8286 | 8390483.6777 | 8390483.6777 | 1478867.319 | 4237914.541 | 0 | 30792114.8155 | 44899380.3532 | 133352.1432 | 2.0952 | 14696.7868 | 21430.052 | 299.6139 | 436.8806
1 | 2700 | 707 | 0.03 | 15 | 15 | 7 | 1.7783e-10 | 5spot_SharedNeighbor | Water | Porous | Wet | R600a | MinimizeLCOE_Brownfield | IgnoreSilica | 2019 | 81.7398 | 11.8609 | 0.592 | 4 | 13723.3643 | 19680.8255 | 279.7693 | 401.2202 | 93.9746 | 0 | 165.6689 | 1910812.2575 | 116036.4309 | 2515585.5701 | 2635623.5782 | 0 | 294651.5809 | 0 | 2914356.6728 | 7582558.2459 | 5175251.8089 | 23144876.1451 | 961560.8286 | 8390483.6777 | 8390483.6777 | 1478867.319 | 4237914.541 | 0 | 32496920.6515 | 46604186.1892 | 177827.941 | 2.368 | 13723.3643 | 19680.8255 | 279.7693 | 401.2202
1 | 2700 | 707 | 0.03 | 15 | 15 | 7 | 2.3714e-10 | 5spot_SharedNeighbor | Water | Porous | Wet | R600a | MinimizeLCOE_Brownfield | IgnoreSilica | 2019 | 87.9233 | 12.7512 | 0.65093 | 4 | 13008.0831 | 18426.182 | 265.1874 | 375.6426 | 93.9461 | 0 | 146.9132 | 2010466.1239 | 122020.5574 | 2665599.8367 | 2832521.7663 | 0 | 285271.9538 | 0 | 3087193.2929 | 8032243.6776 | 5482171.3561 | 24517488.5647 | 961560.8286 | 8390483.6777 | 8390483.6777 | 1478867.319 | 4237914.541 | 0 | 33869533.071 | 47976798.6087 | 237137.3706 | 2.6037 | 13008.0831 | 18426.182 | 265.1874 | 375.6426
1 | 2700 | 707 | 0.03 | 15 | 15 | 7 | 3.1623e-10 | 5spot_SharedNeighbor | Water | Porous | Wet | R600a | MinimizeLCOE_Brownfield | IgnoreSilica | 2019 | 93.0387 | 13.4846 | 0.70128 | 4 | 12470.3726 | 17499.4881 | 254.2254 | 356.7507 | 93.9136 | 0 | 164.4644 | 2090864.9315 | 126837.2507 | 2787638.824 | 2995119.3295 | 0 | 274234.9195 | 0 | 3227131.1495 | 8396333.2755 | 5730669.9879 | 25628829.6681 | 961560.8286 | 8390483.6777 | 8390483.6777 | 1478867.319 | 4237914.541 | 0 | 34980874.1745 | 49088139.7122 | 316227.766 | 2.8051 | 12470.3726 | 17499.4881 | 254.2254 | 356.7507
1 | 2700 | 707 | 0.03 | 15 | 15 | 7 | 4.217e-10 | 5spot_SharedNeighbor | Water | Porous | Wet | R600a | MinimizeLCOE_Brownfield | IgnoreSilica | 2019 | 97.1527 | 14.0723 | 0.74292 | 4 | 12066.6003 | 16813.8428 | 245.994 | 342.7729 | 93.8818 | 0 | 174.6935 | 2154239.6546 | 130626.4946 | 2884482.122 | 3125677.0548 | 0 | 262872.5089 | 0 | 3337580.1556 | 8683698.933 | 5926802.9539 | 26505979.8773 | 961560.8286 | 8390483.6777 | 8390483.6777 | 1478867.319 | 4237914.541 | 0 | 35858024.3836 | 49965289.9213 | 421696.5034 | 2.9717 | 12066.6003 | 16813.8428 | 245.994 | 342.7729
1 | 2700 | 707 | 0.03 | 15 | 15 | 7 | 5.6234e-10 | 5spot_SharedNeighbor | Water | Porous | Wet | R600a | MinimizeLCOE_Brownfield | IgnoreSilica | 2019 | 100.3929 | 14.5337 | 0.7765 | 4 | 11763.5745 | 16305.4913 | 239.8164 | 332.4095 | 93.8534 | 0 | 146.2105 | 2203374.5547 | 133559.5081 | 2959962.5624 | 3228367.9724 | 0 | 252125.8317 | 0 | 3423182.2675 | 8906418.0687 | 6078813.3405 | 27185804.106 | 961560.8286 | 8390483.6777 | 8390483.6777 | 1478867.319 | 4237914.541 | 0 | 36537848.6123 | 50645114.1501 | 562341.3252 | 3.106 | 11763.5745 | 16305.4913 | 239.8164 | 332.4095
1 | 2700 | 707 | 0.03 | 15 | 15 | 7 | 7.4989e-10 | 5spot_SharedNeighbor | Water | Porous | Wet | R600a | MinimizeLCOE_Brownfield | IgnoreSilica | 2019 | 102.9191 | 14.8925 | 0.80315 | 4 | 11536.2172 | 15927.4697 | 235.1814 | 324.703 | 93.8293 | 0 | 162.873 | 2241216.8508 | 135815.4494 | 3018334.7155 | 3308341.7473 | 0 | 242609.8273 | 0 | 3489064.2503 | 9077829.4737 | 6195805.1465 | 27709017.4608 | 961560.8286 | 8390483.6777 | 8390483.6777 | 1478867.319 | 4237914.541 | 0 | 37061061.9672 | 51168327.5049 | 749894.2093 | 3.2126 | 11536.2172 | 15927.4697 | 235.1814 | 324.703
1 | 2700 | 707 | 0.03 | 15 | 15 | 7 | 1e-09 | 5spot_SharedNeighbor | Water | Porous | Wet | R600a | MinimizeLCOE_Brownfield | IgnoreSilica | 2019 | 104.8675 | 15.1687 | 0.82398 | 4 | 11365.6535 | 15645.8677 | 231.7042 | 318.9622 | 93.8095 | 0 | 187.8093 | 2270130.5562 | 137537.3176 | 3063076.1483 | 3369969.7014 | 0 | 234519.4752 | 0 | 3539340.9475 | 9208639.1267 | 6285085.4226 | 28108298.6956 | 961560.8286 | 8390483.6777 | 8390483.6777 | 1478867.319 | 4237914.541 | 0 | 37460343.2019 | 51567608.7397 | 1000000 | 3.2959 | 11365.6535 | 15645.8677 | 231.7042 | 318.9622
1 | 2700 | 707 | 0.03 | 15 | 15 | 7 | 1.3335e-09 | 5spot_SharedNeighbor | Water | Porous | Wet | R600a | MinimizeLCOE_Brownfield | IgnoreSilica | 2019 | 106.3561 | 15.3793 | 0.84009 | 4 | 11237.7042 | 15435.8479 | 229.0958 | 314.6806 | 93.7937 | 0 | 171.5402 | 2292062.8689 | 138842.3654 | 3097097.0423 | 3417021.8914 | 0 | 227832.6531 | 0 | 3577414.1602 | 9307697.8163 | 6352695.0137 | 28410663.8112 | 961560.8286 | 8390483.6777 | 8390483.6777 | 1478867.319 | 4237914.541 | 0 | 37762708.3176 | 51869973.8553 | 1333521.4322 | 3.3604 | 11237.7042 | 15435.8479 | 229.0958 | 314.6806
1 | 2700 | 707 | 0.03 | 15 | 15 | 7 | 1.7783e-09 | 5spot_SharedNeighbor | Water | Porous | Wet | R600a | MinimizeLCOE_Brownfield | IgnoreSilica | 2019 | 107.4692 | 15.5367 | 0.85235 | 4 | 11141.7262 | 15279.4781 | 227.1392 | 311.4928 | 93.7816 | 0 | 154.3634 | 2308375.1878 | 139812.3975 | 3122446.8487 | 3452188.8633 | 0 | 222333.5811 | 0 | 3605611.1825 | 9381060.6844 | 6402766.6786 | 28634595.4239 | 961560.8286 | 8390483.6777 | 8390483.6777 | 1478867.319 | 4237914.541 | 0 | 37986639.9303 | 52093905.468 | 1778279.41 | 3.4094 | 11141.7262 | 15279.4781 | 227.1392 | 311.4928
1 | 2700 | 707 | 0.03 | 15 | 15 | 7 | 2.3714e-09 | 5spot_SharedNeighbor | Water | Porous | Wet | R600a | MinimizeLCOE_Brownfield | IgnoreSilica | 2019 | 108.3318 | 15.6585 | 0.86181 | 4 | 11069.7336 | 15162.0916 | 225.6715 | 309.0997 | 93.7719 | 0 | 159.7521 | 2320963.2221 | 140560.6035 | 3142036.2163 | 3479427.1945 | 0 | 218086.1015 | 0 | 3627418.6018 | 9437799.116 | 6441491.824 | 28807782.8797 | 961560.8286 | 8390483.6777 | 8390483.6777 | 1478867.319 | 4237914.541 | 0 | 38159827.3861 | 52267092.9238 | 2371373.7057 | 3.4472 | 11069.7336 | 15162.0916 | 225.6715 | 309.0997
1 | 2700 | 707 | 0.03 | 15 | 15 | 7 | 3.1623e-09 | 5spot_SharedNeighbor | Water | Porous | Wet | R600a | MinimizeLCOE_Brownfield | IgnoreSilica | 2019 | 108.9749 | 15.7492 | 0.86894 | 4 | 11015.7345 | 15074.4856 | 224.5706 | 307.3138 | 93.7646 | 0 | 189.7804 | 2330318.8329 | 141116.4768 | 3156610.7686 | 3499728.0567 | 0 | 214716.2922 | 0 | 3643571.2666 | 9479825.0364 | 6470175.3783 | 28936062.1083 | 961560.8286 | 8390483.6777 | 8390483.6777 | 1478867.319 | 4237914.541 | 0 | 38288106.6147 | 52395372.1524 | 3162277.6602 | 3.4758 | 11015.7345 | 15074.4856 | 224.5706 | 307.3138
1 | 2700 | 707 | 0.03 | 15 | 15 | 7 | 4.217e-09 | 5spot_SharedNeighbor | Water | Porous | Wet | R600a | MinimizeLCOE_Brownfield | IgnoreSilica | 2019 | 109.465 | 15.8183 | 0.87437 | 4 | 10975.2332 | 15008.7787 | 223.745 | 305.9743 | 93.759 | 0 | 178.8446 | 2337432.0992 | 141539.0019 | 3167700.9273 | 3515195.7584 | 0 | 212137.3613 | 0 | 3655862.0078 | 9511803.0238 | 6492001.0117 | 29033671.1913 | 961560.8286 | 8390483.6777 | 8390483.6777 | 1478867.319 | 4237914.541 | 0 | 38385715.6977 | 52492981.2354 | 4216965.0343 | 3.4975 | 10975.2332 | 15008.7787 | 223.745 | 305.9743
1 | 2700 | 707 | 0.03 | 15 | 15 | 7 | 5.6234e-09 | 5spot_SharedNeighbor | Water | Porous | Wet | R600a | MinimizeLCOE_Brownfield | IgnoreSilica | 2019 | 109.825 | 15.8691 | 0.87843 | 4 | 10944.8569 | 14959.7882 | 223.1257 | 304.9755 | 93.7548 | 0 | 172.9063 | 2342649.2224 | 141848.8317 | 3175839.724 | 3526558.2824 | 0 | 210107.2053 | 0 | 3664831.2737 | 9535139.2138 | 6507928.4409 | 29104902.1942 | 961560.8286 | 8390483.6777 | 8390483.6777 | 1478867.319 | 4237914.541 | 0 | 38456946.7005 | 52564212.2383 | 5623413.2519 | 3.5137 | 10944.8569 | 14959.7882 | 223.1257 | 304.9755
1 | 2700 | 707 | 0.03 | 15 | 15 | 7 | 7.4989e-09 | 5spot_SharedNeighbor | Water | Porous | Wet | R600a | MinimizeLCOE_Brownfield | IgnoreSilica | 2019 | 110.0956 | 15.9072 | 0.88148 | 4 | 10922.075 | 14923.092 | 222.6613 | 304.2274 | 93.7516 | 0 | 156.6928 | 2346564.7654 | 142081.3283 | 3181950.7417 | 3535096.0334 | 0 | 208556.3561 | 0 | 3671557.1977 | 9552638.6884 | 6519872.192 | 29158317.3029 | 961560.8286 | 8390483.6777 | 8390483.6777 | 1478867.319 | 4237914.541 | 0 | 38510361.8093 | 52617627.347 | 7498942.0933 | 3.5259 | 10922.075 | 14923.092 | 222.6613 | 304.2274
1 | 2700 | 707 | 0.03 | 15 | 15 | 7 | 1e-08 | 5spot_SharedNeighbor | Water | Porous | Wet | R600a | MinimizeLCOE_Brownfield | IgnoreSilica | 2019 | 110.3197 | 15.9388 | 0.88389 | 4 | 10904.9893 | 14895.0954 | 222.313 | 303.6567 | 93.749 | 0 | 157.2493 | 2349804.4794 | 142273.6732 | 3187008.7029 | 3542166.5239 | 0 | 207492.3627 | 0 | 3677210.8394 | 9567348.3045 | 6529911.8072 | 29203216.6932 | 961560.8286 | 8390483.6777 | 8390483.6777 | 1478867.319 | 4237914.541 | 0 | 38555261.1996 | 52662526.7373 | 10000000 | 3.5356 | 10904.9893 | 14895.0954 | 222.313 | 303.6567
1 | 2800 | 707 | 0.03 | 15 | 15 | 7 | 1e-13 | 5spot_SharedNeighbor | Water | Porous | Wet | R600a | MinimizeLCOE_Brownfield | IgnoreSilica | 2019 | 0 | 0 | 0 | 0 |  |  |  |  | 15 |  | 22.046 | [19 empty] | 100 | 0
1 | 2800 | 707 | 0.03 | 15 | 15 | 7 | 1.3335e-13 | 5spot_SharedNeighbor | Water | Porous | Wet | R600a | MinimizeLCOE_Brownfield | IgnoreSilica | 2019 | 0 | 0 | 0 | 0 |  |  |  |  | 15 |  | 24.3448 | [19 empty] | 133.3521 | 0
1 | 2800 | 707 | 0.03 | 15 | 15 | 7 | 1.7783e-13 | 5spot_SharedNeighbor | Water | Porous | Wet | R600a | MinimizeLCOE_Brownfield | IgnoreSilica | 2019 | 0 | 0 | 0 | 0 |  |  |  |  | 15 |  | 25.2879 | [19 empty] | 177.8279 | 0
1 | 2800 | 707 | 0.03 | 15 | 15 | 7 | 2.3714e-13 | 5spot_SharedNeighbor | Water | Porous | Wet | R600a | MinimizeLCOE_Brownfield | IgnoreSilica | 2019 | 0 | 0 | 0 | 0 |  |  |  |  | 15 |  | 25.4344 | [19 empty] | 237.1374 | 0
1 | 2800 | 707 | 0.03 | 15 | 15 | 7 | 3.1623e-13 | 5spot_SharedNeighbor | Water | Porous | Wet | R600a | MinimizeLCOE_Brownfield | IgnoreSilica | 2019 | 0 | 0 | 0 | 0 |  |  |  |  | 15 |  | 25.7158 | [19 empty] | 316.2278 | 0
1 | 2800 | 707 | 0.03 | 15 | 15 | 7 | 4.217e-13 | 5spot_SharedNeighbor | Water | Porous | Wet | R600a | MinimizeLCOE_Brownfield | IgnoreSilica | 2019 | 0 | 0 | 0 | 0 |  |  |  |  | 15 |  | 25.9539 | [19 empty] | 421.6965 | 0
1 | 2800 | 707 | 0.03 | 15 | 15 | 7 | 5.6234e-13 | 5spot_SharedNeighbor | Water | Porous | Wet | R600a | MinimizeLCOE_Brownfield | IgnoreSilica | 2019 | 0 | 0 | 0 | 0 |  |  |  |  | 15 |  | 28.5048 | [19 empty] | 562.3413 | 0
1 | 2800 | 707 | 0.03 | 15 | 15 | 7 | 7.4989e-13 | 5spot_SharedNeighbor | Water | Porous | Wet | R600a | MinimizeLCOE_Brownfield | IgnoreSilica | 2019 | 0.97664 | 0.096591 | 0.00062472 | 4 | 4140345.4853 | 9989911.6687 | 84406.5429 | 203657.8617 | 76.1908 | 0 | 73.5102 | 56954.7772 | 3078.937 | 54369.4431 | 50600.9038 | 0 | 38345.8026 | 0 | 79306.4468 | 206339.1067 | 140830.6801 | 629826.0973 | 961560.8286 | 8754830.6413 | 8754830.6413 | 1478867.319 | 4383653.3264 | 0 | 10346217.5672 | 24963568.8539 | 749.8942 | 0.0024989 | 4140345.4853 | 9989911.6687 | 84406.5429 | 203657.8617
1 | 2800 | 707 | 0.03 | 15 | 15 | 7 | 1e-12 | 5spot_SharedNeighbor | Water | Porous | Wet | R600a | MinimizeLCOE_Brownfield | IgnoreSilica | 2019 | 1.4764 | 0.16855 | 0.0022538 | 4 | 1179245.2999 | 2800691.6838 | 24040.5105 | 57095.8882 | 82.3894 | 0 | 258.9177 | 88935.8993 | 5011.0236 | 84457.0722 | 66514.1138 | 0 | 50347.9085 | 0 | 115153.7468 | 299606.4279 | 204487.5433 | 914513.7355 | 961560.8286 | 8754830.6413 | 8754830.6413 | 1478867.319 | 4383653.3264 | 0 | 10630905.2054 | 25248256.4922 | 1000 | 0.009015 | 1179245.2999 | 2800691.6838 | 24040.5105 | 57095.8882
1 | 2800 | 707 | 0.03 | 15 | 15 | 7 | 1.3335e-12 | 5spot_SharedNeighbor | Water | Porous | Wet | R600a | MinimizeLCOE_Brownfield | IgnoreSilica | 2019 | 2.0793 | 0.25829 | 0.0047868 | 4 | 571712.3531 | 1335128.9383 | 11655.1296 | 27218.4093 | 86.2941 | 0 | 384.2776 | 123752.502 | 7155.8632 | 118469.092 | 85960.3165 | 0 | 61899.6902 | 0 | 154922.6109 | 403076.8545 | 275108.2356 | 1230345.1648 | 961560.8286 | 8754830.6413 | 8754830.6413 | 1478867.319 | 4383653.3264 | 0 | 10946736.6347 | 25564087.9214 | 1333.5214 | 0.019147 | 571712.3531 | 1335128.9383 | 11655.1296 | 27218.4093
1 | 2800 | 707 | 0.03 | 15 | 15 | 7 | 1.7783e-12 | 5spot_SharedNeighbor | Water | Porous | Wet | R600a | MinimizeLCOE_Brownfield | IgnoreSilica | 2019 | 2.8324 | 0.37228 | 0.0084434 | 4 | 334970.8904 | 767775.9002 | 6828.8347 | 15652.1502 | 89.005 | 0 | 91.2561 | 163175.8953 | 9608.4379 | 158378.3288 | 110546.274 | 0 | 73830.5826 | 0 | 201060.4123 | 523117.9496 | 357038.7496 | 1596756.6301 | 961560.8286 | 8754830.6413 | 8754830.6413 | 1478867.319 | 4383653.3264 | 0 | 11313148.1001 | 25930499.3868 | 1778.2794 | 0.033774 | 334970.8904 | 767775.9002 | 6828.8347 | 15652.1502
1 | 2800 | 707 | 0.03 | 15 | 15 | 7 | 2.3714e-12 | 5spot_SharedNeighbor | Water | Porous | Wet | R600a | MinimizeLCOE_Brownfield | IgnoreSilica | 2019 | 3.7681 | 0.5151 | 0.013495 | 4 | 217438.2071 | 488233.5768 | 4432.772 | 9953.3018 | 90.945 | 0 | 94.3428 | 207711.2057 | 12390.9468 | 205053.8307 | 141166.1614 | 0 | 86119.1634 | 0 | 254452.1102 | 662032.1953 | 451850.5767 | 2020776.1903 | 961560.8286 | 8754830.6413 | 8754830.6413 | 1478867.319 | 4383653.3264 | 0 | 11737167.6603 | 26354518.947 | 2371.3737 | 0.053979 | 217438.2071 | 488233.5768 | 4432.772 | 9953.3018
1 | 2800 | 707 | 0.03 | 15 | 15 | 7 | 3.1623e-12 | 5spot_SharedNeighbor | Water | Porous | Wet | R600a | MinimizeLCOE_Brownfield | IgnoreSilica | 2019 | 5.0003 | 0.70411 | 0.020371 | 4 | 150496.4818 | 329888.7316 | 3068.0743 | 6725.228 | 92.4353 | 0 | 91.6905 | 261216.3843 | 15739.711 | 263007.0438 | 181601.1099 | 0 | 100601.8168 | 0 | 320644.7657 | 834251.907 | 569394.0687 | 2546456.8072 | 961560.8286 | 8754830.6413 | 8754830.6413 | 1478867.319 | 4383653.3264 | 0 | 12262848.2772 | 26880199.5639 | 3162.2777 | 0.081483 | 150496.4818 | 329888.7316 | 3068.0743 | 6725.228
1 | 2800 | 707 | 0.03 | 15 | 15 | 7 | 4.217e-12 | 5spot_SharedNeighbor | Water | Porous | Wet | R600a | MinimizeLCOE_Brownfield | IgnoreSilica | 2019 | 6.5083 | 0.93579 | 0.029493 | 4 | 109058.9038 | 232962.4896 | 2223.3133 | 4749.2555 | 93.4987 | 0 | 96.8672 | 321112.274 | 19488.5316 | 329947.9807 | 231198.2484 | 0 | 115179.4896 | 0 | 396601.3445 | 1031875.3442 | 704276.1253 | 3149679.3383 | 961560.8286 | 8754830.6413 | 8754830.6413 | 1478867.319 | 4383653.3264 | 0 | 12866070.8082 | 27483422.095 | 4216.965 | 0.11797 | 109058.9038 | 232962.4896 | 2223.3133 | 4749.2555
1 | 2800 | 707 | 0.03 | 15 | 15 | 7 | 5.6234e-12 | 5spot_SharedNeighbor | Water | Porous | Wet | R600a | MinimizeLCOE_Brownfield | IgnoreSilica | 2019 | 8.3183 | 1.2124 | 0.041259 | 4 | 82060.2503 | 170631.2806 | 1672.9092 | 3478.5495 | 94.2022 | 0 | 47.6851 | 386720.753 | 23582.2761 | 405669.6445 | 290403.1628 | 0 | 129057.6913 | 0 | 481819.0758 | 1253594.4006 | 855603.9372 | 3826450.9413 | 961560.8286 | 8754830.6413 | 8754830.6413 | 1478867.319 | 4383653.3264 | 0 | 13542842.4112 | 28160193.6979 | 5623.4133 | 0.16504 | 82060.2503 | 170631.2806 | 1672.9092 | 3478.5495
1 | 2800 | 707 | 0.03 | 15 | 15 | 7 | 7.4989e-12 | 5spot_SharedNeighbor | Water | Porous | Wet | R600a | MinimizeLCOE_Brownfield | IgnoreSilica | 2019 | 11.0251 | 1.6324 | 0.057885 | 4 | 62760.1373 | 125890.6651 | 1279.4503 | 2566.4515 | 95.0202 | 0 | 39.7895 | 478991.431 | 29362.0352 | 514340.1416 | 379771.3841 | 0 | 152202.3264 | 0 | 606320.2542 | 1577520.928 | 1076690.4481 | 4815198.9486 | 961560.8286 | 8754830.6413 | 8754830.6413 | 1478867.319 | 4383653.3264 | 0 | 14531590.4186 | 29148941.7053 | 7498.9421 | 0.23154 | 62760.1373 | 125890.6651 | 1279.4503 | 2566.4515
1 | 2800 | 707 | 0.03 | 15 | 15 | 7 | 1e-11 | 5spot_SharedNeighbor | Water | Porous | Wet | R600a | MinimizeLCOE_Brownfield | IgnoreSilica | 2019 | 14.1897 | 2.1204 | 0.078823 | 4 | 49516.229 | 95877.6284 | 1009.4553 | 1954.5951 | 95.5113 | 0 | 52.9316 | 577231.1567 | 35490.5275 | 633836.1375 | 483648.2819 | 0 | 173303.0213 | 0 | 742368.5587 | 1931490.709 | 1318282.0971 | 5895650.4898 | 961560.8286 | 8754830.6413 | 8754830.6413 | 1478867.319 | 4383653.3264 | 0 | 15612041.9597 | 30229393.2464 | 10000 | 0.31529 | 49516.229 | 95877.6284 | 1009.4553 | 1954.5951
1 | 2800 | 707 | 0.03 | 15 | 15 | 7 | 1.3335e-11 | 5spot_SharedNeighbor | Water | Porous | Wet | R600a | MinimizeLCOE_Brownfield | IgnoreSilica | 2019 | 18.1092 | 2.7252 | 0.10587 | 4 | 39874.3641 | 74391.0004 | 812.8928 | 1516.5612 | 95.8848 | 0 | 61.5047 | 689978.9583 | 42511.881 | 774517.3196 | 612324.1674 | 0 | 195585.8389 | 0 | 902818.0845 | 2348947.4623 | 1603204.9091 | 7169888.621 | 961560.8286 | 8754830.6413 | 8754830.6413 | 1478867.319 | 4383653.3264 | 0 | 16886280.091 | 31503631.3777 | 13335.2143 | 0.42349 | 39874.3641 | 74391.0004 | 812.8928 | 1516.5612
1 | 2800 | 707 | 0.03 | 15 | 15 | 7 | 1.7783e-11 | 5spot_SharedNeighbor | Water | Porous | Wet | R600a | MinimizeLCOE_Brownfield | IgnoreSilica | 2019 | 22.9445 | 3.4714 | 0.14049 | 4 | 32722.0759 | 58733.5914 | 667.0838 | 1197.3637 | 96.172 | 0 | 56.1854 | 819287.0373 | 50549.9577 | 939791.2879 | 771121.1749 | 0 | 219152.2827 | 0 | 1091961.6788 | 2841060.2961 | 1939082.0301 | 8672005.7456 | 961560.8286 | 8754830.6413 | 8754830.6413 | 1478867.319 | 4383653.3264 | 0 | 18388397.2155 | 33005748.5023 | 17782.7941 | 0.56196 | 32722.0759 | 58733.5914 | 667.0838 | 1197.3637
1 | 2800 | 707 | 0.03 | 15 | 15 | 7 | 2.3714e-11 | 5spot_SharedNeighbor | Water | Porous | Wet | R600a | MinimizeLCOE_Brownfield | IgnoreSilica | 2019 | 28.7982 | 4.3751 | 0.18408 | 4 | 27338.6981 | 47190.7285 | 557.3363 | 962.0468 | 96.3927 | 0 | 56.2743 | 965283.5884 | 59608.3721 | 1130691.7695 | 963406.2909 | 0 | 243184.3993 | 0 | 1311248.0239 | 3411598.3842 | 2328485.9986 | 10413506.827 | 961560.8286 | 8754830.6413 | 8754830.6413 | 1478867.319 | 4383653.3264 | 0 | 20129898.2969 | 34747249.5836 | 23713.7371 | 0.73632 | 27338.6981 | 47190.7285 | 557.3363 | 962.0468
1 | 2800 | 707 | 0.03 | 15 | 15 | 7 | 3.1623e-11 | 5spot_SharedNeighbor | Water | Porous | Wet | R600a | MinimizeLCOE_Brownfield | IgnoreSilica | 2019 | 35.7749 | 5.4524 | 0.23797 | 4 | 23241.9381 | 38598.2588 | 473.8183 | 786.8777 | 96.5632 | 0 | 78.7661 | 1128132.9931 | 69693.0376 | 1348237.9576 | 1192599.7586 | 0 | 267178.5576 | 0 | 1562278.4988 | 4064728.1864 | 2774260.509 | 12407109.4986 | 961560.8286 | 8754830.6413 | 8754830.6413 | 1478867.319 | 4383653.3264 | 0 | 22123500.9686 | 36740852.2553 | 31622.7766 | 0.95188 | 23241.9381 | 38598.2588 | 473.8183 | 786.8777
1 | 2800 | 707 | 0.03 | 15 | 15 | 7 | 4.217e-11 | 5spot_SharedNeighbor | Water | Porous | Wet | R600a | MinimizeLCOE_Brownfield | IgnoreSilica | 2019 | 43.7628 | 6.6859 | 0.30245 | 4 | 20101.9089 | 32184.18 | 409.8046 | 656.118 | 96.6923 | 0 | 67.8591 | 1303357.4035 | 80522.8749 | 1587024.5144 | 1455024.255 | 0 | 288978.1794 | 0 | 1838813.8186 | 4784216.3635 | 3265325.9739 | 14603263.3833 | 961560.8286 | 8754830.6413 | 8754830.6413 | 1478867.319 | 4383653.3264 | 0 | 24319654.8532 | 38937006.14 | 42169.6503 | 1.2098 | 20101.9089 | 32184.18 | 409.8046 | 656.118
1 | 2800 | 707 | 0.03 | 15 | 15 | 7 | 5.6234e-11 | 5spot_SharedNeighbor | Water | Porous | Wet | R600a | MinimizeLCOE_Brownfield | IgnoreSilica | 2019 | 52.5519 | 8.0425 | 0.37665 | 4 | 17689.3082 | 27391.6452 | 360.6205 | 558.4157 | 96.7844 | 0 | 62.4786 | 1485367.5829 | 91748.547 | 1839658.3776 | 1743703.9542 | 0 | 306937.69 | 0 | 2132292.2991 | 5547787.1691 | 3786478.7385 | 16933974.3583 | 961560.8286 | 8754830.6413 | 8754830.6413 | 1478867.319 | 4383653.3264 | 0 | 26650365.8283 | 41267717.115 | 56234.1325 | 1.5066 | 17689.3082 | 27391.6452 | 360.6205 | 558.4157
1 | 2800 | 707 | 0.03 | 15 | 15 | 7 | 7.4989e-11 | 5spot_SharedNeighbor | Water | Porous | Wet | R600a | MinimizeLCOE_Brownfield | IgnoreSilica | 2019 | 61.6091 | 9.4381 | 0.45722 | 4 | 15839.7152 | 23832.1856 | 322.914 | 485.8513 | 96.8388 | 0 | 80.3775 | 1663293.818 | 102695.9431 | 2090821.9134 | 2040976.6439 | 0 | 318270.1998 | 0 | 2424262.8221 | 6307434.5784 | 4304953.7046 | 19252709.6233 | 961560.8286 | 8754830.6413 | 8754830.6413 | 1478867.319 | 4383653.3264 | 0 | 28969101.0933 | 43586452.38 | 74989.4209 | 1.8289 | 15839.7152 | 23832.1856 | 322.914 | 485.8513
1 | 2800 | 707 | 0.03 | 15 | 15 | 7 | 1e-10 | 5spot_SharedNeighbor | Water | Porous | Wet | R600a | MinimizeLCOE_Brownfield | IgnoreSilica | 2019 | 70.4371 | 10.7943 | 0.53982 | 4 | 14428.7833 | 21198.3637 | 294.1503 | 432.1573 | 96.8577 | 0 | 78.4297 | 1828673.6799 | 112843.2834 | 2327866.4908 | 2330333.7716 | 0 | 322301.0681 | 0 | 2699587.1346 | 7023771.9628 | 4793868.6887 | 21439246.0799 | 961560.8286 | 8754830.6413 | 8754830.6413 | 1478867.319 | 4383653.3264 | 0 | 31155637.5498 | 45772988.8366 | 100000 | 2.1593 | 14428.7833 | 21198.3637 | 294.1503 | 432.1573
1 | 2800 | 707 | 0.03 | 15 | 15 | 7 | 1.3335e-10 | 5spot_SharedNeighbor | Water | Porous | Wet | R600a | MinimizeLCOE_Brownfield | IgnoreSilica | 2019 | 78.5345 | 12.033 | 0.61946 | 4 | 13358.208 | 19257.4452 | 272.3251 | 392.5891 | 96.8479 | 0 | 83.0505 | 1974168.254 | 121743.8666 | 2539250.2708 | 2595255.4264 | 0 | 319198.8538 | 0 | 2944350.5019 | 7660596.0367 | 5228514.2046 | 23383077.4149 | 961560.8286 | 8754830.6413 | 8754830.6413 | 1478867.319 | 4383653.3264 | 0 | 33099468.8849 | 47716820.1716 | 133352.1432 | 2.4778 | 13358.208 | 19257.4452 | 272.3251 | 392.5891
1 | 2800 | 707 | 0.03 | 15 | 15 | 7 | 1.7783e-10 | 5spot_SharedNeighbor | Water | Porous | Wet | R600a | MinimizeLCOE_Brownfield | IgnoreSilica | 2019 | 85.9937 | 13.1685 | 0.69507 | 4 | 12532.717 | 17790.2458 | 255.4964 | 362.6782 | 96.8179 | 0 | 87.064 | 2103404.7707 | 129625.7788 | 2729262.0237 | 2838771.1187 | 0 | 311914.2689 | 0 | 3164061.4047 | 8232238.7367 | 5618672.0934 | 25127950.1956 | 961560.8286 | 8754830.6413 | 8754830.6413 | 1478867.319 | 4383653.3264 | 0 | 34844341.6655 | 49461692.9522 | 177827.941 | 2.7803 | 12532.717 | 17790.2458 | 255.4964 | 362.6782
1 | 2800 | 707 | 0.03 | 15 | 15 | 7 | 2.3714e-10 | 5spot_SharedNeighbor | Water | Porous | Wet | R600a | MinimizeLCOE_Brownfield | IgnoreSilica | 2019 | 91.9787 | 14.0751 | 0.75879 | 4 | 11928.8429 | 16744.8587 | 243.1856 | 341.3666 | 96.78 | 0 | 77.5829 | 2204000.1896 | 135743.3701 | 2878652.4586 | 3033737.8116 | 0 | 300439.3763 | 0 | 3335503.5504 | 8678296.0323 | 5923115.3632 | 26489488.1521 | 961560.8286 | 8754830.6413 | 8754830.6413 | 1478867.319 | 4383653.3264 | 0 | 36205879.622 | 50823230.9087 | 237137.3706 | 3.0352 | 11928.8429 | 16744.8587 | 243.1856 | 341.3666
1 | 2800 | 707 | 0.03 | 15 | 15 | 7 | 3.1623e-10 | 5spot_SharedNeighbor | Water | Porous | Wet | R600a | MinimizeLCOE_Brownfield | IgnoreSilica | 2019 | 96.8554 | 14.8105 | 0.81245 | 4 | 11474.8231 | 15972.7329 | 233.9298 | 325.6258 | 96.7408 | 0 | 96.4297 | 2284031.9606 | 140598.5002 | 2998451.0583 | 3192290.8672 | 0 | 287547.8718 | 0 | 3472138.9006 | 9033793.1859 | 6165749.4752 | 27574601.8198 | 961560.8286 | 8754830.6413 | 8754830.6413 | 1478867.319 | 4383653.3264 | 0 | 37290993.2898 | 51908344.5765 | 316227.766 | 3.2498 | 11474.8231 | 15972.7329 | 233.9298 | 325.6258
1 | 2800 | 707 | 0.03 | 15 | 15 | 7 | 4.217e-10 | 5spot_SharedNeighbor | Water | Porous | Wet | R600a | MinimizeLCOE_Brownfield | IgnoreSilica | 2019 | 100.7756 | 15.3994 | 0.85658 | 4 | 11133.8101 | 15400.0176 | 226.9778 | 313.9502 | 96.7041 | 0 | 82.1842 | 2347155.4325 | 144419.9735 | 3093541.103 | 3319530.344 | 0 | 274936.6447 | 0 | 3580037.5641 | 9314523.375 | 6357353.5978 | 28431498.0344 | 961560.8286 | 8754830.6413 | 8754830.6413 | 1478867.319 | 4383653.3264 | 0 | 38147889.5044 | 52765240.7911 | 421696.5034 | 3.4263 | 11133.8101 | 15400.0176 | 226.9778 | 313.9502
1 | 2800 | 707 | 0.03 | 15 | 15 | 7 | 5.6234e-10 | 5spot_SharedNeighbor | Water | Porous | Wet | R600a | MinimizeLCOE_Brownfield | IgnoreSilica | 2019 | 103.8493 | 15.8597 | 0.89194 | 4 | 10877.81 | 14974.8987 | 221.7589 | 305.2836 | 96.6722 | 0 | 90.8833 | 2395917.9796 | 147367.0338 | 3167365.9909 | 3419158.7105 | 0 | 263291.7652 | 0 | 3663309.5772 | 9531180.0717 | 6505226.2451 | 29092817.3741 | 961560.8286 | 8754830.6413 | 8754830.6413 | 1478867.319 | 4383653.3264 | 0 | 38809208.844 | 53426560.1307 | 562341.3252 | 3.5677 | 10877.81 | 14974.8987 | 221.7589 | 305.2836
1 | 2800 | 707 | 0.03 | 15 | 15 | 7 | 7.4989e-10 | 5spot_SharedNeighbor | Water | Porous | Wet | R600a | MinimizeLCOE_Brownfield | IgnoreSilica | 2019 | 106.0271 | 16.185 | 0.91971 | 4 | 10671.6918 | 14645.0311 | 217.5569 | 298.5588 | 96.648 | 0 | 82.6019 | 2430085.991 | 149429.3639 | 3219288.4019 | 3489669.43 | 0 | 250057.2982 | 0 | 3720026.8892 | 9678746.8832 | 6605943.6262 | 29543247.8837 | 961560.8286 | 8754830.6413 | 8754830.6413 | 1478867.319 | 4383653.3264 | 0 | 39259639.3536 | 53876990.6404 | 749894.2093 | 3.6789 | 10671.6918 | 14645.0311 | 217.5569 | 298.5588
1 | 2800 | 707 | 0.03 | 15 | 15 | 7 | 1e-09 | 5spot_SharedNeighbor | Water | Porous | Wet | R600a | MinimizeLCOE_Brownfield | IgnoreSilica | 2019 | 108.0493 | 16.4864 | 0.94144 | 4 | 10541.5094 | 14423.1734 | 214.9029 | 294.0359 | 96.6243 | 0 | 87.6052 | 2461533.1897 | 151325.4333 | 3267219.4442 | 3555083.3992 | 0 | 244456.1404 | 0 | 3775050.8667 | 9821907.9856 | 6703654.0202 | 29980230.4793 | 961560.8286 | 8754830.6413 | 8754830.6413 | 1478867.319 | 4383653.3264 | 0 | 39696621.9493 | 54313973.236 | 1000000 | 3.7657 | 10541.5094 | 14423.1734 | 214.9029 | 294.0359
1 | 2800 | 707 | 0.03 | 15 | 15 | 7 | 1.3335e-09 | 5spot_SharedNeighbor | Water | Porous | Wet | R600a | MinimizeLCOE_Brownfield | IgnoreSilica | 2019 | 109.4307 | 16.6919 | 0.95808 | 4 | 10433.3352 | 14247.5666 | 212.6976 | 290.4559 | 96.6076 | 0 | 86.3377 | 2482862.6002 | 152610.3498 | 3299807.2293 | 3599734.0844 | 0 | 237345.6441 | 0 | 3811220.364 | 9916013.5984 | 6767883.0346 | 30267476.9047 | 961560.8286 | 8754830.6413 | 8754830.6413 | 1478867.319 | 4383653.3264 | 0 | 39983868.3747 | 54601219.6614 | 1333521.4322 | 3.8323 | 10433.3352 | 14247.5666 | 212.6976 | 290.4559
1 | 2800 | 707 | 0.03 | 15 | 15 | 7 | 1.7783e-09 | 5spot_SharedNeighbor | Water | Porous | Wet | R600a | MinimizeLCOE_Brownfield | IgnoreSilica | 2019 | 110.4977 | 16.8505 | 0.97093 | 4 | 10352.177 | 14115.9365 | 211.0431 | 287.7725 | 96.5943 | 0 | 87.8993 | 2499255.2107 | 153597.2412 | 3324895.6594 | 3634206.7931 | 0 | 231754.6691 | 0 | 3839046.7337 | 9988412.1043 | 6817296.5025 | 30488464.914 | 961560.8286 | 8754830.6413 | 8754830.6413 | 1478867.319 | 4383653.3264 | 0 | 40204856.3839 | 54822207.6706 | 1778279.41 | 3.8837 | 10352.177 | 14115.9365 | 211.0431 | 287.7725
1 | 2800 | 707 | 0.03 | 15 | 15 | 7 | 2.3714e-09 | 5spot_SharedNeighbor | Water | Porous | Wet | R600a | MinimizeLCOE_Brownfield | IgnoreSilica | 2019 | 111.2944 | 16.9688 | 0.98065 | 4 | 10291.2924 | 14017.7421 | 209.8019 | 285.7706 | 96.5841 | 0 | 80.7438 | 2511446.102 | 154330.8175 | 3343578.0159 | 3659932.3262 | 0 | 227279.1809 | 0 | 3859660.9126 | 10042045.9693 | 6853902.7174 | 30652176.0419 | 961560.8286 | 8754830.6413 | 8754830.6413 | 1478867.319 | 4383653.3264 | 0 | 40368567.5118 | 54985918.7986 | 2371373.7057 | 3.9226 | 10291.2924 | 14017.7421 | 209.8019 | 285.7706
1 | 2800 | 707 | 0.03 | 15 | 15 | 7 | 3.1623e-09 | 5spot_SharedNeighbor | Water | Porous | Wet | R600a | MinimizeLCOE_Brownfield | IgnoreSilica | 2019 | 111.9003 | 17.0587 | 0.98805 | 4 | 10245.6201 | 13944.1567 | 208.8708 | 284.2705 | 96.5763 | 0 | 89.4721 | 2520692.0646 | 154886.9809 | 3357761.2998 | 3679494.0201 | 0 | 223818.8914 | 0 | 3875294.7701 | 10082722.0596 | 6881664.9849 | 30776335.0714 | 961560.8286 | 8754830.6413 | 8754830.6413 | 1478867.319 | 4383653.3264 | 0 | 40492726.5414 | 55110077.8281 | 3162277.6602 | 3.9522 | 10245.6201 | 13944.1567 | 208.8708 | 284.2705
1 | 2800 | 707 | 0.03 | 15 | 15 | 7 | 4.217e-09 | 5spot_SharedNeighbor | Water | Porous | Wet | R600a | MinimizeLCOE_Brownfield | IgnoreSilica | 2019 | 112.3413 | 17.1241 | 0.99356 | 4 | 10211.3615 | 13889.4014 | 208.1724 | 283.1542 | 96.5706 | 0 | 90.3591 | 2527406.5802 | 155290.7603 | 3368068.9767 | 3693727.4804 | 0 | 221056.7803 | 0 | 3886564.7253 | 10112044.1712 | 6901677.9286 | 30865837.4029 | 961560.8286 | 8754830.6413 | 8754830.6413 | 1478867.319 | 4383653.3264 | 0 | 40582228.8728 | 55199580.1596 | 4216965.0343 | 3.9742 | 10211.3615 | 13889.4014 | 208.1724 | 283.1542
1 | 2800 | 707 | 0.03 | 15 | 15 | 7 | 5.6234e-09 | 5spot_SharedNeighbor | Water | Porous | Wet | R600a | MinimizeLCOE_Brownfield | IgnoreSilica | 2019 | 112.6897 | 17.1757 | 0.99781 | 4 | 10185.6655 | 13848.0293 | 207.6486 | 282.3108 | 96.566 | 0 | 95.0956 | 2532702.4596 | 155609.1642 | 3376203.3317 | 3704969.9407 | 0 | 219036.4328 | 0 | 3895523.3183 | 10135352.5925 | 6917586.405 | 30936983.6448 | 961560.8286 | 8754830.6413 | 8754830.6413 | 1478867.319 | 4383653.3264 | 0 | 40653375.1147 | 55270726.4014 | 5623413.2519 | 3.9912 | 10185.6655 | 13848.0293 | 207.6486 | 282.3108
1 | 2800 | 707 | 0.03 | 15 | 15 | 7 | 7.4989e-09 | 5spot_SharedNeighbor | Water | Porous | Wet | R600a | MinimizeLCOE_Brownfield | IgnoreSilica | 2019 | 112.9332 | 17.2118 | 1.0009 | 4 | 10166.393 | 13817.4284 | 207.2557 | 281.687 | 96.5628 | 0 | 95.8552 | 2536400.2869 | 155831.4525 | 3381885.5212 | 3712828.6047 | 0 | 217389.1368 | 0 | 3901690.6508 | 10151398.7266 | 6928538.2213 | 30985962.6007 | 961560.8286 | 8754830.6413 | 8754830.6413 | 1478867.319 | 4383653.3264 | 0 | 40702354.0706 | 55319705.3574 | 7498942.0933 | 4.0036 | 10166.393 | 13817.4284 | 207.2557 | 281.687
1 | 2800 | 707 | 0.03 | 15 | 15 | 7 | 1e-08 | 5spot_SharedNeighbor | Water | Porous | Wet | R600a | MinimizeLCOE_Brownfield | IgnoreSilica | 2019 | 113.1307 | 17.2411 | 1.0033 | 4 | 10151.9387 | 13794.1853 | 206.961 | 281.2131 | 96.5602 | 0 | 96.2705 | 2539395.1128 | 156011.461 | 3386488.8479 | 3719198.3114 | 0 | 216222.634 | 0 | 3906753.3832 | 10164570.9178 | 6937528.5125 | 31026169.1807 | 961560.8286 | 8754830.6413 | 8754830.6413 | 1478867.319 | 4383653.3264 | 0 | 40742560.6507 | 55359911.9374 | 10000000 | 4.0133 | 10151.9387 | 13794.1853 | 206.961 | 281.2131
1 | 2900 | 707 | 0.03 | 15 | 15 | 7 | 1e-13 | 5spot_SharedNeighbor | Water | Porous | Wet | R600a | MinimizeLCOE_Brownfield | IgnoreSilica | 2019 | 0 | 0 | 0 | 0 |  |  |  |  | 15 |  | 21.6082 | [19 empty] | 100 | 0
1 | 2900 | 707 | 0.03 | 15 | 15 | 7 | 1.3335e-13 | 5spot_SharedNeighbor | Water | Porous | Wet | R600a | MinimizeLCOE_Brownfield | IgnoreSilica | 2019 | 0 | 0 | 0 | 0 |  |  |  |  | 15 |  | 24.1112 | [19 empty] | 133.3521 | 0
1 | 2900 | 707 | 0.03 | 15 | 15 | 7 | 1.7783e-13 | 5spot_SharedNeighbor | Water | Porous | Wet | R600a | MinimizeLCOE_Brownfield | IgnoreSilica | 2019 | 0 | 0 | 0 | 0 |  |  |  |  | 15 |  | 25.9474 | [19 empty] | 177.8279 | 0
1 | 2900 | 707 | 0.03 | 15 | 15 | 7 | 2.3714e-13 | 5spot_SharedNeighbor | Water | Porous | Wet | R600a | MinimizeLCOE_Brownfield | IgnoreSilica | 2019 | 0 | 0 | 0 | 0 |  |  |  |  | 15 |  | 25.5586 | [19 empty] | 237.1374 | 0
1 | 2900 | 707 | 0.03 | 15 | 15 | 7 | 3.1623e-13 | 5spot_SharedNeighbor | Water | Porous | Wet | R600a | MinimizeLCOE_Brownfield | IgnoreSilica | 2019 | 0 | 0 | 0 | 0 |  |  |  |  | 15 |  | 25.3707 | [19 empty] | 316.2278 | 0
1 | 2900 | 707 | 0.03 | 15 | 15 | 7 | 4.217e-13 | 5spot_SharedNeighbor | Water | Porous | Wet | R600a | MinimizeLCOE_Brownfield | IgnoreSilica | 2019 | 0 | 0 | 0 | 0 |  |  |  |  | 15 |  | 26.4627 | [19 empty] | 421.6965 | 0
1 | 2900 | 707 | 0.03 | 15 | 15 | 7 | 5.6234e-13 | 5spot_SharedNeighbor | Water | Porous | Wet | R600a | MinimizeLCOE_Brownfield | IgnoreSilica | 2019 | 0 | 0 | 0 | 0 |  |  |  |  | 15 |  | 28.065 | [19 empty] | 562.3413 | 0
1 | 2900 | 707 | 0.03 | 15 | 15 | 7 | 7.4989e-13 | 5spot_SharedNeighbor | Water | Porous | Wet | R600a | MinimizeLCOE_Brownfield | IgnoreSilica | 2019 | 1.6 | 0.19482 | 0.000714 | 4 | 3896894.543 | 9196485.5055 | 79443.4662 | 187482.7962 | 85.3581 | 0 | 31.8946 | 101018.082 | 5794.7956 | 94613.9231 | 71284.2361 | 0 | 64019.2791 | 0 | 131324.8232 | 341680.2517 | 233203.7926 | 1042939.1835 | 961560.8286 | 9125037.6958 | 9125037.6958 | 1478867.319 | 4531736.1482 | 0 | 11129537.7079 | 26265178.8708 | 749.8942 | 0.002856 | 3896894.543 | 9196485.5055 | 79443.4662 | 187482.7962
1 | 2900 | 707 | 0.03 | 15 | 15 | 7 | 1e-12 | 5spot_SharedNeighbor | Water | Porous | Wet | R600a | MinimizeLCOE_Brownfield | IgnoreSilica | 2019 | 1.7098 | 0.21196 | 0.0033754 | 4 | 826900.0799 | 1947920.0042 | 16857.4766 | 39710.984 | 86.1994 | 0 | 304.0521 | 107877.4826 | 6222.5087 | 101148.4831 | 74915.7392 | 0 | 57864.6136 | 0 | 135731.2426 | 353144.8509 | 241028.6171 | 1077933.5378 | 961560.8286 | 9125037.6958 | 9125037.6958 | 1478867.319 | 4531736.1482 | 0 | 11164532.0622 | 26300173.2251 | 1000 | 0.013502 | 826900.0799 | 1947920.0042 | 16857.4766 | 39710.984
1 | 2900 | 707 | 0.03 | 15 | 15 | 7 | 1.3335e-12 | 5spot_SharedNeighbor | Water | Porous | Wet | R600a | MinimizeLCOE_Brownfield | IgnoreSilica | 2019 | 2.371 | 0.31646 | 0.0066335 | 4 | 434031.9966 | 1004457.7437 | 8848.3293 | 20477.2297 | 89.7553 | 0 | 436.6169 | 146766.1749 | 8666.6958 | 138997.9755 | 96984.0329 | 0 | 70277.8204 | 0 | 180060.1528 | 468479.5822 | 319746.9412 | 1429979.3757 | 961560.8286 | 9125037.6958 | 9125037.6958 | 1478867.319 | 4531736.1482 | 0 | 11516577.9001 | 26652219.0631 | 1333.5214 | 0.026534 | 434031.9966 | 1004457.7437 | 8848.3293 | 20477.2297
1 | 2900 | 707 | 0.03 | 15 | 15 | 7 | 1.7783e-12 | 5spot_SharedNeighbor | Water | Porous | Wet | R600a | MinimizeLCOE_Brownfield | IgnoreSilica | 2019 | 3.1956 | 0.44845 | 0.011237 | 4 | 265286.0498 | 602027.8426 | 5408.215 | 12273.1519 | 92.264 | 0 | 76.7432 | 190730.611 | 11450.222 | 183351.4931 | 124565.0479 | 0 | 83105.0959 | 0 | 231348.9633 | 601922.5463 | 410824.5061 | 1837298.4856 | 961560.8286 | 9125037.6958 | 9125037.6958 | 1478867.319 | 4531736.1482 | 0 | 11923897.0099 | 27059538.1729 | 1778.2794 | 0.044947 | 265286.0498 | 602027.8426 | 5408.215 | 12273.1519
1 | 2900 | 707 | 0.03 | 15 | 15 | 7 | 2.3714e-12 | 5spot_SharedNeighbor | Water | Porous | Wet | R600a | MinimizeLCOE_Brownfield | IgnoreSilica | 2019 | 4.246 | 0.61783 | 0.017624 | 4 | 176031.0076 | 390736.6397 | 3588.6302 | 7965.6949 | 94.118 | 0 | 69.2579 | 241782.894 | 14694.6316 | 236587.2085 | 159913.4806 | 0 | 96938.0371 | 0 | 292467.3382 | 760940.0207 | 519357.1999 | 2322680.8106 | 961560.8286 | 9125037.6958 | 9125037.6958 | 1478867.319 | 4531736.1482 | 0 | 12409279.335 | 27544920.4979 | 2371.3737 | 0.070495 | 176031.0076 | 390736.6397 | 3588.6302 | 7965.6949
1 | 2900 | 707 | 0.03 | 15 | 15 | 7 | 3.1623e-12 | 5spot_SharedNeighbor | Water | Porous | Wet | R600a | MinimizeLCOE_Brownfield | IgnoreSilica | 2019 | 5.5682 | 0.83174 | 0.02608 | 4 | 124454.1231 | 269542.8666 | 2537.1656 | 5494.9959 | 95.4899 | 0 | 67.9412 | 300482.8265 | 18428.3621 | 299803.1938 | 204386.8421 | 0 | 112063.204 | 0 | 364714.1271 | 948911.3455 | 647651.4915 | 2896441.3924 | 961560.8286 | 9125037.6958 | 9125037.6958 | 1478867.319 | 4531736.1482 | 0 | 12983039.9168 | 28118681.0797 | 3162.2777 | 0.10432 | 124454.1231 | 269542.8666 | 2537.1656 | 5494.9959
1 | 2900 | 707 | 0.03 | 15 | 15 | 7 | 4.217e-12 | 5spot_SharedNeighbor | Water | Porous | Wet | R600a | MinimizeLCOE_Brownfield | IgnoreSilica | 2019 | 7.1929 | 1.0944 | 0.037164 | 4 | 91782.5599 | 193600.2723 | 1871.1116 | 3946.8034 | 96.4705 | 0 | 55.4851 | 366453.8392 | 22618.6613 | 373126.0901 | 258842.1792 | 0 | 127484.4989 | 0 | 447924.8548 | 1165408.5901 | 795415.3095 | 3557274.0231 | 961560.8286 | 9125037.6958 | 9125037.6958 | 1478867.319 | 4531736.1482 | 0 | 13643872.5475 | 28779513.7105 | 4216.965 | 0.14865 | 91782.5599 | 193600.2723 | 1871.1116 | 3946.8034
1 | 2900 | 707 | 0.03 | 15 | 15 | 7 | 5.6234e-12 | 5spot_SharedNeighbor | Water | Porous | Wet | R600a | MinimizeLCOE_Brownfield | IgnoreSilica | 2019 | 9.5487 | 1.4778 | 0.05263 | 4 | 69181.2746 | 141078.0445 | 1410.3539 | 2876.0668 | 97.389 | 0 | 101.1558 | 454950.0787 | 28244.0838 | 474154.7588 | 338008.1022 | 0 | 150239.5246 | 0 | 563782.6538 | 1466846.8174 | 1001153.0935 | 4477379.1128 | 961560.8286 | 9125037.6958 | 9125037.6958 | 1478867.319 | 4531736.1482 | 0 | 14563977.6372 | 29699618.8001 | 5623.4133 | 0.21052 | 69181.2746 | 141078.0445 | 1410.3539 | 2876.0668
1 | 2900 | 707 | 0.03 | 15 | 15 | 7 | 7.4989e-12 | 5spot_SharedNeighbor | Water | Porous | Wet | R600a | MinimizeLCOE_Brownfield | IgnoreSilica | 2019 | 12.2944 | 1.924 | 0.072372 | 4 | 53781.2898 | 106065.7332 | 1096.4043 | 2162.2934 | 97.9941 | 0 | 105.8532 | 549455.1924 | 34236.6446 | 585339.8444 | 430134.3651 | 0 | 170905.1878 | 0 | 690327.7814 | 1796091.2815 | 1225869.2056 | 5482359.5028 | 961560.8286 | 9125037.6958 | 9125037.6958 | 1478867.319 | 4531736.1482 | 0 | 15568958.0272 | 30704599.1902 | 7498.9421 | 0.28949 | 53781.2898 | 106065.7332 | 1096.4043 | 2162.2934
1 | 2900 | 707 | 0.03 | 15 | 15 | 7 | 1e-11 | 5spot_SharedNeighbor | Water | Porous | Wet | R600a | MinimizeLCOE_Brownfield | IgnoreSilica | 2019 | 15.7702 | 2.4894 | 0.098164 | 4 | 42739.1572 | 81285.8293 | 871.2955 | 1657.1216 | 98.4617 | 0 | 121.4965 | 660262.7655 | 41253.8824 | 719061.825 | 547177.045 | 0 | 193918.7923 | 0 | 843052.981 | 2193450.9226 | 1497075.3256 | 6695253.5396 | 961560.8286 | 9125037.6958 | 9125037.6958 | 1478867.319 | 4531736.1482 | 0 | 16781852.0639 | 31917493.2269 | 10000 | 0.39266 | 42739.1572 | 81285.8293 | 871.2955 | 1657.1216
1 | 2900 | 707 | 0.03 | 15 | 15 | 7 | 1.3335e-11 | 5spot_SharedNeighbor | Water | Porous | Wet | R600a | MinimizeLCOE_Brownfield | IgnoreSilica | 2019 | 20.1017 | 3.1943 | 0.13145 | 4 | 34657.6349 | 63443.313 | 706.5428 | 1293.3777 | 98.8211 | 0 | 117.6416 | 788346.6683 | 49349.8199 | 877541.8862 | 693061.7707 | 0 | 218718.9603 | 0 | 1024537.4511 | 2665636.2862 | 1819351.5387 | 8136544.3814 | 961560.8286 | 9125037.6958 | 9125037.6958 | 1478867.319 | 4531736.1482 | 0 | 18223142.9058 | 33358784.0688 | 13335.2143 | 0.5258 | 34657.6349 | 63443.313 | 706.5428 | 1293.3777
1 | 2900 | 707 | 0.03 | 15 | 15 | 7 | 1.7783e-11 | 5spot_SharedNeighbor | Water | Porous | Wet | R600a | MinimizeLCOE_Brownfield | IgnoreSilica | 2019 | 25.3829 | 4.0539 | 0.17374 | 4 | 28636.8129 | 50415.9958 | 583.8002 | 1027.7983 | 99.0956 | 0 | 134.031 | 933642.5283 | 58515.0871 | 1061630.8324 | 870867.8379 | 0 | 244220.4815 | 0 | 1235861.9392 | 3215459.2557 | 2194617.0131 | 9814814.9751 | 961560.8286 | 9125037.6958 | 9125037.6958 | 1478867.319 | 4531736.1482 | 0 | 19901413.4995 | 35037054.6624 | 17782.7941 | 0.69496 | 28636.8129 | 50415.9958 | 583.8002 | 1027.7983
1 | 2900 | 707 | 0.03 | 15 | 15 | 7 | 2.3714e-11 | 5spot_SharedNeighbor | Water | Porous | Wet | R600a | MinimizeLCOE_Brownfield | IgnoreSilica | 2019 | 31.7607 | 5.092 | 0.2267 | 4 | 24087.7667 | 40778.7112 | 491.0617 | 831.3292 | 99.3075 | 0 | 112.9717 | 1097445.2731 | 68826.2721 | 1273859.9207 | 1085457.9789 | 0 | 270228.4447 | 0 | 1480368.9769 | 3851616.4126 | 2628807.3444 | 11756610.6234 | 961560.8286 | 9125037.6958 | 9125037.6958 | 1478867.319 | 4531736.1482 | 0 | 21843209.1478 | 36978850.3108 | 23713.7371 | 0.90682 | 24087.7667 | 40778.7112 | 491.0617 | 831.3292
1 | 2900 | 707 | 0.03 | 15 | 15 | 7 | 3.1623e-11 | 5spot_SharedNeighbor | Water | Porous | Wet | R600a | MinimizeLCOE_Brownfield | IgnoreSilica | 2019 | 39.2781 | 6.3159 | 0.29157 | 4 | 20614.1029 | 33591.6426 | 420.2464 | 684.8111 | 99.4706 | 0 | 129.1485 | 1278380.4014 | 80192.8671 | 1513230.0388 | 1338411.0713 | 0 | 295561.0395 | 0 | 1757252.4131 | 4572010.3168 | 3120490.9867 | 13955529.1348 | 961560.8286 | 9125037.6958 | 9125037.6958 | 1478867.319 | 4531736.1482 | 0 | 24042127.6592 | 39177768.8221 | 31622.7766 | 1.1663 | 20614.1029 | 33591.6426 | 420.2464 | 684.8111
1 | 2900 | 707 | 0.03 | 15 | 15 | 7 | 4.217e-11 | 5spot_SharedNeighbor | Water | Porous | Wet | R600a | MinimizeLCOE_Brownfield | IgnoreSilica | 2019 | 47.777 | 7.6994 | 0.36825 | 4 | 17946.2159 | 28221.5765 | 365.8579 | 575.335 | 99.5918 | 0 | 175.3948 | 1470893.3464 | 92261.4478 | 1772900.3347 | 1624377.807 | 0 | 317868.6138 | 0 | 2058537.6044 | 5355892.5826 | 3655506.7402 | 16348238.4769 | 961560.8286 | 9125037.6958 | 9125037.6958 | 1478867.319 | 4531736.1482 | 0 | 26434837.0013 | 41570478.1643 | 42169.6503 | 1.473 | 17946.2159 | 28221.5765 | 365.8579 | 575.335
1 | 2900 | 707 | 0.03 | 15 | 15 | 7 | 5.6234e-11 | 5spot_SharedNeighbor | Water | Porous | Wet | R600a | MinimizeLCOE_Brownfield | IgnoreSilica | 2019 | 56.9144 | 9.1854 | 0.45476 | 4 | 15895.6742 | 24216.2719 | 324.0548 | 493.6815 | 99.6729 | 0 | 174.3981 | 1666572.6058 | 104499.8306 | 2041603.3912 | 1931694.0207 | 0 | 334737.8237 | 0 | 2370851.9921 | 6168470.5548 | 4210107.9031 | 18828538.122 | 961560.8286 | 9125037.6958 | 9125037.6958 | 1478867.319 | 4531736.1482 | 0 | 28915136.6464 | 44050777.8094 | 56234.1325 | 1.8191 | 15895.6742 | 24216.2719 | 324.0548 | 493.6815
1 | 2900 | 707 | 0.03 | 15 | 15 | 7 | 7.4989e-11 | 5spot_SharedNeighbor | Water | Porous | Wet | R600a | MinimizeLCOE_Brownfield | IgnoreSilica | 2019 | 66.1787 | 10.6884 | 0.547 | 4 | 14325.0416 | 21242.5688 | 292.0353 | 433.0585 | 99.7134 | 0 | 153.0496 | 1855031.6425 | 116254.317 | 2304678.256 | 2242939.326 | 0 | 344203.2475 | 0 | 2676611.6477 | 6963994.4588 | 4753069.3139 | 21256782.2094 | 961560.8286 | 9125037.6958 | 9125037.6958 | 1478867.319 | 4531736.1482 | 0 | 31343380.7338 | 46479021.8967 | 74989.4209 | 2.188 | 14325.0416 | 21242.5688 | 292.0353 | 433.0585
1 | 2900 | 707 | 0.03 | 15 | 15 | 7 | 1e-10 | 5spot_SharedNeighbor | Water | Porous | Wet | R600a | MinimizeLCOE_Brownfield | IgnoreSilica | 2019 | 75.0191 | 12.117 | 0.63954 | 4 | 13128.2848 | 19044.8596 | 267.6378 | 388.2552 | 99.7174 | 0 | 181.4182 | 2026757.085 | 126931.7213 | 2547983.8289 | 2539422.5485 | 0 | 345583.3699 | 0 | 2958804.6359 | 7698202.7284 | 5254181.5444 | 23497867.4623 | 961560.8286 | 9125037.6958 | 9125037.6958 | 1478867.319 | 4531736.1482 | 0 | 33584465.9867 | 48720107.1497 | 100000 | 2.5582 | 13128.2848 | 19044.8596 | 267.6378 | 388.2552
1 | 2900 | 707 | 0.03 | 15 | 15 | 7 | 1.3335e-10 | 5spot_SharedNeighbor | Water | Porous | Wet | R600a | MinimizeLCOE_Brownfield | IgnoreSilica | 2019 | 83.0117 | 13.4024 | 0.72721 | 4 | 12220.8991 | 17424.2125 | 249.1396 | 355.2161 | 99.6943 | 0 | 183.5391 | 2175884.6163 | 136173.5982 | 2762057.0703 | 2806887.3212 | 0 | 339868.9593 | 0 | 3206139.9105 | 8341718.3773 | 5693394.1977 | 25462124.0506 | 961560.8286 | 9125037.6958 | 9125037.6958 | 1478867.319 | 4531736.1482 | 0 | 35548722.575 | 50684363.738 | 133352.1432 | 2.9088 | 12220.8991 | 17424.2125 | 249.1396 | 355.2161
1 | 2900 | 707 | 0.03 | 15 | 15 | 7 | 1.7783e-10 | 5spot_SharedNeighbor | Water | Porous | Wet | R600a | MinimizeLCOE_Brownfield | IgnoreSilica | 2019 | 89.9371 | 14.5102 | 0.80629 | 4 | 11535.4929 | 16228.4709 | 235.1666 | 330.8393 | 99.6553 | 0 | 186.0267 | 2300757.466 | 143887.5369 | 2943333.0085 | 3038093.0699 | 0 | 329202.0066 | 0 | 3414556.5042 | 8883975.6022 | 6063495.8959 | 27117301.0901 | 961560.8286 | 9125037.6958 | 9125037.6958 | 1478867.319 | 4531736.1482 | 0 | 37203899.6145 | 52339540.7775 | 177827.941 | 3.2252 | 11535.4929 | 16228.4709 | 235.1666 | 330.8393
1 | 2900 | 707 | 0.03 | 15 | 15 | 7 | 2.3714e-10 | 5spot_SharedNeighbor | Water | Porous | Wet | R600a | MinimizeLCOE_Brownfield | IgnoreSilica | 2019 | 96.0466 | 15.4825 | 0.87738 | 4 | 11008.0439 | 15320.7576 | 224.4139 | 312.3344 | 99.6073 | 0 | 182.8253 | 2407776.4381 | 150478.6911 | 3100183.3178 | 3241583.7963 | 0 | 316714.3819 | 0 | 3594527.2838 | 9352222.6536 | 6383084.13 | 28546570.6926 | 961560.8286 | 9125037.6958 | 9125037.6958 | 1478867.319 | 4531736.1482 | 0 | 38633169.2169 | 53768810.3799 | 237137.3706 | 3.5095 | 11008.0439 | 15320.7576 | 224.4139 | 312.3344
1 | 2900 | 707 | 0.03 | 15 | 15 | 7 | 3.1623e-10 | 5spot_SharedNeighbor | Water | Porous | Wet | R600a | MinimizeLCOE_Brownfield | IgnoreSilica | 2019 | 100.7413 | 16.226 | 0.93438 | 4 | 10623.224 | 14672.886 | 216.5688 | 299.1266 | 99.5622 | 0 | 160.3907 | 2488101.102 | 155412.697 | 3218834.7978 | 3397619.6358 | 0 | 302625.8432 | 0 | 3729411.6895 | 9703164.2086 | 6622608.9525 | 29617778.9264 | 961560.8286 | 9125037.6958 | 9125037.6958 | 1478867.319 | 4531736.1482 | 0 | 39704377.4507 | 54840018.6137 | 316227.766 | 3.7375 | 10623.224 | 14672.886 | 216.5688 | 299.1266
1 | 2900 | 707 | 0.03 | 15 | 15 | 7 | 4.217e-10 | 5spot_SharedNeighbor | Water | Porous | Wet | R600a | MinimizeLCOE_Brownfield | IgnoreSilica | 2019 | 104.4607 | 16.8127 | 0.98068 | 4 | 10334.0227 | 14192.4854 | 210.673 | 289.333 | 99.5218 | 0 | 180.1483 | 2550602.2846 | 159243.6626 | 3311716.9004 | 3521023.8189 | 0 | 288963.7046 | 0 | 3834304.6447 | 9976074.1616 | 6808875.6031 | 30450804.7805 | 961560.8286 | 9125037.6958 | 9125037.6958 | 1478867.319 | 4531736.1482 | 0 | 40537403.3049 | 55673044.4679 | 421696.5034 | 3.9227 | 10334.0227 | 14192.4854 | 210.673 | 289.333
1 | 2900 | 707 | 0.03 | 15 | 15 | 7 | 5.6234e-10 | 5spot_SharedNeighbor | Water | Porous | Wet | R600a | MinimizeLCOE_Brownfield | IgnoreSilica | 2019 | 107.3696 | 17.2701 | 1.0176 | 4 | 10116.7959 | 13835.3003 | 206.2446 | 282.0513 | 99.4872 | 0 | 183.6264 | 2598799.633 | 162192.7489 | 3383681.4732 | 3617393.9342 | 0 | 276624.4131 | 0 | 3915089.959 | 10186260.9778 | 6952332.4241 | 31092375.5633 | 961560.8286 | 9125037.6958 | 9125037.6958 | 1478867.319 | 4531736.1482 | 0 | 41178974.0877 | 56314615.2507 | 562341.3252 | 4.0704 | 10116.7959 | 13835.3003 | 206.2446 | 282.0513
1 | 2900 | 707 | 0.03 | 15 | 15 | 7 | 7.4989e-10 | 5spot_SharedNeighbor | Water | Porous | Wet | R600a | MinimizeLCOE_Brownfield | IgnoreSilica | 2019 | 109.6204 | 17.6231 | 1.0466 | 4 | 9953.6849 | 13569.1938 | 202.9193 | 276.6264 | 99.4589 | 0 | 170.0818 | 2635690.316 | 164446.8801 | 3438966.033 | 3691875.8464 | 0 | 265993.9478 | 0 | 3976819.4791 | 10346868.5267 | 7061950.3764 | 31582611.4055 | 961560.8286 | 9125037.6958 | 9125037.6958 | 1478867.319 | 4531736.1482 | 0 | 41669209.9299 | 56804851.0928 | 749894.2093 | 4.1863 | 9953.6849 | 13569.1938 | 202.9193 | 276.6264
1 | 2900 | 707 | 0.03 | 15 | 15 | 7 | 1e-09 | 5spot_SharedNeighbor | Water | Porous | Wet | R600a | MinimizeLCOE_Brownfield | IgnoreSilica | 2019 | 111.3519 | 17.8941 | 1.0691 | 4 | 9831.2362 | 13370.5474 | 200.423 | 272.5767 | 99.4361 | 0 | 191.5241 | 2663834.1245 | 166164.6808 | 3481261.6774 | 3749121.546 | 0 | 257166.2575 | 0 | 4023843.8316 | 10469216.2461 | 7145455.2088 | 31956063.5727 | 961560.8286 | 9125037.6958 | 9125037.6958 | 1478867.319 | 4531736.1482 | 0 | 42042662.0971 | 57178303.2601 | 1000000 | 4.2764 | 9831.2362 | 13370.5474 | 200.423 | 272.5767
1 | 2900 | 707 | 0.03 | 15 | 15 | 7 | 1.3335e-09 | 5spot_SharedNeighbor | Water | Porous | Wet | R600a | MinimizeLCOE_Brownfield | IgnoreSilica | 2019 | 112.6554 | 18.0977 | 1.0863 | 4 | 9739.3299 | 13222.5015 | 198.5494 | 269.5586 | 99.4184 | 0 | 197.7208 | 2684888.01 | 167448.6563 | 3512970.3902 | 3792187.8206 | 0 | 249891.689 | 0 | 4058880.7608 | 10560375.1486 | 7207673.0329 | 32234315.5084 | 961560.8286 | 9125037.6958 | 9125037.6958 | 1478867.319 | 4531736.1482 | 0 | 42320914.0328 | 57456555.1958 | 1333521.4322 | 4.3454 | 9739.3299 | 13222.5015 | 198.5494 | 269.5586
1 | 2900 | 707 | 0.03 | 15 | 15 | 7 | 1.7783e-09 | 5spot_SharedNeighbor | Water | Porous | Wet | R600a | MinimizeLCOE_Brownfield | IgnoreSilica | 2019 | 113.6519 | 18.2532 | 1.0996 | 4 | 9670.3585 | 13111.6595 | 197.1433 | 267.2989 | 99.4046 | 0 | 163.0505 | 2700905.4956 | 168424.8582 | 3537133.1653 | 3825091.3706 | 0 | 244140.232 | 0 | 4085521.0975 | 10629687.8401 | 7254980.3691 | 32445884.4285 | 961560.8286 | 9125037.6958 | 9125037.6958 | 1478867.319 | 4531736.1482 | 0 | 42532482.9529 | 57668124.1158 | 1778279.41 | 4.3982 | 9670.3585 | 13111.6595 | 197.1433 | 267.2989
1 | 2900 | 707 | 0.03 | 15 | 15 | 7 | 2.3714e-09 | 5spot_SharedNeighbor | Water | Porous | Wet | R600a | MinimizeLCOE_Brownfield | IgnoreSilica | 2019 | 114.405 | 18.3706 | 1.1096 | 4 | 9618.6056 | 13028.7386 | 196.0883 | 265.6085 | 99.3939 | 0 | 188.0059 | 2712966.7571 | 169159.5817 | 3555350.3963 | 3849947.8382 | 0 | 239618.5863 | 0 | 4105546.8322 | 10681790.694 | 7290541.6375 | 32604922.3234 | 961560.8286 | 9125037.6958 | 9125037.6958 | 1478867.319 | 4531736.1482 | 0 | 42691520.8478 | 57827162.0108 | 2371373.7057 | 4.4384 | 9618.6056 | 13028.7386 | 196.0883 | 265.6085
1 | 2900 | 707 | 0.03 | 15 | 15 | 7 | 3.1623e-09 | 5spot_SharedNeighbor | Water | Porous | Wet | R600a | MinimizeLCOE_Brownfield | IgnoreSilica | 2019 | 114.9749 | 18.4594 | 1.1172 | 4 | 9579.7774 | 12966.6306 | 195.2967 | 264.3423 | 99.3858 | 0 | 175.6361 | 2722069.0568 | 169713.8494 | 3569111.2906 | 3868751.9294 | 0 | 236116.0672 | 0 | 4120647.2554 | 10721078.8976 | 7317356.6438 | 32724844.9901 | 961560.8286 | 9125037.6958 | 9125037.6958 | 1478867.319 | 4531736.1482 | 0 | 42811443.5145 | 57947084.6775 | 3162277.6602 | 4.4689 | 9579.7774 | 12966.6306 | 195.2967 | 264.3423
1 | 2900 | 707 | 0.03 | 15 | 15 | 7 | 4.217e-09 | 5spot_SharedNeighbor | Water | Porous | Wet | R600a | MinimizeLCOE_Brownfield | IgnoreSilica | 2019 | 115.4035 | 18.5261 | 1.123 | 4 | 9550.649 | 12920.1302 | 194.7029 | 263.3943 | 99.3796 | 0 | 152.6576 | 2728900.4799 | 170129.718 | 3579446.3548 | 3882890.5565 | 0 | 233413.9893 | 0 | 4131964.6284 | 10750524.3805 | 7337453.7909 | 32814723.8982 | 961560.8286 | 9125037.6958 | 9125037.6958 | 1478867.319 | 4531736.1482 | 0 | 42901322.4226 | 58036963.5855 | 4216965.0343 | 4.492 | 9550.649 | 12920.1302 | 194.7029 | 263.3943
1 | 2900 | 707 | 0.03 | 15 | 15 | 7 | 5.6234e-09 | 5spot_SharedNeighbor | Water | Porous | Wet | R600a | MinimizeLCOE_Brownfield | IgnoreSilica | 2019 | 115.7176 | 18.575 | 1.1273 | 4 | 9528.7991 | 12885.4554 | 194.2575 | 262.6874 | 99.375 | 0 | 174.6935 | 2733899.4197 | 170433.9674 | 3587013.1012 | 3893250.7248 | 0 | 231295.75 | 0 | 4140198.2556 | 10771946.5897 | 7352074.8888 | 32880112.6973 | 961560.8286 | 9125037.6958 | 9125037.6958 | 1478867.319 | 4531736.1482 | 0 | 42966711.2217 | 58102352.3846 | 5623413.2519 | 4.5091 | 9528.7991 | 12885.4554 | 194.2575 | 262.6874
1 | 2900 | 707 | 0.03 | 15 | 15 | 7 | 7.4989e-09 | 5spot_SharedNeighbor | Water | Porous | Wet | R600a | MinimizeLCOE_Brownfield | IgnoreSilica | 2019 | 115.954 | 18.6118 | 1.1305 | 4 | 9512.41 | 12859.4675 | 193.9233 | 262.1576 | 99.3716 | 0 | 179.8856 | 2737656.0907 | 170662.5729 | 3592701.6733 | 3901044.1636 | 0 | 229684.5394 | 0 | 4146382.1255 | 10788035.7507 | 7363056.0718 | 32929222.9879 | 961560.8286 | 9125037.6958 | 9125037.6958 | 1478867.319 | 4531736.1482 | 0 | 43015821.5123 | 58151462.6753 | 7498942.0933 | 4.5221 | 9512.41 | 12859.4675 | 193.9233 | 262.1576
1 | 2900 | 707 | 0.03 | 15 | 15 | 7 | 1e-08 | 5spot_SharedNeighbor | Water | Porous | Wet | R600a | MinimizeLCOE_Brownfield | IgnoreSilica | 2019 | 116.1346 | 18.6399 | 1.133 | 4 | 9500.1177 | 12839.931 | 193.6727 | 261.7594 | 99.3689 | 0 | 172.9234 | 2740524.23 | 170837.0877 | 3597046.0487 | 3906998.803 | 0 | 228480.9934 | 0 | 4151115.9935 | 10800352.304 | 7371462.3726 | 32966817.8328 | 961560.8286 | 9125037.6958 | 9125037.6958 | 1478867.319 | 4531736.1482 | 0 | 43053416.3572 | 58189057.5202 | 10000000 | 4.5319 | 9500.1177 | 12839.931 | 193.6727 | 261.7594
1 | 3000 | 707 | 0.03 | 15 | 15 | 7 | 1e-13 | 5spot_SharedNeighbor | Water | Porous | Wet | R600a | MinimizeLCOE_Brownfield | IgnoreSilica | 2019 | 0 | 0 | 0 | 0 |  |  |  |  | 15 |  | 22.3694 | [19 empty] | 100 | 0
1 | 3000 | 707 | 0.03 | 15 | 15 | 7 | 1.3335e-13 | 5spot_SharedNeighbor | Water | Porous | Wet | R600a | MinimizeLCOE_Brownfield | IgnoreSilica | 2019 | 0 | 0 | 0 | 0 |  |  |  |  | 15 |  | 24.7812 | [19 empty] | 133.3521 | 0
1 | 3000 | 707 | 0.03 | 15 | 15 | 7 | 1.7783e-13 | 5spot_SharedNeighbor | Water | Porous | Wet | R600a | MinimizeLCOE_Brownfield | IgnoreSilica | 2019 | 0 | 0 | 0 | 0 |  |  |  |  | 15 |  | 26.5428 | [19 empty] | 177.8279 | 0
1 | 3000 | 707 | 0.03 | 15 | 15 | 7 | 2.3714e-13 | 5spot_SharedNeighbor | Water | Porous | Wet | R600a | MinimizeLCOE_Brownfield | IgnoreSilica | 2019 | 0 | 0 | 0 | 0 |  |  |  |  | 15 |  | 25.7026 | [19 empty] | 237.1374 | 0
1 | 3000 | 707 | 0.03 | 15 | 15 | 7 | 3.1623e-13 | 5spot_SharedNeighbor | Water | Porous | Wet | R600a | MinimizeLCOE_Brownfield | IgnoreSilica | 2019 | 0 | 0 | 0 | 0 |  |  |  |  | 15 |  | 25.6938 | [19 empty] | 316.2278 | 0
1 | 3000 | 707 | 0.03 | 15 | 15 | 7 | 4.217e-13 | 5spot_SharedNeighbor | Water | Porous | Wet | R600a | MinimizeLCOE_Brownfield | IgnoreSilica | 2019 | 0 | 0 | 0 | 0 |  |  |  |  | 15 |  | 26.7631 | [19 empty] | 421.6965 | 0
1 | 3000 | 707 | 0.03 | 15 | 15 | 7 | 5.6234e-13 | 5spot_SharedNeighbor | Water | Porous | Wet | R600a | MinimizeLCOE_Brownfield | IgnoreSilica | 2019 | 0 | 0 | 0 | 0 |  |  |  |  | 15 |  | 29.3323 | [19 empty] | 562.3413 | 0
1 | 3000 | 707 | 0.03 | 15 | 15 | 7 | 7.4989e-13 | 5spot_SharedNeighbor | Water | Porous | Wet | R600a | MinimizeLCOE_Brownfield | IgnoreSilica | 2019 | 1.3402 | 0.16092 | 0.0020278 | 4 | 1400307.6363 | 3331254.3503 | 28547.1652 | 67912.1258 | 84.6965 | 0 | 230.6045 | 88030.0224 | 5021.1237 | 81237.463 | 63424.8785 | 0 | 51379.3169 | 0 | 112746.1938 | 293342.4687 | 200212.2625 | 895393.7295 | 961560.8286 | 9501104.8411 | 9501104.8411 | 1478867.319 | 4682163.0063 | 0 | 11358059.3992 | 27020194.5656 | 749.8942 | 0.0081111 | 1400307.6363 | 3331254.3503 | 28547.1652 | 67912.1258
1 | 3000 | 707 | 0.03 | 15 | 15 | 7 | 1e-12 | 5spot_SharedNeighbor | Water | Porous | Wet | R600a | MinimizeLCOE_Brownfield | IgnoreSilica | 2019 | 1.9431 | 0.25946 | 0.0048218 | 4 | 607236.5437 | 1419291.0017 | 12379.3383 | 28934.1668 | 89.7758 | 0 | 354.2207 | 127964.8326 | 7544.0692 | 118578.204 | 83839.3107 | 0 | 65378.0089 | 0 | 157288.7259 | 409233.0005 | 279309.9317 | 1249136.0836 | 961560.8286 | 9501104.8411 | 9501104.8411 | 1478867.319 | 4682163.0063 | 0 | 11711801.7533 | 27373936.9197 | 1000 | 0.019287 | 607236.5437 | 1419291.0017 | 12379.3383 | 28934.1668
1 | 3000 | 707 | 0.03 | 15 | 15 | 7 | 1.3335e-12 | 5spot_SharedNeighbor | Water | Porous | Wet | R600a | MinimizeLCOE_Brownfield | IgnoreSilica | 2019 | 2.6692 | 0.38083 | 0.0089297 | 4 | 338890.9652 | 777373.9732 | 6908.7507 | 15847.8199 | 93.0971 | 0 | 71.0312 | 171478.9601 | 10330.607 | 160775.4322 | 108741.2541 | 0 | 78869.3594 | 0 | 206776.2891 | 537989.4885 | 367188.8805 | 1642150.2709 | 961560.8286 | 9501104.8411 | 9501104.8411 | 1478867.319 | 4682163.0063 | 0 | 12104815.9406 | 27766951.107 | 1333.5214 | 0.035719 | 338890.9652 | 777373.9732 | 6908.7507 | 15847.8199
1 | 3000 | 707 | 0.03 | 15 | 15 | 7 | 1.7783e-12 | 5spot_SharedNeighbor | Water | Porous | Wet | R600a | MinimizeLCOE_Brownfield | IgnoreSilica | 2019 | 3.5512 | 0.52973 | 0.014646 | 4 | 214172.5236 | 481514.6059 | 4366.1966 | 9816.3265 | 95.4165 | 0 | 54.0669 | 219509.6424 | 13425.0935 | 208985.1378 | 139007.7574 | 0 | 92104.419 | 0 | 262482.4995 | 682925.6212 | 466110.7692 | 2084550.94 | 961560.8286 | 9501104.8411 | 9501104.8411 | 1478867.319 | 4682163.0063 | 0 | 12547216.6097 | 28209351.7761 | 1778.2794 | 0.058585 | 214172.5236 | 481514.6059 | 4366.1966 | 9816.3265
1 | 3000 | 707 | 0.03 | 15 | 15 | 7 | 2.3714e-12 | 5spot_SharedNeighbor | Water | Porous | Wet | R600a | MinimizeLCOE_Brownfield | IgnoreSilica | 2019 | 4.7498 | 0.7332 | 0.022478 | 4 | 145844.5589 | 320040.8132 | 2973.2386 | 6524.4649 | 97.2498 | 0 | 69.0052 | 278928.4413 | 17261.7853 | 270680.3142 | 180071.2148 | 0 | 108766.0773 | 0 | 333726.0549 | 868286.7381 | 592623.5403 | 2650344.1663 | 961560.8286 | 9501104.8411 | 9501104.8411 | 1478867.319 | 4682163.0063 | 0 | 13113009.836 | 28775145.0024 | 2371.3737 | 0.089911 | 145844.5589 | 320040.8132 | 2973.2386 | 6524.4649
1 | 3000 | 707 | 0.03 | 15 | 15 | 7 | 3.1623e-12 | 5spot_SharedNeighbor | Water | Porous | Wet | R600a | MinimizeLCOE_Brownfield | IgnoreSilica | 2019 | 6.2307 | 0.98537 | 0.032945 | 4 | 104470.284 | 223320.003 | 2129.768 | 4552.6803 | 98.5616 | 0 | 107.2976 | 345956.5224 | 21591.2828 | 342556.5233 | 230939.3797 | 0 | 125879.945 | 0 | 416100.2248 | 1082607.431 | 738901.817 | 3304533.1261 | 961560.8286 | 9501104.8411 | 9501104.8411 | 1478867.319 | 4682163.0063 | 0 | 13767198.7958 | 29429333.9622 | 3162.2777 | 0.13178 | 104470.284 | 223320.003 | 2129.768 | 4552.6803
1 | 3000 | 707 | 0.03 | 15 | 15 | 7 | 4.217e-12 | 5spot_SharedNeighbor | Water | Porous | Wet | R600a | MinimizeLCOE_Brownfield | IgnoreSilica | 2019 | 7.9675 | 1.2802 | 0.046436 | 4 | 77976.0728 | 162297.6268 | 1589.6477 | 3308.6566 | 99.4291 | 0 | 125.957 | 417838.4881 | 26223.8996 | 422078.4315 | 290597.1177 | 0 | 141457.6695 | 0 | 506296.2865 | 1317279.0817 | 899070.0407 | 4020841.0151 | 961560.8286 | 9501104.8411 | 9501104.8411 | 1478867.319 | 4682163.0063 | 0 | 14483506.6848 | 30145641.8512 | 4216.965 | 0.18574 | 77976.0728 | 162297.6268 | 1589.6477 | 3308.6566
1 | 3000 | 707 | 0.03 | 15 | 15 | 7 | 5.6234e-12 | 5spot_SharedNeighbor | Water | Porous | Wet | R600a | MinimizeLCOE_Brownfield | IgnoreSilica | 2019 | 10.5692 | 1.7272 | 0.065474 | 4 | 59280.0868 | 119083.4043 | 1208.5048 | 2427.6763 | 100.3664 | 0 | 94.4812 | 518460.6093 | 32725.685 | 535968.41 | 380285.5587 | 0 | 167052.4544 | 0 | 637452.1598 | 1658519.7603 | 1131973.8155 | 5062438.4529 | 961560.8286 | 9501104.8411 | 9501104.8411 | 1478867.319 | 4682163.0063 | 0 | 15525104.1226 | 31187239.289 | 5623.4133 | 0.26189 | 59280.0868 | 119083.4043 | 1208.5048 | 2427.6763
1 | 3000 | 707 | 0.03 | 15 | 15 | 7 | 7.4989e-12 | 5spot_SharedNeighbor | Water | Porous | Wet | R600a | MinimizeLCOE_Brownfield | IgnoreSilica | 2019 | 13.6218 | 2.2494 | 0.089656 | 4 | 46478.412 | 90151.4115 | 947.5253 | 1837.8585 | 100.9536 | 0 | 120.6529 | 626245.0528 | 39665.2703 | 661823.5144 | 485268.391 | 0 | 190564.5728 | 0 | 781391.0525 | 2033019.2333 | 1387577.4011 | 6205554.4882 | 961560.8286 | 9501104.8411 | 9501104.8411 | 1478867.319 | 4682163.0063 | 0 | 16668220.1579 | 32330355.3243 | 7498.9421 | 0.35862 | 46478.412 | 90151.4115 | 947.5253 | 1837.8585
1 | 3000 | 707 | 0.03 | 15 | 15 | 7 | 1e-11 | 5spot_SharedNeighbor | Water | Porous | Wet | R600a | MinimizeLCOE_Brownfield | IgnoreSilica | 2019 | 17.4144 | 2.8986 | 0.12097 | 4 | 37236.1851 | 69603.1162 | 759.11 | 1418.9537 | 101.4004 | 0 | 132.1801 | 750240.6325 | 47632.5441 | 810395.4308 | 615661.6479 | 0 | 215543.2103 | 0 | 951394.6515 | 2475333.7254 | 1689466.1306 | 7555667.9731 | 961560.8286 | 9501104.8411 | 9501104.8411 | 1478867.319 | 4682163.0063 | 0 | 18018333.6428 | 33680468.8092 | 10000 | 0.48389 | 37236.1851 | 69603.1162 | 759.11 | 1418.9537
1 | 3000 | 707 | 0.03 | 15 | 15 | 7 | 1.3335e-11 | 5spot_SharedNeighbor | Water | Porous | Wet | R600a | MinimizeLCOE_Brownfield | IgnoreSilica | 2019 | 22.1239 | 3.705 | 0.16123 | 4 | 30419.706 | 54705.3872 | 620.1469 | 1115.2433 | 101.7448 | 0 | 120.7925 | 893257.7602 | 56803.3552 | 985985.6949 | 777596.3514 | 0 | 242323.2919 | 0 | 1152826.9169 | 2999419.1605 | 2047165.2089 | 9155377.7399 | 961560.8286 | 9501104.8411 | 9501104.8411 | 1478867.319 | 4682163.0063 | 0 | 19618043.4096 | 35280178.576 | 13335.2143 | 0.64491 | 30419.706 | 54705.3872 | 620.1469 | 1115.2433
1 | 3000 | 707 | 0.03 | 15 | 15 | 7 | 1.7783e-11 | 5spot_SharedNeighbor | Water | Porous | Wet | R600a | MinimizeLCOE_Brownfield | IgnoreSilica | 2019 | 27.8749 | 4.6901 | 0.21225 | 4 | 25308.0135 | 43756.1925 | 515.9381 | 892.0292 | 102.0099 | 0 | 145.1493 | 1055955.9974 | 67214.5315 | 1190406.1265 | 975372.3803 | 0 | 270117.6035 | 0 | 1388035.9893 | 3611384.9188 | 2464844.4136 | 11023331.9609 | 961560.8286 | 9501104.8411 | 9501104.8411 | 1478867.319 | 4682163.0063 | 0 | 21485997.6306 | 37148132.797 | 17782.7941 | 0.84898 | 25308.0135 | 43756.1925 | 515.9381 | 892.0292
1 | 3000 | 707 | 0.03 | 15 | 15 | 7 | 2.3714e-11 | 5spot_SharedNeighbor | Water | Porous | Wet | R600a | MinimizeLCOE_Brownfield | IgnoreSilica | 2019 | 34.7614 | 5.8699 | 0.27576 | 4 | 21423.8823 | 35623.0956 | 436.7548 | 726.225 | 102.2141 | 0 | 140.2037 | 1238130.9145 | 78849.8512 | 1424266.6973 | 1212481.8198 | 0 | 297935.6211 | 0 | 1658149.3125 | 4314164.3781 | 2944505.8352 | 13168484.4298 | 961560.8286 | 9501104.8411 | 9501104.8411 | 1478867.319 | 4682163.0063 | 0 | 23631150.0995 | 39293285.2659 | 23713.7371 | 1.103 | 21423.8823 | 35623.0956 | 436.7548 | 726.225
1 | 3000 | 707 | 0.03 | 15 | 15 | 7 | 3.1623e-11 | 5spot_SharedNeighbor | Water | Porous | Wet | R600a | MinimizeLCOE_Brownfield | IgnoreSilica | 2019 | 42.7929 | 7.2461 | 0.35282 | 4 | 18448.1276 | 29545.9836 | 376.09 | 602.3348 | 102.3701 | 0 | 153.2343 | 1437497.1158 | 91555.927 | 1685461.0259 | 1489030.9502 | 0 | 324370.5822 | 0 | 1960887.0844 | 5101825.9605 | 3482101.0501 | 15572729.6962 | 961560.8286 | 9501104.8411 | 9501104.8411 | 1478867.319 | 4682163.0063 | 0 | 26035395.3659 | 41697530.5323 | 31622.7766 | 1.4113 | 18448.1276 | 29545.9836 | 376.09 | 602.3348
1 | 3000 | 707 | 0.03 | 15 | 15 | 7 | 4.217e-11 | 5spot_SharedNeighbor | Water | Porous | Wet | R600a | MinimizeLCOE_Brownfield | IgnoreSilica | 2019 | 51.7406 | 8.7786 | 0.44269 | 4 | 16158.7611 | 25003.5744 | 329.4182 | 509.7317 | 102.4826 | 0 | 156.2295 | 1646792.4438 | 104864.2767 | 1964900.4359 | 1797065.8529 | 0 | 346663.3966 | 0 | 2285511.6983 | 5946432.6161 | 4058562.4475 | 18150793.1679 | 961560.8286 | 9501104.8411 | 9501104.8411 | 1478867.319 | 4682163.0063 | 0 | 28613458.8376 | 44275594.004 | 42169.6503 | 1.7708 | 16158.7611 | 25003.5744 | 329.4182 | 509.7317
1 | 3000 | 707 | 0.03 | 15 | 15 | 7 | 5.6234e-11 | 5spot_SharedNeighbor | Water | Porous | Wet | R600a | MinimizeLCOE_Brownfield | IgnoreSilica | 2019 | 61.1876 | 10.394 | 0.54235 | 4 | 14399.0576 | 21618.6744 | 293.5443 | 440.7259 | 102.551 | 0 | 155.095 | 1855934.7481 | 118127.5034 | 2249071.9676 | 2122022.6118 | 0 | 362220.0026 | 0 | 2615876.9651 | 6805975.273 | 4645217.9726 | 20774447.0441 | 961560.8286 | 9501104.8411 | 9501104.8411 | 1478867.319 | 4682163.0063 | 0 | 31237112.7138 | 46899247.8802 | 56234.1325 | 2.1694 | 14399.0576 | 21618.6744 | 293.5443 | 440.7259
1 | 3000 | 707 | 0.03 | 15 | 15 | 7 | 7.4989e-11 | 5spot_SharedNeighbor | Water | Porous | Wet | R600a | MinimizeLCOE_Brownfield | IgnoreSilica | 2019 | 70.5614 | 11.9916 | 0.64642 | 4 | 13052.3662 | 19109.594 | 266.0901 | 389.5749 | 102.576 | 0 | 162.3599 | 2053279.8367 | 130603.171 | 2521570.7906 | 2443943.8641 | 0 | 369119.2963 | 0 | 2932221.6139 | 7629039.1581 | 5206975.9865 | 23286753.7173 | 961560.8286 | 9501104.8411 | 9501104.8411 | 1478867.319 | 4682163.0063 | 0 | 33749419.387 | 49411554.5534 | 74989.4209 | 2.5857 | 13052.3662 | 19109.594 | 266.0901 | 389.5749
1 | 3000 | 707 | 0.03 | 15 | 15 | 7 | 1e-10 | 5spot_SharedNeighbor | Water | Porous | Wet | R600a | MinimizeLCOE_Brownfield | IgnoreSilica | 2019 | 79.3575 | 13.4837 | 0.74891 | 4 | 12027.1932 | 17255.5111 | 245.1906 | 351.7769 | 102.5643 | 0 | 199.7665 | 2230326.334 | 141756.2248 | 2769620.7219 | 2745329.4715 | 0 | 367513.3175 | 0 | 3219272.9672 | 8375887.8969 | 5716715.5969 | 25566422.5308 | 961560.8286 | 9501104.8411 | 9501104.8411 | 1478867.319 | 4682163.0063 | 0 | 36029088.2005 | 51691223.3669 | 100000 | 2.9956 | 12027.1932 | 17255.5111 | 245.1906 | 351.7769
1 | 3000 | 707 | 0.03 | 15 | 15 | 7 | 1.3335e-10 | 5spot_SharedNeighbor | Water | Porous | Wet | R600a | MinimizeLCOE_Brownfield | IgnoreSilica | 2019 | 87.2233 | 14.8105 | 0.84455 | 4 | 11250.3351 | 15886.5881 | 229.3533 | 323.8696 | 102.5275 | 0 | 224.6404 | 2382575.9111 | 151312.3667 | 2985670.3456 | 3014102.9048 | 0 | 359082.2823 | 0 | 3468170.0861 | 9023467.1445 | 6158701.7398 | 27543082.7808 | 961560.8286 | 9501104.8411 | 9501104.8411 | 1478867.319 | 4682163.0063 | 0 | 38005748.4505 | 53667883.6169 | 133352.1432 | 3.3782 | 11250.3351 | 15886.5881 | 229.3533 | 323.8696
1 | 3000 | 707 | 0.03 | 15 | 15 | 7 | 1.7783e-10 | 5spot_SharedNeighbor | Water | Porous | Wet | R600a | MinimizeLCOE_Brownfield | IgnoreSilica | 2019 | 93.9519 | 15.939 | 0.92956 | 4 | 10663.6086 | 14875.8497 | 217.3921 | 303.2643 | 102.4778 | 0 | 182.3512 | 2508585.558 | 159194.022 | 3166440.8467 | 3243377.4368 | 0 | 345983.0021 | 0 | 3675196.5376 | 9562107.5044 | 6526334.8534 | 29187219.761 | 961560.8286 | 9501104.8411 | 9501104.8411 | 1478867.319 | 4682163.0063 | 0 | 39649885.4307 | 55312020.5971 | 177827.941 | 3.7182 | 10663.6086 | 14875.8497 | 217.3921 | 303.2643
1 | 3000 | 707 | 0.03 | 15 | 15 | 7 | 2.3714e-10 | 5spot_SharedNeighbor | Water | Porous | Wet | R600a | MinimizeLCOE_Brownfield | IgnoreSilica | 2019 | 99.8593 | 16.9243 | 1.0054 | 4 | 10210.807 | 14105.3474 | 208.1611 | 287.5566 | 102.4212 | 0 | 158.0875 | 2616179.8877 | 165902.2156 | 3322226.9266 | 3444127.9286 | 0 | 331518.1016 | 0 | 3853182.4734 | 10025190.3994 | 6842398.4447 | 30600726.3776 | 961560.8286 | 9501104.8411 | 9501104.8411 | 1478867.319 | 4682163.0063 | 0 | 41063392.0473 | 56725527.2137 | 237137.3706 | 4.0216 | 10210.807 | 14105.3474 | 208.1611 | 287.5566
1 | 3000 | 707 | 0.03 | 15 | 15 | 7 | 3.1623e-10 | 5spot_SharedNeighbor | Water | Porous | Wet | R600a | MinimizeLCOE_Brownfield | IgnoreSilica | 2019 | 104.3487 | 17.6694 | 1.0654 | 4 | 9881.3916 | 13556.5379 | 201.4455 | 276.3684 | 102.3706 | 0 | 180.8412 | 2696123.0301 | 170872.4872 | 3438854.0435 | 3596321.7537 | 0 | 315986.5318 | 0 | 3985081.56 | 10368364.7666 | 7076622.0018 | 31648226.1748 | 961560.8286 | 9501104.8411 | 9501104.8411 | 1478867.319 | 4682163.0063 | 0 | 42110891.8445 | 57773027.0109 | 316227.766 | 4.2616 | 9881.3916 | 13556.5379 | 201.4455 | 276.3684
1 | 3000 | 707 | 0.03 | 15 | 15 | 7 | 4.217e-10 | 5spot_SharedNeighbor | Water | Porous | Wet | R600a | MinimizeLCOE_Brownfield | IgnoreSilica | 2019 | 107.8862 | 18.2541 | 1.1138 | 4 | 9633.7357 | 13149.1347 | 196.3967 | 268.0629 | 102.3263 | 0 | 163.1515 | 2758042.2476 | 174713.5445 | 3529710.325 | 3716010.2743 | 0 | 301278.113 | 0 | 4087104.2567 | 10633806.8956 | 7257791.7091 | 32458457.3659 | 961560.8286 | 9501104.8411 | 9501104.8411 | 1478867.319 | 4682163.0063 | 0 | 42921123.0356 | 58583258.202 | 421696.5034 | 4.4553 | 9633.7357 | 13149.1347 | 196.3967 | 268.0629
1 | 3000 | 707 | 0.03 | 15 | 15 | 7 | 5.6234e-10 | 5spot_SharedNeighbor | Water | Porous | Wet | R600a | MinimizeLCOE_Brownfield | IgnoreSilica | 2019 | 110.6487 | 18.7092 | 1.1523 | 4 | 9447.6466 | 12845.7837 | 192.6031 | 261.8787 | 102.289 | 0 | 160.4354 | 2805753.9409 | 177667.9087 | 3600036.6762 | 3809328.7411 | 0 | 288247.5836 | 0 | 4165603.5917 | 10838046.0627 | 7397189.1374 | 33081873.6421 | 961560.8286 | 9501104.8411 | 9501104.8411 | 1478867.319 | 4682163.0063 | 0 | 43544539.3118 | 59206674.4782 | 562341.3252 | 4.609 | 9447.6466 | 12845.7837 | 192.6031 | 261.8787
1 | 3000 | 707 | 0.03 | 15 | 15 | 7 | 7.4989e-10 | 5spot_SharedNeighbor | Water | Porous | Wet | R600a | MinimizeLCOE_Brownfield | IgnoreSilica | 2019 | 112.7628 | 19.0566 | 1.1822 | 4 | 9307.8702 | 12619.9379 | 189.7535 | 257.2745 | 102.259 | 0 | 183.3421 | 2841893.5903 | 179902.5143 | 3653492.4812 | 3880654.7242 | 0 | 277032.3324 | 0 | 4224860.5005 | 10992220.3843 | 7502416.2798 | 33552472.807 | 961560.8286 | 9501104.8411 | 9501104.8411 | 1478867.319 | 4682163.0063 | 0 | 44015138.4767 | 59677273.6431 | 749894.2093 | 4.7288 | 9307.8702 | 12619.9379 | 189.7535 | 257.2745
1 | 3000 | 707 | 0.03 | 15 | 15 | 7 | 1e-09 | 5spot_SharedNeighbor | Water | Porous | Wet | R600a | MinimizeLCOE_Brownfield | IgnoreSilica | 2019 | 114.405 | 19.3258 | 1.2055 | 4 | 9202.91 | 12450.8634 | 187.6138 | 253.8277 | 102.2348 | 0 | 175.4553 | 2869743.8016 | 181622.6353 | 3694797.8189 | 3936001.0493 | 0 | 267920.9878 | 0 | 4270533.6542 | 11111052.5614 | 7583521.6825 | 33915194.191 | 961560.8286 | 9501104.8411 | 9501104.8411 | 1478867.319 | 4682163.0063 | 0 | 44377859.8607 | 60039995.0271 | 1000000 | 4.8222 | 9202.91 | 12450.8634 | 187.6138 | 253.8277
1 | 3000 | 707 | 0.03 | 15 | 15 | 7 | 1.3335e-09 | 5spot_SharedNeighbor | Water | Porous | Wet | R600a | MinimizeLCOE_Brownfield | IgnoreSilica | 2019 | 115.625 | 19.5256 | 1.2232 | 4 | 9124.1125 | 12325.0576 | 186.0074 | 251.263 | 102.2164 | 0 | 175.1003 | 2890310.8732 | 182891.8242 | 3725363.9632 | 3977088.3212 | 0 | 260368.1169 | 0 | 4304049.0085 | 11198252.6383 | 7643037.5267 | 34181362.2722 | 961560.8286 | 9501104.8411 | 9501104.8411 | 1478867.319 | 4682163.0063 | 0 | 44644027.9419 | 60306163.1083 | 1333521.4322 | 4.893 | 9124.1125 | 12325.0576 | 186.0074 | 251.263
1 | 3000 | 707 | 0.03 | 15 | 15 | 7 | 1.7783e-09 | 5spot_SharedNeighbor | Water | Porous | Wet | R600a | MinimizeLCOE_Brownfield | IgnoreSilica | 2019 | 116.5615 | 19.6787 | 1.2368 | 4 | 9064.9682 | 12230.7392 | 184.8016 | 249.3402 | 102.2019 | 0 | 292.8345 | 2906025.9044 | 183860.9579 | 3748755.1692 | 4008606.0178 | 0 | 254453.2549 | 0 | 4329663.5086 | 11264896.3134 | 7688523.2043 | 34384784.3305 | 961560.8286 | 9501104.8411 | 9501104.8411 | 1478867.319 | 4682163.0063 | 0 | 44847450.0002 | 60509585.1666 | 1778279.41 | 4.9473 | 9064.9682 | 12230.7392 | 184.8016 | 249.3402
1 | 3000 | 707 | 0.03 | 15 | 15 | 7 | 2.3714e-09 | 5spot_SharedNeighbor | Water | Porous | Wet | R600a | MinimizeLCOE_Brownfield | IgnoreSilica | 2019 | 117.2723 | 19.7948 | 1.2472 | 4 | 9020.5831 | 12160.0895 | 183.8968 | 247.8999 | 102.1908 | 0 | 185.0674 | 2917914.9055 | 184593.7725 | 3766472.3305 | 4032521.7337 | 0 | 249843.1375 | 0 | 4349024.8931 | 11315270.6641 | 7722904.7338 | 34538546.1705 | 961560.8286 | 9501104.8411 | 9501104.8411 | 1478867.319 | 4682163.0063 | 0 | 45001211.8402 | 60663347.0066 | 2371373.7057 | 4.9887 | 9020.5831 | 12160.0895 | 183.8968 | 247.8999
1 | 3000 | 707 | 0.03 | 15 | 15 | 7 | 3.1623e-09 | 5spot_SharedNeighbor | Water | Porous | Wet | R600a | MinimizeLCOE_Brownfield | IgnoreSilica | 2019 | 117.7982 | 19.8806 | 1.2549 | 4 | 8987.2792 | 12107.3686 | 183.2178 | 246.8251 | 102.1825 | 0 | 160.224 | 2926686.573 | 185134.2331 | 3779555.5993 | 4050206.3497 | 0 | 246206.0824 | 0 | 4363237.6467 | 11352249.3336 | 7748143.4356 | 34651419.2536 | 961560.8286 | 9501104.8411 | 9501104.8411 | 1478867.319 | 4682163.0063 | 0 | 45114084.9233 | 60776220.0897 | 3162277.6602 | 5.0198 | 8987.2792 | 12107.3686 | 183.2178 | 246.8251
1 | 3000 | 707 | 0.03 | 15 | 15 | 7 | 4.217e-09 | 5spot_SharedNeighbor | Water | Porous | Wet | R600a | MinimizeLCOE_Brownfield | IgnoreSilica | 2019 | 118.2003 | 19.9462 | 1.2608 | 4 | 8962.293 | 12067.7679 | 182.7085 | 246.0178 | 102.176 | 0 | 157.6045 | 2933381.0765 | 185546.5926 | 3789547.3089 | 4063725.8163 | 0 | 243449.931 | 0 | 4374103.7829 | 11380520.791 | 7767439.2862 | 34737714.5853 | 961560.8286 | 9501104.8411 | 9501104.8411 | 1478867.319 | 4682163.0063 | 0 | 45200380.255 | 60862515.4214 | 4216965.0343 | 5.0434 | 8962.293 | 12067.7679 | 182.7085 | 246.0178
1 | 3000 | 707 | 0.03 | 15 | 15 | 7 | 5.6234e-09 | 5spot_SharedNeighbor | Water | Porous | Wet | R600a | MinimizeLCOE_Brownfield | IgnoreSilica | 2019 | 118.5 | 19.9951 | 1.2653 | 4 | 8943.5492 | 12038.1439 | 182.3263 | 245.4138 | 102.1712 | 0 | 177.5569 | 2938363.4623 | 185853.4238 | 3796987.385 | 4073800.4781 | 0 | 241326.7294 | 0 | 4382169.2767 | 11401505.5515 | 7781761.8164 | 34801768.1233 | 961560.8286 | 9501104.8411 | 9501104.8411 | 1478867.319 | 4682163.0063 | 0 | 45264433.793 | 60926568.9594 | 5623413.2519 | 5.0611 | 8943.5492 | 12038.1439 | 182.3263 | 245.4138
1 | 3000 | 707 | 0.03 | 15 | 15 | 7 | 7.4989e-09 | 5spot_SharedNeighbor | Water | Porous | Wet | R600a | MinimizeLCOE_Brownfield | IgnoreSilica | 2019 | 118.7138 | 20.03 | 1.2685 | 4 | 8929.4893 | 12016.1415 | 182.0397 | 244.9653 | 102.1678 | 0 | 201.7635 | 2941913.863 | 186072.0326 | 3802291.1012 | 4080986.3425 | 0 | 239639.8396 | 0 | 4387852.2398 | 11416291.4556 | 7791853.4998 | 34846900.3742 | 961560.8286 | 9501104.8411 | 9501104.8411 | 1478867.319 | 4682163.0063 | 0 | 45309566.0439 | 60971701.2103 | 7498942.0933 | 5.0741 | 8929.4893 | 12016.1415 | 182.0397 | 244.9653
1 | 3000 | 707 | 0.03 | 15 | 15 | 7 | 1e-08 | 5spot_SharedNeighbor | Water | Porous | Wet | R600a | MinimizeLCOE_Brownfield | IgnoreSilica | 2019 | 118.8964 | 20.0597 | 1.2711 | 4 | 8918.9436 | 11999.2672 | 181.8247 | 244.6213 | 102.1648 | 0 | 211.0903 | 2944944.0717 | 186258.591 | 3806818.937 | 4087123.5583 | 0 | 238500.7852 | 0 | 4392821.9178 | 11429221.5385 | 7800678.5471 | 34886367.9466 | 961560.8286 | 9501104.8411 | 9501104.8411 | 1478867.319 | 4682163.0063 | 0 | 45349033.6163 | 61011168.7827 | 10000000 | 5.0846 | 8918.9436 | 11999.2672 | 181.8247 | 244.6213
1 | 3100 | 707 | 0.03 | 15 | 15 | 7 | 1e-13 | 5spot_SharedNeighbor | Water | Porous | Wet | R600a | MinimizeLCOE_Brownfield | IgnoreSilica | 2019 | 0 | 0 | 0 | 0 |  |  |  |  | 15 |  | 22.3149 | [19 empty] | 100 | 0
1 | 3100 | 707 | 0.03 | 15 | 15 | 7 | 1.3335e-13 | 5spot_SharedNeighbor | Water | Porous | Wet | R600a | MinimizeLCOE_Brownfield | IgnoreSilica | 2019 | 0 | 0 | 0 | 0 |  |  |  |  | 15 |  | 24.6296 | [19 empty] | 133.3521 | 0
1 | 3100 | 707 | 0.03 | 15 | 15 | 7 | 1.7783e-13 | 5spot_SharedNeighbor | Water | Porous | Wet | R600a | MinimizeLCOE_Brownfield | IgnoreSilica | 2019 | 0 | 0 | 0 | 0 |  |  |  |  | 15 |  | 25.6761 | [19 empty] | 177.8279 | 0
1 | 3100 | 707 | 0.03 | 15 | 15 | 7 | 2.3714e-13 | 5spot_SharedNeighbor | Water | Porous | Wet | R600a | MinimizeLCOE_Brownfield | IgnoreSilica | 2019 | 0 | 0 | 0 | 0 |  |  |  |  | 15 |  | 24.9559 | [19 empty] | 237.1374 | 0
1 | 3100 | 707 | 0.03 | 15 | 15 | 7 | 3.1623e-13 | 5spot_SharedNeighbor | Water | Porous | Wet | R600a | MinimizeLCOE_Brownfield | IgnoreSilica | 2019 | 0 | 0 | 0 | 0 |  |  |  |  | 15 |  | 25.185 | [19 empty] | 316.2278 | 0
1 | 3100 | 707 | 0.03 | 15 | 15 | 7 | 4.217e-13 | 5spot_SharedNeighbor | Water | Porous | Wet | R600a | MinimizeLCOE_Brownfield | IgnoreSilica | 2019 | 0 | 0 | 0 | 0 |  |  |  |  | 15 |  | 28.2991 | [19 empty] | 421.6965 | 0
1 | 3100 | 707 | 0.03 | 15 | 15 | 7 | 5.6234e-13 | 5spot_SharedNeighbor | Water | Porous | Wet | R600a | MinimizeLCOE_Brownfield | IgnoreSilica | 2019 | 1.0452 | 0.11833 | 0.00084558 | 4 | 3422843.2998 | 8211506.2233 | 69779.2904 | 167402.6612 | 82.0099 | 0 | 65.165 | 69475.5838 | 3889.8449 | 63657.4438 | 54031.6421 | 0 | 45474.1057 | 0 | 92246.1619 | 240005.591 | 163808.7475 | 732589.1208 | 961560.8286 | 9883032.0773 | 9883032.0773 | 1478867.319 | 4834933.9008 | 0 | 11577182.0267 | 27774015.3237 | 562.3413 | 0.0033823 | 3422843.2998 | 8211506.2233 | 69779.2904 | 167402.6612
1 | 3100 | 707 | 0.03 | 15 | 15 | 7 | 7.4989e-13 | 5spot_SharedNeighbor | Water | Porous | Wet | R600a | MinimizeLCOE_Brownfield | IgnoreSilica | 2019 | 1.5736 | 0.20661 | 0.0030978 | 4 | 961689.5467 | 2268833.1954 | 19605.3422 | 46253.2335 | 88.9537 | 0 | 275.1708 | 108582.9276 | 6358.152 | 98886.7783 | 72091.5026 | 0 | 60101.48 | 0 | 134948.1278 | 351107.3469 | 239637.9788 | 1071714.2939 | 961560.8286 | 9883032.0773 | 9883032.0773 | 1478867.319 | 4834933.9008 | 0 | 11916307.1998 | 28113140.4968 | 749.8942 | 0.012391 | 961689.5467 | 2268833.1954 | 19605.3422 | 46253.2335
1 | 3100 | 707 | 0.03 | 15 | 15 | 7 | 1e-12 | 5spot_SharedNeighbor | Water | Porous | Wet | R600a | MinimizeLCOE_Brownfield | IgnoreSilica | 2019 | 2.196 | 0.31447 | 0.0066378 | 4 | 462670.9576 | 1072695.2057 | 9432.1733 | 21868.3427 | 93.2889 | 0 | 400.1003 | 150425.1374 | 9058.0705 | 137921.5026 | 93839.9537 | 0 | 73632.9853 | 0 | 181302.2833 | 471711.351 | 321952.6897 | 1439843.9736 | 961560.8286 | 9883032.0773 | 9883032.0773 | 1478867.319 | 4834933.9008 | 0 | 12284436.8795 | 28481270.1765 | 1000 | 0.026551 | 462670.9576 | 1072695.2057 | 9432.1733 | 21868.3427
1 | 3100 | 707 | 0.03 | 15 | 15 | 7 | 1.3335e-12 | 5spot_SharedNeighbor | Water | Porous | Wet | R600a | MinimizeLCOE_Brownfield | IgnoreSilica | 2019 | 2.9593 | 0.44885 | 0.011684 | 4 | 271793.3076 | 618361.4311 | 5540.8742 | 12606.1342 | 96.3058 | 0 | 47.3785 | 197005.4114 | 12094.7571 | 182922.0231 | 120533.6131 | 0 | 87216.007 | 0 | 233911.0066 | 608588.4573 | 415374.1274 | 1857645.4029 | 961560.8286 | 9883032.0773 | 9883032.0773 | 1478867.319 | 4834933.9008 | 0 | 12702238.3088 | 28899071.6058 | 1333.5214 | 0.046735 | 271793.3076 | 618361.4311 | 5540.8742 | 12606.1342
1 | 3100 | 707 | 0.03 | 15 | 15 | 7 | 1.7783e-12 | 5spot_SharedNeighbor | Water | Porous | Wet | R600a | MinimizeLCOE_Brownfield | IgnoreSilica | 2019 | 4.0117 | 0.63592 | 0.018796 | 4 | 176137.7838 | 391561.7988 | 3590.807 | 7982.5169 | 98.6876 | 0 | 89.4718 | 255347.507 | 15916.6249 | 241286.0928 | 157422.1829 | 0 | 104414.4563 | 0 | 302010.8769 | 785770.3508 | 536304.4104 | 2398472.5021 | 961560.8286 | 9883032.0773 | 9883032.0773 | 1478867.319 | 4834933.9008 | 0 | 13243065.408 | 29439898.705 | 1778.2794 | 0.075186 | 176137.7838 | 391561.7988 | 3590.807 | 7982.5169
1 | 3100 | 707 | 0.03 | 15 | 15 | 7 | 2.3714e-12 | 5spot_SharedNeighbor | Water | Porous | Wet | R600a | MinimizeLCOE_Brownfield | IgnoreSilica | 2019 | 5.2808 | 0.86267 | 0.028358 | 4 | 122099.469 | 264886.5709 | 2489.1628 | 5400.071 | 100.3476 | 0 | 102.4502 | 319468.0297 | 20125.332 | 307576.7593 | 202026.666 | 0 | 121201.9107 | 0 | 378455.4921 | 984663.5586 | 672053.1116 | 3005570.8601 | 961560.8286 | 9883032.0773 | 9883032.0773 | 1478867.319 | 4834933.9008 | 0 | 13850163.766 | 30046997.063 | 2371.3737 | 0.11343 | 122099.469 | 264886.5709 | 2489.1628 | 5400.071
1 | 3100 | 707 | 0.03 | 15 | 15 | 7 | 3.1623e-12 | 5spot_SharedNeighbor | Water | Porous | Wet | R600a | MinimizeLCOE_Brownfield | IgnoreSilica | 2019 | 6.8808 | 1.1487 | 0.041029 | 4 | 88767.8259 | 187459.7143 | 1809.6522 | 3821.6198 | 101.568 | 0 | 117.0548 | 393343.5149 | 24969.956 | 386420.4902 | 258119.0925 | 0 | 139357.6636 | 0 | 468862.1797 | 1219883.2147 | 832595.3601 | 3723551.4717 | 961560.8286 | 9883032.0773 | 9883032.0773 | 1478867.319 | 4834933.9008 | 0 | 14568144.3776 | 30764977.6747 | 3162.2777 | 0.16412 | 88767.8259 | 187459.7143 | 1809.6522 | 3821.6198
1 | 3100 | 707 | 0.03 | 15 | 15 | 7 | 4.217e-12 | 5spot_SharedNeighbor | Water | Porous | Wet | R600a | MinimizeLCOE_Brownfield | IgnoreSilica | 2019 | 9.3124 | 1.5858 | 0.05864 | 4 | 66575.7253 | 135627.1432 | 1357.2362 | 2764.9428 | 102.6905 | 0 | 92.2443 | 496459.0413 | 31734.9342 | 499723.5644 | 343755.6223 | 0 | 168897.2186 | 0 | 600822.4485 | 1563216.7653 | 1066927.5632 | 4771537.1577 | 961560.8286 | 9883032.0773 | 9883032.0773 | 1478867.319 | 4834933.9008 | 0 | 15616130.0635 | 31812963.3606 | 4216.965 | 0.23456 | 66575.7253 | 135627.1432 | 1357.2362 | 2764.9428
1 | 3100 | 707 | 0.03 | 15 | 15 | 7 | 5.6234e-12 | 5spot_SharedNeighbor | Water | Porous | Wet | R600a | MinimizeLCOE_Brownfield | IgnoreSilica | 2019 | 11.6876 | 2.0132 | 0.080694 | 4 | 51301.6812 | 101481.2654 | 1045.8542 | 2068.8329 | 103.3402 | 0 | 109.9644 | 589210.7151 | 37810.3327 | 604554.2797 | 427562.4046 | 0 | 185860.6462 | 0 | 719549.3675 | 1872119.8544 | 1277760.2689 | 5714427.869 | 961560.8286 | 9883032.0773 | 9883032.0773 | 1478867.319 | 4834933.9008 | 0 | 16559020.7749 | 32755854.072 | 5623.4133 | 0.32278 | 51301.6812 | 101481.2654 | 1045.8542 | 2068.8329
1 | 3100 | 707 | 0.03 | 15 | 15 | 7 | 7.4989e-12 | 5spot_SharedNeighbor | Water | Porous | Wet | R600a | MinimizeLCOE_Brownfield | IgnoreSilica | 2019 | 15.0197 | 2.6129 | 0.10999 | 4 | 40534.9316 | 77348.3931 | 826.3594 | 1576.8516 | 103.9023 | 0 | 111.5071 | 709887.9869 | 45698.2596 | 744469.7767 | 545146.2216 | 0 | 211499.326 | 0 | 880113.6126 | 2289875.0839 | 1562886.797 | 6989577.0643 | 961560.8286 | 9883032.0773 | 9883032.0773 | 1478867.319 | 4834933.9008 | 0 | 17834169.9702 | 34031003.2672 | 7498.9421 | 0.43997 | 40534.9316 | 77348.3931 | 826.3594 | 1576.8516
1 | 3100 | 707 | 0.03 | 15 | 15 | 7 | 1e-11 | 5spot_SharedNeighbor | Water | Porous | Wet | R600a | MinimizeLCOE_Brownfield | IgnoreSilica | 2019 | 19.1466 | 3.3556 | 0.14778 | 4 | 32709.5528 | 60109.8229 | 666.8285 | 1225.42 | 104.3309 | 0 | 114.4231 | 848373.1522 | 54730.6576 | 909139.9251 | 690521.6264 | 0 | 238586.1474 | 0 | 1069127.0884 | 2781649.3759 | 1898532.8562 | 8490660.8293 | 961560.8286 | 9883032.0773 | 9883032.0773 | 1478867.319 | 4834933.9008 | 0 | 19335253.7352 | 35532087.0322 | 10000 | 0.59112 | 32709.5528 | 60109.8229 | 666.8285 | 1225.42
1 | 3100 | 707 | 0.03 | 15 | 15 | 7 | 1.3335e-11 | 5spot_SharedNeighbor | Water | Porous | Wet | R600a | MinimizeLCOE_Brownfield | IgnoreSilica | 2019 | 24.2692 | 4.2777 | 0.19621 | 4 | 26902.9314 | 47540.257 | 548.4526 | 969.1724 | 104.663 | 0 | 112.4478 | 1008193.4134 | 65131.9128 | 1103774.4651 | 870922.6273 | 0 | 267717.7803 | 0 | 1293138.6776 | 3364481.5798 | 2296327.8114 | 10269688.2677 | 961560.8286 | 9883032.0773 | 9883032.0773 | 1478867.319 | 4834933.9008 | 0 | 21114281.1736 | 37311114.4706 | 13335.2143 | 0.78483 | 26902.9314 | 47540.257 | 548.4526 | 969.1724
1 | 3100 | 707 | 0.03 | 15 | 15 | 7 | 1.7783e-11 | 5spot_SharedNeighbor | Water | Porous | Wet | R600a | MinimizeLCOE_Brownfield | IgnoreSilica | 2019 | 30.4696 | 5.3941 | 0.25719 | 4 | 22525.8212 | 38269.9208 | 459.2193 | 780.1841 | 104.9179 | 0 | 128.9774 | 1188612.3085 | 76847.9961 | 1328518.3924 | 1089301.8545 | 0 | 297334.9148 | 0 | 1552440.0319 | 4039130.5136 | 2756789.5714 | 12328975.5832 | 961560.8286 | 9883032.0773 | 9883032.0773 | 1478867.319 | 4834933.9008 | 0 | 23173568.489 | 39370401.7861 | 17782.7941 | 1.0288 | 22525.8212 | 38269.9208 | 459.2193 | 780.1841
1 | 3100 | 707 | 0.03 | 15 | 15 | 7 | 2.3714e-11 | 5spot_SharedNeighbor | Water | Porous | Wet | R600a | MinimizeLCOE_Brownfield | IgnoreSilica | 2019 | 37.8702 | 6.7271 | 0.33269 | 4 | 19186.4458 | 31357.6355 | 391.1416 | 639.2678 | 105.115 | 0 | 119.9573 | 1390206.7793 | 89911.8405 | 1584996.6837 | 1350178.8926 | 0 | 326908.8503 | 0 | 1849459.1881 | 4811913.4311 | 3284229.7917 | 14687805.4573 | 961560.8286 | 9883032.0773 | 9883032.0773 | 1478867.319 | 4834933.9008 | 0 | 25532398.3631 | 41729231.6602 | 23713.7371 | 1.3308 | 19186.4458 | 31357.6355 | 391.1416 | 639.2678
1 | 3100 | 707 | 0.03 | 15 | 15 | 7 | 3.1623e-11 | 5spot_SharedNeighbor | Water | Porous | Wet | R600a | MinimizeLCOE_Brownfield | IgnoreSilica | 2019 | 46.4035 | 8.264 | 0.42339 | 4 | 16620.1732 | 26184.0277 | 338.8247 | 533.7968 | 105.2635 | 0 | 99.0475 | 1608605.0764 | 104033.3901 | 1868414.8517 | 1651106.194 | 0 | 354223.598 | 0 | 2178689.413 | 5668502.942 | 3868869.734 | 17302445.1993 | 961560.8286 | 9883032.0773 | 9883032.0773 | 1478867.319 | 4834933.9008 | 0 | 28147038.1051 | 44343871.4022 | 31622.7766 | 1.6935 | 16620.1732 | 26184.0277 | 338.8247 | 533.7968
1 | 3100 | 707 | 0.03 | 15 | 15 | 7 | 4.217e-11 | 5spot_SharedNeighbor | Water | Porous | Wet | R600a | MinimizeLCOE_Brownfield | IgnoreSilica | 2019 | 55.7501 | 9.946 | 0.52758 | 4 | 14643.6264 | 22318.6755 | 298.5301 | 454.9964 | 105.3652 | 0 | 167.7022 | 1834265.6419 | 118587.4669 | 2166734.3021 | 1980566.9833 | 0 | 375966.9173 | 0 | 2525687.3114 | 6571320.2946 | 4485061.1282 | 20058190.0456 | 961560.8286 | 9883032.0773 | 9883032.0773 | 1478867.319 | 4834933.9008 | 0 | 30902782.9515 | 47099616.2485 | 42169.6503 | 2.1103 | 14643.6264 | 22318.6755 | 298.5301 | 454.9964
1 | 3100 | 707 | 0.03 | 15 | 15 | 7 | 5.6234e-11 | 5spot_SharedNeighbor | Water | Porous | Wet | R600a | MinimizeLCOE_Brownfield | IgnoreSilica | 2019 | 65.4406 | 11.6856 | 0.64107 | 4 | 13124.8612 | 19441.1864 | 267.568 | 396.3349 | 105.4187 | 0 | 171.4011 | 2055922.047 | 132839.8199 | 2464849.6706 | 2321724.0283 | 0 | 389653.9981 | 0 | 2872345.9299 | 7473254.9105 | 5100650.0365 | 22811240.4409 | 961560.8286 | 9883032.0773 | 9883032.0773 | 1478867.319 | 4834933.9008 | 0 | 33655833.3468 | 49852666.6438 | 56234.1325 | 2.5643 | 13124.8612 | 19441.1864 | 267.568 | 396.3349
1 | 3100 | 707 | 0.03 | 15 | 15 | 7 | 7.4989e-11 | 5spot_SharedNeighbor | Water | Porous | Wet | R600a | MinimizeLCOE_Brownfield | IgnoreSilica | 2019 | 74.883 | 13.3735 | 0.75737 | 4 | 11963.5962 | 17309.9969 | 243.8941 | 352.8877 | 105.4267 | 0 | 166.046 | 2261509.2675 | 146011.5704 | 2745767.3374 | 2653430.4465 | 0 | 393748.0905 | 0 | 3198182.0178 | 8321013.5729 | 5679262.7432 | 25398925.0461 | 961560.8286 | 9883032.0773 | 9883032.0773 | 1478867.319 | 4834933.9008 | 0 | 36243517.952 | 52440351.249 | 74989.4209 | 3.0295 | 11963.5962 | 17309.9969 | 243.8941 | 352.8877
1 | 3100 | 707 | 0.03 | 15 | 15 | 7 | 1e-10 | 5spot_SharedNeighbor | Water | Porous | Wet | R600a | MinimizeLCOE_Brownfield | IgnoreSilica | 2019 | 83.5964 | 14.9225 | 0.86983 | 4 | 11080.2426 | 15735.3931 | 225.8857 | 320.7873 | 105.3988 | 0 | 192.3058 | 2443090.02 | 157599.6973 | 2997435.7392 | 2958668.6807 | 0 | 388968.5944 | 0 | 3488847.4653 | 9077265.4437 | 6195420.1845 | 27707295.8251 | 961560.8286 | 9883032.0773 | 9883032.0773 | 1478867.319 | 4834933.9008 | 0 | 38551888.731 | 54748722.028 | 100000 | 3.4793 | 11080.2426 | 15735.3931 | 225.8857 | 320.7873
1 | 3100 | 707 | 0.03 | 15 | 15 | 7 | 1.3335e-10 | 5spot_SharedNeighbor | Water | Porous | Wet | R600a | MinimizeLCOE_Brownfield | IgnoreSilica | 2019 | 91.2944 | 16.2825 | 0.97323 | 4 | 10411.0942 | 14571.6938 | 212.2442 | 297.0637 | 105.3486 | 0 | 175.4521 | 2597541.5446 | 167417.5711 | 3214177.84 | 3227485.6051 | 0 | 377624.6751 | 0 | 3737856.422 | 9725135.6702 | 6637604.9264 | 29684844.2544 | 961560.8286 | 9883032.0773 | 9883032.0773 | 1478867.319 | 4834933.9008 | 0 | 40529437.1603 | 56726270.4573 | 133352.1432 | 3.8929 | 10411.0942 | 14571.6938 | 212.2442 | 297.0637
1 | 3100 | 707 | 0.03 | 15 | 15 | 7 | 1.7783e-10 | 5spot_SharedNeighbor | Water | Porous | Wet | R600a | MinimizeLCOE_Brownfield | IgnoreSilica | 2019 | 97.8176 | 17.4279 | 1.064 | 4 | 9905.7207 | 13711.3315 | 201.9415 | 279.524 | 105.2885 | 0 | 180.4654 | 2724321.1506 | 175446.5183 | 3393971.0335 | 3454572.672 | 0 | 362114.9106 | 0 | 3943066.2511 | 10259049.5514 | 7002012.1212 | 31314554.2087 | 961560.8286 | 9883032.0773 | 9883032.0773 | 1478867.319 | 4834933.9008 | 0 | 42159147.1146 | 58355980.4116 | 177827.941 | 4.256 | 9905.7207 | 13711.3315 | 201.9415 | 279.524
1 | 3100 | 707 | 0.03 | 15 | 15 | 7 | 2.3714e-10 | 5spot_SharedNeighbor | Water | Porous | Wet | R600a | MinimizeLCOE_Brownfield | IgnoreSilica | 2019 | 100 | 17.8095 | 1.1184 | 4 | 9519.72 | 13140.2468 | 194.0724 | 267.8817 | 105.2648 | 0 | 761.5235 | 2765916.956 | 178074.203 | 3453345.3839 | 3530379.965 | 0 | 321022.4771 | 0 | 3997008.2041 | 10399395.4479 | 7097801.0794 | 31742943.7163 | 961560.8286 | 9883032.0773 | 9883032.0773 | 1478867.319 | 4834933.9008 | 0 | 42587536.6222 | 58784369.9192 | 237137.3706 | 4.4736 | 9519.72 | 13140.2468 | 194.0724 | 267.8817
1 | 3100 | 707 | 0.03 | 15 | 15 | 7 | 3.1623e-10 | 5spot_SharedNeighbor | Water | Porous | Wet | R600a | MinimizeLCOE_Brownfield | IgnoreSilica | 2019 | 107.8176 | 19.1697 | 1.2074 | 4 | 9230.7714 | 12584.4612 | 188.1818 | 256.5513 | 105.168 | 0 | 167.1127 | 2911793.6042 | 187264.2059 | 3663047.7706 | 3801281.3967 | 0 | 328823.2045 | 0 | 4247961.9709 | 11052325.6716 | 7543439.3734 | 33735937.1978 | 961560.8286 | 9883032.0773 | 9883032.0773 | 1478867.319 | 4834933.9008 | 0 | 44580530.1037 | 60777363.4007 | 316227.766 | 4.8296 | 9230.7714 | 12584.4612 | 188.1818 | 256.5513
1 | 3100 | 707 | 0.03 | 15 | 15 | 7 | 4.217e-10 | 5spot_SharedNeighbor | Water | Porous | Wet | R600a | MinimizeLCOE_Brownfield | IgnoreSilica | 2019 | 111.1823 | 19.7516 | 1.2578 | 4 | 9017.3573 | 12236.5912 | 183.831 | 249.4595 | 105.1201 | 0 | 157.2073 | 2973079.7386 | 191112.0295 | 3751869.268 | 3917522.6758 | 0 | 313118.2295 | 0 | 4347213.7571 | 11310558.4599 | 7719688.5576 | 34524162.7159 | 961560.8286 | 9883032.0773 | 9883032.0773 | 1478867.319 | 4834933.9008 | 0 | 45368755.6218 | 61565588.9188 | 421696.5034 | 5.0313 | 9017.3573 | 12236.5912 | 183.831 | 249.4595
1 | 3100 | 707 | 0.03 | 15 | 15 | 7 | 5.6234e-10 | 5spot_SharedNeighbor | Water | Porous | Wet | R600a | MinimizeLCOE_Brownfield | IgnoreSilica | 2019 | 113.8151 | 20.2054 | 1.2978 | 4 | 8856.9431 | 11977.0732 | 180.5608 | 244.1688 | 105.0803 | 0 | 171.2866 | 3020426.9293 | 194079.1608 | 3820786.3754 | 4008326.4848 | 0 | 299486.4071 | 0 | 4423811.0894 | 11509849.0061 | 7855708.4504 | 35132473.9032 | 961560.8286 | 9883032.0773 | 9883032.0773 | 1478867.319 | 4834933.9008 | 0 | 45977066.8091 | 62173900.1061 | 562341.3252 | 5.1911 | 8856.9431 | 11977.0732 | 180.5608 | 244.1688
1 | 3100 | 707 | 0.03 | 15 | 15 | 7 | 7.4989e-10 | 5spot_SharedNeighbor | Water | Porous | Wet | R600a | MinimizeLCOE_Brownfield | IgnoreSilica | 2019 | 115.8102 | 20.5484 | 1.3287 | 4 | 8736.4161 | 11783.9806 | 178.1037 | 240.2324 | 105.0487 | 0 | 160.0369 | 3055957.1988 | 196302.4795 | 3872675.9306 | 4077047.8011 | 0 | 287767.561 | 0 | 4481002.8787 | 11658650.3103 | 7957268.3981 | 35586672.5582 | 961560.8286 | 9883032.0773 | 9883032.0773 | 1478867.319 | 4834933.9008 | 0 | 46431265.4641 | 62628098.7611 | 749894.2093 | 5.3147 | 8736.4161 | 11783.9806 | 178.1037 | 240.2324
1 | 3100 | 707 | 0.03 | 15 | 15 | 7 | 1e-09 | 5spot_SharedNeighbor | Water | Porous | Wet | R600a | MinimizeLCOE_Brownfield | IgnoreSilica | 2019 | 117.3501 | 20.8126 | 1.3526 | 4 | 8645.8873 | 11639.4572 | 176.2581 | 237.2861 | 105.0235 | 0 | 175.2115 | 3083175.4515 | 198003.7279 | 3912527.7024 | 4130032.2463 | 0 | 278260.9196 | 0 | 4524780.0186 | 11772549.4484 | 8035006.9002 | 35934336.415 | 961560.8286 | 9883032.0773 | 9883032.0773 | 1478867.319 | 4834933.9008 | 0 | 46778929.3208 | 62975762.6179 | 1000000 | 5.4105 | 8645.8873 | 11639.4572 | 176.2581 | 237.2861
1 | 3100 | 707 | 0.03 | 15 | 15 | 7 | 1.3335e-09 | 5spot_SharedNeighbor | Water | Porous | Wet | R600a | MinimizeLCOE_Brownfield | IgnoreSilica | 2019 | 115.7829 | 20.5436 | 1.3507 | 4 | 8571.7284 | 11569.6819 | 174.7463 | 235.8636 | 105.0489 | 0 | 195.0924 | 3055457.4765 | 196270.932 | 3871953.9728 | 4076097.6879 | 0 | 250778.4058 | 0 | 4465717.8053 | 11618881.6846 | 7930125.4939 | 35465283.4589 | 961560.8286 | 9883032.0773 | 9883032.0773 | 1478867.319 | 4834933.9008 | 0 | 46309876.3648 | 62506709.6618 | 1333521.4322 | 5.4026 | 8571.7284 | 11569.6819 | 174.7463 | 235.8636
1 | 3100 | 707 | 0.03 | 15 | 15 | 7 | 1.7783e-09 | 5spot_SharedNeighbor | Water | Porous | Wet | R600a | MinimizeLCOE_Brownfield | IgnoreSilica | 2019 | 119.4176 | 21.1666 | 1.3851 | 4 | 8526.8729 | 11450.335 | 173.8318 | 233.4306 | 104.9886 | 0 | 183.0444 | 3119452.7625 | 200268.8719 | 3965771.1896 | 4201155.9658 | 0 | 264656.3766 | 0 | 4583009.0148 | 11924049.3522 | 8138408.6976 | 36396772.2309 | 961560.8286 | 9883032.0773 | 9883032.0773 | 1478867.319 | 4834933.9008 | 0 | 47241365.1368 | 63438198.4339 | 1778279.41 | 5.5403 | 8526.8729 | 11450.335 | 173.8318 | 233.4306
1 | 3100 | 707 | 0.03 | 15 | 15 | 7 | 2.3714e-09 | 5spot_SharedNeighbor | Water | Porous | Wet | R600a | MinimizeLCOE_Brownfield | IgnoreSilica | 2019 | 120.0755 | 21.279 | 1.3956 | 4 | 8488.5655 | 11389.9631 | 173.0509 | 232.1998 | 104.9772 | 0 | 188.205 | 3130936.8658 | 200985.522 | 3982652.3234 | 4223811.1257 | 0 | 259868.2032 | 0 | 4601319.0756 | 11971688.3744 | 8170923.3091 | 36542184.7991 | 961560.8286 | 9883032.0773 | 9883032.0773 | 1478867.319 | 4834933.9008 | 0 | 47386777.7049 | 63583611.002 | 2371373.7057 | 5.5824 | 8488.5655 | 11389.9631 | 173.0509 | 232.1998
1 | 3100 | 707 | 0.03 | 15 | 15 | 7 | 3.1623e-09 | 5spot_SharedNeighbor | Water | Porous | Wet | R600a | MinimizeLCOE_Brownfield | IgnoreSilica | 2019 | 120.5749 | 21.3643 | 1.4036 | 4 | 8459.8196 | 11344.6897 | 172.4649 | 231.2768 | 104.9685 | 0 | 202.9377 | 3139632.4502 | 201527.9542 | 3995444.9662 | 4241001.6131 | 0 | 256190.8211 | 0 | 4615181.1439 | 12007754.6325 | 8195539.2714 | 36652272.8525 | 961560.8286 | 9883032.0773 | 9883032.0773 | 1478867.319 | 4834933.9008 | 0 | 47496865.7584 | 63693699.0554 | 3162277.6602 | 5.6144 | 8459.8196 | 11344.6897 | 172.4649 | 231.2768
1 | 3100 | 707 | 0.03 | 15 | 15 | 7 | 4.217e-09 | 5spot_SharedNeighbor | Water | Porous | Wet | R600a | MinimizeLCOE_Brownfield | IgnoreSilica | 2019 | 120.9381 | 21.4263 | 1.4095 | 4 | 8438.2517 | 11310.9718 | 172.0252 | 230.5895 | 104.9621 | 0 | 193.2295 | 3145945.8759 | 201921.674 | 4004738.8121 | 4253502.591 | 0 | 253286.0797 | 0 | 4625164.0627 | 12033728.1397 | 8213266.7237 | 36731553.9588 | 961560.8286 | 9883032.0773 | 9883032.0773 | 1478867.319 | 4834933.9008 | 0 | 47576146.8647 | 63772980.1617 | 4216965.0343 | 5.6382 | 8438.2517 | 11310.9718 | 172.0252 | 230.5895
1 | 3100 | 707 | 0.03 | 15 | 15 | 7 | 5.6234e-09 | 5spot_SharedNeighbor | Water | Porous | Wet | R600a | MinimizeLCOE_Brownfield | IgnoreSilica | 2019 | 121.2204 | 21.4745 | 1.4141 | 4 | 8422.0714 | 11285.5582 | 171.6953 | 230.0714 | 104.9572 | 0 | 186.5726 | 3150846.1471 | 202227.2029 | 4011955.6613 | 4263216.7927 | 0 | 251130.9493 | 0 | 4632956.9338 | 12054003.5915 | 8227105.1362 | 36793442.4147 | 961560.8286 | 9883032.0773 | 9883032.0773 | 1478867.319 | 4834933.9008 | 0 | 47638035.3206 | 63834868.6176 | 5623413.2519 | 5.6563 | 8422.0714 | 11285.5582 | 171.6953 | 230.0714
1 | 3100 | 707 | 0.03 | 15 | 15 | 7 | 7.4989e-09 | 5spot_SharedNeighbor | Water | Porous | Wet | R600a | MinimizeLCOE_Brownfield | IgnoreSilica | 2019 | 121.4445 | 21.5128 | 1.4176 | 4 | 8409.934 | 11266.3213 | 171.4479 | 229.6792 | 104.9532 | 0 | 185.9478 | 3154732.6042 | 202469.4823 | 4017681.4343 | 4270928.2367 | 0 | 249572.4037 | 0 | 4639199.8229 | 12070246.3084 | 8238191.1242 | 36843021.4166 | 961560.8286 | 9883032.0773 | 9883032.0773 | 1478867.319 | 4834933.9008 | 0 | 47687614.3225 | 63884447.6195 | 7498942.0933 | 5.6704 | 8409.934 | 11266.3213 | 171.4479 | 229.6792
1 | 3100 | 707 | 0.03 | 15 | 15 | 7 | 1e-08 | 5spot_SharedNeighbor | Water | Porous | Wet | R600a | MinimizeLCOE_Brownfield | IgnoreSilica | 2019 | 121.5908 | 21.5377 | 1.4201 | 4 | 8400.83 | 11252.2476 | 171.2623 | 229.3923 | 104.9506 | 0 | 172.8637 | 3157267.9372 | 202627.5114 | 4021417.7171 | 4275962.4153 | 0 | 248247.0909 | 0 | 4643153.842 | 12080533.8552 | 8245212.5863 | 36874422.9555 | 961560.8286 | 9883032.0773 | 9883032.0773 | 1478867.319 | 4834933.9008 | 0 | 47719015.8613 | 63915849.1584 | 10000000 | 5.6803 | 8400.83 | 11252.2476 | 171.2623 | 229.3923
1 | 3200 | 707 | 0.03 | 15 | 15 | 7 | 1e-13 | 5spot_SharedNeighbor | Water | Porous | Wet | R600a | MinimizeLCOE_Brownfield | IgnoreSilica | 2019 | 0 | 0 | 0 | 0 |  |  |  |  | 15 |  | 22.0716 | [19 empty] | 100 | 0
1 | 3200 | 707 | 0.03 | 15 | 15 | 7 | 1.3335e-13 | 5spot_SharedNeighbor | Water | Porous | Wet | R600a | MinimizeLCOE_Brownfield | IgnoreSilica | 2019 | 0 | 0 | 0 | 0 |  |  |  |  | 15 |  | 24.5618 | [19 empty] | 133.3521 | 0
1 | 3200 | 707 | 0.03 | 15 | 15 | 7 | 1.7783e-13 | 5spot_SharedNeighbor | Water | Porous | Wet | R600a | MinimizeLCOE_Brownfield | IgnoreSilica | 2019 | 0 | 0 | 0 | 0 |  |  |  |  | 15 |  | 25.2901 | [19 empty] | 177.8279 | 0
1 | 3200 | 707 | 0.03 | 15 | 15 | 7 | 2.3714e-13 | 5spot_SharedNeighbor | Water | Porous | Wet | R600a | MinimizeLCOE_Brownfield | IgnoreSilica | 2019 | 0 | 0 | 0 | 0 |  |  |  |  | 15 |  | 24.9698 | [19 empty] | 237.1374 | 0
1 | 3200 | 707 | 0.03 | 15 | 15 | 7 | 3.1623e-13 | 5spot_SharedNeighbor | Water | Porous | Wet | R600a | MinimizeLCOE_Brownfield | IgnoreSilica | 2019 | 0 | 0 | 0 | 0 |  |  |  |  | 15 |  | 25.3546 | [19 empty] | 316.2278 | 0
1 | 3200 | 707 | 0.03 | 15 | 15 | 7 | 4.217e-13 | 5spot_SharedNeighbor | Water | Porous | Wet | R600a | MinimizeLCOE_Brownfield | IgnoreSilica | 2019 | 0 | 0 | 0 | 0 |  |  |  |  | 15 |  | 28.2851 | [19 empty] | 421.6965 | 0
1 | 3200 | 707 | 0.03 | 15 | 15 | 7 | 5.6234e-13 | 5spot_SharedNeighbor | Water | Porous | Wet | R600a | MinimizeLCOE_Brownfield | IgnoreSilica | 2019 | 1.6 | 0.21927 | 0.0010833 | 4 | 2857347.7832 | 6720434.6589 | 58250.8994 | 137005.1506 | 91.0711 | 0 | 32.0968 | 115156.4352 | 6826.7557 | 103536.5945 | 73848.6778 | 0 | 71680.4763 | 0 | 144709.0864 | 376503.3588 | 256971.2787 | 1149232.6632 | 961560.8286 | 10270819.4043 | 10270819.4043 | 1478867.319 | 4990048.8316 | 0 | 12381612.8961 | 29121348.451 | 562.3413 | 0.0043333 | 2857347.7832 | 6720434.6589 | 58250.8994 | 137005.1506
1 | 3200 | 707 | 0.03 | 15 | 15 | 7 | 7.4989e-13 | 5spot_SharedNeighbor | Water | Porous | Wet | R600a | MinimizeLCOE_Brownfield | IgnoreSilica | 2019 | 1.807 | 0.25661 | 0.0044693 | 4 | 698550.3198 | 1634921.9072 | 14240.8931 | 33330.0945 | 92.8587 | 0 | 318.6479 | 130249.9242 | 7810.5966 | 117253.5225 | 81260.0361 | 0 | 68871.723 | 0 | 158123.863 | 411405.8558 | 280792.9501 | 1255768.4714 | 961560.8286 | 10270819.4043 | 10270819.4043 | 1478867.319 | 4990048.8316 | 0 | 12488148.7043 | 29227884.2592 | 749.8942 | 0.017877 | 698550.3198 | 1634921.9072 | 14240.8931 | 33330.0945
1 | 3200 | 707 | 0.03 | 15 | 15 | 7 | 1e-12 | 5spot_SharedNeighbor | Water | Porous | Wet | R600a | MinimizeLCOE_Brownfield | IgnoreSilica | 2019 | 2.4488 | 0.37386 | 0.0088244 | 4 | 364617.9779 | 838861.8536 | 7433.2307 | 17101.3335 | 96.6555 | 0 | 394.0111 | 174021.5152 | 10690.4041 | 157991.1823 | 104122.6878 | 0 | 81968.2446 | 0 | 206229.6733 | 536567.3064 | 366218.2119 | 1637809.2257 | 961560.8286 | 10270819.4043 | 10270819.4043 | 1478867.319 | 4990048.8316 | 0 | 12870189.4586 | 29609925.0134 | 1000 | 0.035298 | 364617.9779 | 838861.8536 | 7433.2307 | 17101.3335
1 | 3200 | 707 | 0.03 | 15 | 15 | 7 | 1.3335e-12 | 5spot_SharedNeighbor | Water | Porous | Wet | R600a | MinimizeLCOE_Brownfield | IgnoreSilica | 2019 | 3.3419 | 0.53943 | 0.015128 | 4 | 220943.6034 | 497587.6992 | 4504.2342 | 10143.9983 | 99.6806 | 0 | 81.5934 | 229421.8711 | 14366.2745 | 211367.9661 | 136097.1075 | 0 | 98686.496 | 0 | 269076.4889 | 700081.8289 | 477820.2335 | 2136918.2663 | 961560.8286 | 10270819.4043 | 10270819.4043 | 1478867.319 | 4990048.8316 | 0 | 13369298.4992 | 30109034.0541 | 1333.5214 | 0.06051 | 220943.6034 | 497587.6992 | 4504.2342 | 10143.9983
1 | 3200 | 707 | 0.03 | 15 | 15 | 7 | 1.7783e-12 | 5spot_SharedNeighbor | Water | Porous | Wet | R600a | MinimizeLCOE_Brownfield | IgnoreSilica | 2019 | 4.4527 | 0.7469 | 0.02373 | 4 | 146927.4182 | 323282.7971 | 2995.3142 | 6590.5571 | 101.8369 | 0 | 94.6771 | 292014.2589 | 18535.0568 | 273788.6803 | 175836.3879 | 0 | 116098.5306 | 0 | 341746.4366 | 889154.1263 | 606865.9615 | 2714039.4388 | 961560.8286 | 10270819.4043 | 10270819.4043 | 1478867.319 | 4990048.8316 | 0 | 13946419.6717 | 30686155.2266 | 1778.2794 | 0.09492 | 146927.4182 | 323282.7971 | 2995.3142 | 6590.5571
1 | 3200 | 707 | 0.03 | 15 | 15 | 7 | 2.3714e-12 | 5spot_SharedNeighbor | Water | Porous | Wet | R600a | MinimizeLCOE_Brownfield | IgnoreSilica | 2019 | 5.8487 | 1.0089 | 0.035343 | 4 | 103462.9158 | 221870.5513 | 2109.2315 | 4523.1313 | 103.4228 | 0 | 84.2502 | 363990.847 | 23336.3573 | 347842.4604 | 226134.2857 | 0 | 134687.5897 | 0 | 427436.7006 | 1112102.6156 | 759032.8866 | 3394563.7428 | 961560.8286 | 10270819.4043 | 10270819.4043 | 1478867.319 | 4990048.8316 | 0 | 14626943.9757 | 31366679.5306 | 2371.3737 | 0.14137 | 103462.9158 | 221870.5513 | 2109.2315 | 4523.1313
1 | 3200 | 707 | 0.03 | 15 | 15 | 7 | 3.1623e-12 | 5spot_SharedNeighbor | Water | Porous | Wet | R600a | MinimizeLCOE_Brownfield | IgnoreSilica | 2019 | 7.5413 | 1.3262 | 0.050499 | 4 | 76230.1624 | 159102.3295 | 1554.055 | 3243.5162 | 104.5296 | 0 | 95.0159 | 443751.0147 | 28646.1413 | 432551.6196 | 286959.445 | 0 | 153059.4065 | 0 | 524537.3746 | 1364738.6513 | 931462.1721 | 4165705.8251 | 961560.8286 | 10270819.4043 | 10270819.4043 | 1478867.319 | 4990048.8316 | 0 | 15398086.058 | 32137821.6129 | 3162.2777 | 0.20199 | 76230.1624 | 159102.3295 | 1554.055 | 3243.5162
1 | 3200 | 707 | 0.03 | 15 | 15 | 7 | 4.217e-12 | 5spot_SharedNeighbor | Water | Porous | Wet | R600a | MinimizeLCOE_Brownfield | IgnoreSilica | 2019 | 9.9749 | 1.7867 | 0.071557 | 4 | 57527.837 | 116011.7797 | 1172.7828 | 2365.057 | 105.5971 | 0 | 123.5968 | 550356.0245 | 35757.042 | 548590.6668 | 374847.4282 | 0 | 180233.3568 | 0 | 659015.9621 | 1714624.3507 | 1170266.3514 | 5233691.1824 | 961560.8286 | 10270819.4043 | 10270819.4043 | 1478867.319 | 4990048.8316 | 0 | 16466071.4153 | 33205806.9702 | 4216.965 | 0.28623 | 57527.837 | 116011.7797 | 1172.7828 | 2365.057
1 | 3200 | 707 | 0.03 | 15 | 15 | 7 | 5.6234e-12 | 5spot_SharedNeighbor | Water | Porous | Wet | R600a | MinimizeLCOE_Brownfield | IgnoreSilica | 2019 | 12.8519 | 2.3297 | 0.098545 | 4 | 44771.5531 | 87238.9045 | 912.7287 | 1778.4831 | 106.2991 | 0 | 106.9122 | 665719.4685 | 43427.8975 | 678011.5583 | 478631.5363 | 0 | 205600.5079 | 0 | 807842.4777 | 2101840.4156 | 1434549.2722 | 6415623.1338 | 961560.8286 | 10270819.4043 | 10270819.4043 | 1478867.319 | 4990048.8316 | 0 | 17648003.3667 | 34387738.9216 | 5623.4133 | 0.39418 | 44771.5531 | 87238.9045 | 912.7287 | 1778.4831
1 | 3200 | 707 | 0.03 | 15 | 15 | 7 | 7.4989e-12 | 5spot_SharedNeighbor | Water | Porous | Wet | R600a | MinimizeLCOE_Brownfield | IgnoreSilica | 2019 | 16.4741 | 3.0137 | 0.13367 | 4 | 35649.4959 | 66957.2024 | 726.7632 | 1365.0131 | 106.8395 | 0 | 105.4131 | 800067.4472 | 52341.0716 | 832728.5007 | 609099.0034 | 0 | 233436.0604 | 0 | 985792.1125 | 2564828.863 | 1750548.4009 | 7828841.4597 | 961560.8286 | 10270819.4043 | 10270819.4043 | 1478867.319 | 4990048.8316 | 0 | 19061221.6926 | 35800957.2475 | 7498.9421 | 0.53468 | 35649.4959 | 66957.2024 | 726.7632 | 1365.0131
1 | 3200 | 707 | 0.03 | 15 | 15 | 7 | 1e-11 | 5spot_SharedNeighbor | Water | Porous | Wet | R600a | MinimizeLCOE_Brownfield | IgnoreSilica | 2019 | 20.9862 | 3.8662 | 0.17903 | 4 | 28960.8015 | 52336.7293 | 590.4051 | 1066.955 | 107.2553 | 0 | 94.4635 | 955426.6482 | 62627.7025 | 1016066.481 | 771897.8839 | 0 | 263390.6603 | 0 | 1197069.6566 | 3114529.6937 | 2125730.5131 | 9506739.2393 | 961560.8286 | 10270819.4043 | 10270819.4043 | 1478867.319 | 4990048.8316 | 0 | 20739119.4722 | 37478855.0271 | 10000 | 0.71611 | 28960.8015 | 52336.7293 | 590.4051 | 1066.955
1 | 3200 | 707 | 0.03 | 15 | 15 | 7 | 1.3335e-11 | 5spot_SharedNeighbor | Water | Porous | Wet | R600a | MinimizeLCOE_Brownfield | IgnoreSilica | 2019 | 26.513 | 4.9109 | 0.23679 | 4 | 23968.0951 | 41641.861 | 488.622 | 848.9257 | 107.5745 | 0 | 118.5801 | 1132571.7987 | 74331.3903 | 1230042.7158 | 971489.7983 | 0 | 294534.9348 | 0 | 1444158.5488 | 3757404.3063 | 2564505.646 | 11469039.1391 | 961560.8286 | 10270819.4043 | 10270819.4043 | 1478867.319 | 4990048.8316 | 0 | 22701419.372 | 39441154.9269 | 13335.2143 | 0.94715 | 23968.0951 | 41641.861 | 488.622 | 848.9257
1 | 3200 | 707 | 0.03 | 15 | 15 | 7 | 1.7783e-11 | 5spot_SharedNeighbor | Water | Porous | Wet | R600a | MinimizeLCOE_Brownfield | IgnoreSilica | 2019 | 33.2 | 6.1752 | 0.30927 | 4 | 20188.1114 | 33719.8406 | 411.562 | 687.4246 | 107.8211 | 0 | 136.3985 | 1332695.3124 | 87522.8524 | 1477187.1572 | 1213016.7565 | 0 | 326342.5842 | 0 | 1730338.2184 | 4501985.1032 | 3072697.3395 | 13741785.3238 | 961560.8286 | 10270819.4043 | 10270819.4043 | 1478867.319 | 4990048.8316 | 0 | 24974165.5567 | 41713901.1116 | 17782.7941 | 1.2371 | 20188.1114 | 33719.8406 | 411.562 | 687.4246
1 | 3200 | 707 | 0.03 | 15 | 15 | 7 | 2.3714e-11 | 5spot_SharedNeighbor | Water | Porous | Wet | R600a | MinimizeLCOE_Brownfield | IgnoreSilica | 2019 | 41.0903 | 7.6673 | 0.39818 | 4 | 17295.3335 | 27805.4025 | 352.5888 | 566.8507 | 108.0103 | 0 | 142.5363 | 1553949.0478 | 102073.3535 | 1756172.4952 | 1498006.6231 | 0 | 357197.6384 | 0 | 2054285.6716 | 5344829.9256 | 3647956.2495 | 16314471.0048 | 961560.8286 | 10270819.4043 | 10270819.4043 | 1478867.319 | 4990048.8316 | 0 | 27546851.2377 | 44286586.7926 | 23713.7371 | 1.5927 | 17295.3335 | 27805.4025 | 352.5888 | 566.8507
1 | 3200 | 707 | 0.03 | 15 | 15 | 7 | 3.1623e-11 | 5spot_SharedNeighbor | Water | Porous | Wet | R600a | MinimizeLCOE_Brownfield | IgnoreSilica | 2019 | 50.0692 | 9.3642 | 0.50369 | 4 | 15068.4832 | 23377.1039 | 307.1914 | 476.5739 | 108.1497 | 0 | 127.1447 | 1790682.0268 | 117602.1358 | 2060578.7444 | 1821863.2192 | 0 | 384661.3689 | 0 | 2408401.1231 | 6266165.6913 | 4276786.8411 | 19126741.1506 | 961560.8286 | 10270819.4043 | 10270819.4043 | 1478867.319 | 4990048.8316 | 0 | 30359121.3835 | 47098856.9384 | 31622.7766 | 2.0147 | 15068.4832 | 23377.1039 | 307.1914 | 476.5739
1 | 3200 | 707 | 0.03 | 15 | 15 | 7 | 4.217e-11 | 5spot_SharedNeighbor | Water | Porous | Wet | R600a | MinimizeLCOE_Brownfield | IgnoreSilica | 2019 | 59.7797 | 11.1967 | 0.62324 | 4 | 13352.0467 | 20066.8508 | 272.1995 | 409.0899 | 108.2385 | 0 | 164.3469 | 2032446.9697 | 133416.0464 | 2377156.1165 | 2171883.8947 | 0 | 405512.638 | 0 | 2776962.1094 | 7225085.7755 | 4931269.5025 | 22053733.0527 | 961560.8286 | 10270819.4043 | 10270819.4043 | 1478867.319 | 4990048.8316 | 0 | 33286113.2856 | 50025848.8405 | 42169.6503 | 2.493 | 13352.0467 | 20066.8508 | 272.1995 | 409.0899
1 | 3200 | 707 | 0.03 | 15 | 15 | 7 | 5.6234e-11 | 5spot_SharedNeighbor | Water | Porous | Wet | R600a | MinimizeLCOE_Brownfield | IgnoreSilica | 2019 | 69.6406 | 13.0515 | 0.75099 | 4 | 12033.714 | 17606.3039 | 245.3235 | 358.9283 | 108.2751 | 0 | 158.341 | 2265263.7962 | 148592.2962 | 2687218.9062 | 2526823.9281 | 0 | 416710.8172 | 0 | 3137397.8002 | 8162865.5073 | 5571323.4388 | 24916196.4902 | 961560.8286 | 10270819.4043 | 10270819.4043 | 1478867.319 | 4990048.8316 | 0 | 36148576.7232 | 52888312.278 | 56234.1325 | 3.0039 | 12033.714 | 17606.3039 | 245.3235 | 358.9283
1 | 3200 | 707 | 0.03 | 15 | 15 | 7 | 7.4989e-11 | 5spot_SharedNeighbor | Water | Porous | Wet | R600a | MinimizeLCOE_Brownfield | IgnoreSilica | 2019 | 79.1017 | 14.8222 | 0.87966 | 4 | 11026.4535 | 15783.917 | 224.7892 | 321.7765 | 108.265 | 0 | 175.1295 | 2478127.0605 | 162412.6383 | 2975136.5662 | 2866633.0853 | 0 | 417700.6321 | 0 | 3471003.8932 | 9030840.1293 | 6163733.9534 | 27565587.9584 | 961560.8286 | 10270819.4043 | 10270819.4043 | 1478867.319 | 4990048.8316 | 0 | 38797968.1913 | 55537703.7462 | 74989.4209 | 3.5186 | 11026.4535 | 15783.917 | 224.7892 | 321.7765
1 | 3200 | 707 | 0.03 | 15 | 15 | 7 | 1e-10 | 5spot_SharedNeighbor | Water | Porous | Wet | R600a | MinimizeLCOE_Brownfield | IgnoreSilica | 2019 | 87.725 | 16.4261 | 1.0022 | 4 | 10260.6612 | 14436.3954 | 209.1775 | 294.3054 | 108.2208 | 0 | 182.2297 | 2664040.184 | 174431.9445 | 3230107.9301 | 3175523.7496 | 0 | 409832.0769 | 0 | 3765034.9952 | 9795848.7427 | 6685868.0515 | 29900687.6746 | 961560.8286 | 10270819.4043 | 10270819.4043 | 1478867.319 | 4990048.8316 | 0 | 41133067.9075 | 57872803.4624 | 100000 | 4.0088 | 10260.6612 | 14436.3954 | 209.1775 | 294.3054
1 | 3200 | 707 | 0.03 | 15 | 15 | 7 | 1.3335e-10 | 5spot_SharedNeighbor | Water | Porous | Wet | R600a | MinimizeLCOE_Brownfield | IgnoreSilica | 2019 | 95.2501 | 17.8164 | 1.1133 | 4 | 9680.6893 | 13439.763 | 197.3539 | 273.9877 | 108.1573 | 0 | 207.2081 | 2820440.4198 | 184500.8629 | 3447195.1746 | 3444311.5807 | 0 | 395645.3868 | 0 | 4013916.4356 | 10443387.198 | 7127826.3528 | 31877223.4111 | 961560.8286 | 10270819.4043 | 10270819.4043 | 1478867.319 | 4990048.8316 | 0 | 43109603.644 | 59849339.1989 | 133352.1432 | 4.4532 | 9680.6893 | 13439.763 | 197.3539 | 273.9877
1 | 3200 | 707 | 0.03 | 15 | 15 | 7 | 1.7783e-10 | 5spot_SharedNeighbor | Water | Porous | Wet | R600a | MinimizeLCOE_Brownfield | IgnoreSilica | 2019 | 101.5696 | 18.9765 | 1.2097 | 4 | 9242.6435 | 12702.0237 | 188.4238 | 258.9479 | 108.0873 | 0 | 191.239 | 2947825.0414 | 192670.0167 | 3625805.3603 | 3669417.3895 | 0 | 377805.3358 | 0 | 4217274.0261 | 10972481.934 | 7488944.3819 | 33492223.4858 | 961560.8286 | 10270819.4043 | 10270819.4043 | 1478867.319 | 4990048.8316 | 0 | 44724603.7187 | 61464339.2736 | 177827.941 | 4.8389 | 9242.6435 | 12702.0237 | 188.4238 | 258.9479
1 | 3200 | 707 | 0.03 | 15 | 15 | 7 | 2.3714e-10 | 5spot_SharedNeighbor | Water | Porous | Wet | R600a | MinimizeLCOE_Brownfield | IgnoreSilica | 2019 | 106.7387 | 19.92 | 1.2908 | 4 | 8912.3986 | 12154.6445 | 181.6913 | 247.7889 | 108.0195 | 0 | 202.394 | 3049456.3072 | 199165.4434 | 3769494.1756 | 3853095.3631 | 0 | 358863.1741 | 0 | 4379729.0407 | 11395156.558 | 7777428.4979 | 34782388.5601 | 961560.8286 | 10270819.4043 | 10270819.4043 | 1478867.319 | 4990048.8316 | 0 | 46014768.793 | 62754504.3479 | 237137.3706 | 5.163 | 8912.3986 | 12154.6445 | 181.6913 | 247.7889
1 | 3200 | 707 | 0.03 | 15 | 15 | 7 | 3.1623e-10 | 5spot_SharedNeighbor | Water | Porous | Wet | R600a | MinimizeLCOE_Brownfield | IgnoreSilica | 2019 | 111.1675 | 20.7238 | 1.3603 | 4 | 8656.6041 | 11733.0823 | 176.4766 | 239.1948 | 107.9544 | 0 | 177.5828 | 3134705.4116 | 204596.6978 | 3890882.502 | 4009814.0194 | 0 | 341210.3109 | 0 | 4516671.4873 | 11751452.7132 | 8020607.9449 | 35869941.0871 | 961560.8286 | 10270819.4043 | 10270819.4043 | 1478867.319 | 4990048.8316 | 0 | 47102321.32 | 63842056.8749 | 316227.766 | 5.4412 | 8656.6041 | 11733.0823 | 176.4766 | 239.1948
1 | 3200 | 707 | 0.03 | 15 | 15 | 7 | 4.217e-10 | 5spot_SharedNeighbor | Water | Porous | Wet | R600a | MinimizeLCOE_Brownfield | IgnoreSilica | 2019 | 114.383 | 21.3047 | 1.4127 | 4 | 8471.5844 | 11433.8488 | 172.7047 | 233.0945 | 107.903 | 0 | 176.7489 | 3195572.9855 | 208464.5377 | 3978045.006 | 4123248.348 | 0 | 324660.7481 | 0 | 4613696.7339 | 12003892.5023 | 8192903.2882 | 36640484.1498 | 961560.8286 | 10270819.4043 | 10270819.4043 | 1478867.319 | 4990048.8316 | 0 | 47872864.3827 | 64612599.9376 | 421696.5034 | 5.651 | 8471.5844 | 11433.8488 | 172.7047 | 233.0945
1 | 3200 | 707 | 0.03 | 15 | 15 | 7 | 5.6234e-10 | 5spot_SharedNeighbor | Water | Porous | Wet | R600a | MinimizeLCOE_Brownfield | IgnoreSilica | 2019 | 116.8554 | 21.7499 | 1.4538 | 4 | 8332.4702 | 11211.0293 | 169.8687 | 228.552 | 107.8614 | 0 | 180.5331 | 3241810.5532 | 211397.1114 | 4044530.3113 | 4210320.1414 | 0 | 310195.8217 | 0 | 4687119.0362 | 12194922.272 | 8323285.0312 | 37223580.2784 | 961560.8286 | 10270819.4043 | 10270819.4043 | 1478867.319 | 4990048.8316 | 0 | 48455960.5113 | 65195696.0662 | 562341.3252 | 5.8153 | 8332.4702 | 11211.0293 | 169.8687 | 228.552
1 | 3200 | 707 | 0.03 | 15 | 15 | 7 | 7.4989e-10 | 5spot_SharedNeighbor | Water | Porous | Wet | R600a | MinimizeLCOE_Brownfield | IgnoreSilica | 2019 | 118.7481 | 22.0898 | 1.4857 | 4 | 8227.9195 | 11044.7403 | 167.7373 | 225.162 | 107.8282 | 0 | 172.5841 | 3276877.4108 | 213617.8761 | 4095112.6746 | 4276882.0203 | 0 | 298058.8466 | 0 | 4742614.0431 | 12339308.8962 | 8421831.8691 | 37664303.6369 | 961560.8286 | 10270819.4043 | 10270819.4043 | 1478867.319 | 4990048.8316 | 0 | 48896683.8698 | 65636419.4247 | 749894.2093 | 5.9428 | 8227.9195 | 11044.7403 | 167.7373 | 225.162
1 | 3200 | 707 | 0.03 | 15 | 15 | 7 | 1e-09 | 5spot_SharedNeighbor | Water | Porous | Wet | R600a | MinimizeLCOE_Brownfield | IgnoreSilica | 2019 | 120.205 | 22.3509 | 1.5103 | 4 | 8149.3745 | 10920.2383 | 166.136 | 222.6238 | 107.8019 | 0 | 187.3455 | 3303680.027 | 215313.3014 | 4133868.0283 | 4328066.1359 | 0 | 288258.026 | 0 | 4784982.3522 | 12449542.5457 | 8497068.6 | 38000779.0164 | 961560.8286 | 10270819.4043 | 10270819.4043 | 1478867.319 | 4990048.8316 | 0 | 49233159.2494 | 65972894.8042 | 1000000 | 6.0413 | 8149.3745 | 10920.2383 | 166.136 | 222.6238
1 | 3200 | 707 | 0.03 | 15 | 15 | 7 | 1.3335e-09 | 5spot_SharedNeighbor | Water | Porous | Wet | R600a | MinimizeLCOE_Brownfield | IgnoreSilica | 2019 | 121.2935 | 22.5456 | 1.529 | 4 | 8090.3862 | 10827.3704 | 164.9335 | 220.7306 | 107.7819 | 0 | 181.1686 | 3323597.0975 | 216572.047 | 4162720.4262 | 4366276.1388 | 0 | 280299.9066 | 0 | 4816291.5903 | 12531002.7607 | 8552666.8705 | 38249426.8377 | 961560.8286 | 10270819.4043 | 10270819.4043 | 1478867.319 | 4990048.8316 | 0 | 49481807.0706 | 66221542.6255 | 1333521.4322 | 6.1161 | 8090.3862 | 10827.3704 | 164.9335 | 220.7306
1 | 3200 | 707 | 0.03 | 15 | 15 | 7 | 1.7783e-09 | 5spot_SharedNeighbor | Water | Porous | Wet | R600a | MinimizeLCOE_Brownfield | IgnoreSilica | 2019 | 122.1218 | 22.6937 | 1.5433 | 4 | 8046.0976 | 10757.7845 | 164.0306 | 219.312 | 107.7664 | 0 | 191.8885 | 3338691.0949 | 217525.3313 | 4184616.3689 | 4395333.1429 | 0 | 274068.1468 | 0 | 4839991.2931 | 12592664.5258 | 8594752.2923 | 38437642.196 | 961560.8286 | 10270819.4043 | 10270819.4043 | 1478867.319 | 4990048.8316 | 0 | 49670022.4289 | 66409757.9838 | 1778279.41 | 6.1732 | 8046.0976 | 10757.7845 | 164.0306 | 219.312
1 | 3200 | 707 | 0.03 | 15 | 15 | 7 | 2.3714e-09 | 5spot_SharedNeighbor | Water | Porous | Wet | R600a | MinimizeLCOE_Brownfield | IgnoreSilica | 2019 | 122.5582 | 22.7716 | 1.5537 | 4 | 8005.6896 | 10699.2034 | 163.2068 | 218.1177 | 107.7582 | 0 | 170.3565 | 3346622.8755 | 218026.0711 | 4196132.4694 | 4410635.6971 | 0 | 265935.569 | 0 | 4850567.546 | 12620181.7665 | 8613533.3745 | 38521635.3691 | 961560.8286 | 10270819.4043 | 10270819.4043 | 1478867.319 | 4990048.8316 | 0 | 49754015.602 | 66493751.1569 | 2371373.7057 | 6.2148 | 8005.6896 | 10699.2034 | 163.2068 | 218.1177
1 | 3200 | 707 | 0.03 | 15 | 15 | 7 | 3.1623e-09 | 5spot_SharedNeighbor | Water | Porous | Wet | R600a | MinimizeLCOE_Brownfield | IgnoreSilica | 2019 | 123.2233 | 22.8902 | 1.5623 | 4 | 7987.9054 | 10666.5586 | 162.8443 | 217.4522 | 107.7455 | 0 | 176.1731 | 3358681.7892 | 218787.0064 | 4213656.2323 | 4433949.9064 | 0 | 265513.7395 | 0 | 4871329.5828 | 12674200.3273 | 8650402.1522 | 38686520.736 | 961560.8286 | 10270819.4043 | 10270819.4043 | 1478867.319 | 4990048.8316 | 0 | 49918900.969 | 66658636.5238 | 3162277.6602 | 6.2493 | 7987.9054 | 10666.5586 | 162.8443 | 217.4522
1 | 3200 | 707 | 0.03 | 15 | 15 | 7 | 4.217e-09 | 5spot_SharedNeighbor | Water | Porous | Wet | R600a | MinimizeLCOE_Brownfield | IgnoreSilica | 2019 | 123.5593 | 22.9502 | 1.5683 | 4 | 7969.1856 | 10637.5737 | 162.4626 | 216.8613 | 107.7391 | 0 | 157.7229 | 3364761.0895 | 219170.4886 | 4222496.7639 | 4445723.9947 | 0 | 262521.7976 | 0 | 4880722.9124 | 12698639.8441 | 8667082.6246 | 38761119.5155 | 961560.8286 | 10270819.4043 | 10270819.4043 | 1478867.319 | 4990048.8316 | 0 | 49993499.7484 | 66733235.3033 | 4216965.0343 | 6.2734 | 7969.1856 | 10637.5737 | 162.4626 | 216.8613
1 | 3200 | 707 | 0.03 | 15 | 15 | 7 | 5.6234e-09 | 5spot_SharedNeighbor | Water | Porous | Wet | R600a | MinimizeLCOE_Brownfield | IgnoreSilica | 2019 | 123.8345 | 22.9992 | 1.5731 | 4 | 7955.1412 | 10615.5236 | 162.1763 | 216.4118 | 107.7338 | 0 | 172.7253 | 3369734.5927 | 219484.1522 | 4229732.3355 | 4455366.6965 | 0 | 260397.5136 | 0 | 4888538.9633 | 12718975.6052 | 8680962.1994 | 38823192.0583 | 961560.8286 | 10270819.4043 | 10270819.4043 | 1478867.319 | 4990048.8316 | 0 | 50055572.2913 | 66795307.8461 | 5623413.2519 | 6.2922 | 7955.1412 | 10615.5236 | 162.1763 | 216.4118
1 | 3200 | 707 | 0.03 | 15 | 15 | 7 | 7.4989e-09 | 5spot_SharedNeighbor | Water | Porous | Wet | R600a | MinimizeLCOE_Brownfield | IgnoreSilica | 2019 | 124.0327 | 23.0345 | 1.5765 | 4 | 7944.6057 | 10599.1197 | 161.9615 | 216.0774 | 107.7299 | 0 | 311.4628 | 3373311.5572 | 219709.7003 | 4234938.02 | 4462307.7282 | 0 | 258725.4825 | 0 | 4894107.0704 | 12733462.6778 | 8690849.9241 | 38867412.1606 | 961560.8286 | 10270819.4043 | 10270819.4043 | 1478867.319 | 4990048.8316 | 0 | 50099792.3935 | 66839527.9484 | 7498942.0933 | 6.3061 | 7944.6057 | 10599.1197 | 161.9615 | 216.0774
1 | 3200 | 707 | 0.03 | 15 | 15 | 7 | 1e-08 | 5spot_SharedNeighbor | Water | Porous | Wet | R600a | MinimizeLCOE_Brownfield | IgnoreSilica | 2019 | 124.1855 | 23.0618 | 1.5792 | 4 | 7936.703 | 10586.7645 | 161.8004 | 215.8255 | 107.727 | 0 | 154.8567 | 3376068.6907 | 219883.5321 | 4238951.5777 | 4467661.2021 | 0 | 257487.7795 | 0 | 4898420.585 | 12744685.558 | 8698509.7705 | 38901668.6957 | 961560.8286 | 10270819.4043 | 10270819.4043 | 1478867.319 | 4990048.8316 | 0 | 50134048.9286 | 66873784.4835 | 10000000 | 6.3167 | 7936.703 | 10586.7645 | 161.8004 | 215.8255
1 | 3300 | 707 | 0.03 | 15 | 15 | 7 | 1e-13 | 5spot_SharedNeighbor | Water | Porous | Wet | R600a | MinimizeLCOE_Brownfield | IgnoreSilica | 2019 | 0 | 0 | 0 | 0 |  |  |  |  | 15 |  | 22.0957 | [19 empty] | 100 | 0
1 | 3300 | 707 | 0.03 | 15 | 15 | 7 | 1.3335e-13 | 5spot_SharedNeighbor | Water | Porous | Wet | R600a | MinimizeLCOE_Brownfield | IgnoreSilica | 2019 | 0 | 0 | 0 | 0 |  |  |  |  | 15 |  | 26.0098 | [19 empty] | 133.3521 | 0
1 | 3300 | 707 | 0.03 | 15 | 15 | 7 | 1.7783e-13 | 5spot_SharedNeighbor | Water | Porous | Wet | R600a | MinimizeLCOE_Brownfield | IgnoreSilica | 2019 | 0 | 0 | 0 | 0 |  |  |  |  | 15 |  | 25.3135 | [19 empty] | 177.8279 | 0
1 | 3300 | 707 | 0.03 | 15 | 15 | 7 | 2.3714e-13 | 5spot_SharedNeighbor | Water | Porous | Wet | R600a | MinimizeLCOE_Brownfield | IgnoreSilica | 2019 | 0 | 0 | 0 | 0 |  |  |  |  | 15 |  | 25.3779 | [19 empty] | 237.1374 | 0
1 | 3300 | 707 | 0.03 | 15 | 15 | 7 | 3.1623e-13 | 5spot_SharedNeighbor | Water | Porous | Wet | R600a | MinimizeLCOE_Brownfield | IgnoreSilica | 2019 | 0 | 0 | 0 | 0 |  |  |  |  | 15 |  | 27.0964 | [19 empty] | 316.2278 | 0
1 | 3300 | 707 | 0.03 | 15 | 15 | 7 | 4.217e-13 | 5spot_SharedNeighbor | Water | Porous | Wet | R600a | MinimizeLCOE_Brownfield | IgnoreSilica | 2019 | 0 | 0 | 0 | 0 |  |  |  |  | 15 |  | 28.7547 | [19 empty] | 421.6965 | 0
1 | 3300 | 707 | 0.03 | 15 | 15 | 7 | 5.6234e-13 | 5spot_SharedNeighbor | Water | Porous | Wet | R600a | MinimizeLCOE_Brownfield | IgnoreSilica | 2019 | 1.3986 | 0.19005 | 0.0024967 | 4 | 1266517.7853 | 2997916.8251 | 25819.6781 | 61116.5895 | 90.6457 | 0 | 242.5216 | 103973.3391 | 6140.4215 | 92373.1739 | 67424.4156 | 0 | 60128.5 | 0 | 128715.5415 | 334891.4358 | 228570.2863 | 1022217.1135 | 961560.8286 | 10664466.8222 | 10664466.8222 | 1478867.319 | 5147507.7987 | 0 | 12648244.7644 | 29939086.7043 | 562.3413 | 0.0099866 | 1266517.7853 | 2997916.8251 | 25819.6781 | 61116.5895
1 | 3300 | 707 | 0.03 | 15 | 15 | 7 | 7.4989e-13 | 5spot_SharedNeighbor | Water | Porous | Wet | R600a | MinimizeLCOE_Brownfield | IgnoreSilica | 2019 | 1.982 | 0.29961 | 0.0061377 | 4 | 530805.6666 | 1235088.5063 | 10821.1915 | 25178.9498 | 96.1256 | 0 | 325.9344 | 148707.8995 | 9092.7533 | 132400.6086 | 88585.0099 | 0 | 75092.5148 | 0 | 177012.7266 | 460550.8043 | 314335.3873 | 1405777.7042 | 961560.8286 | 10664466.8222 | 10664466.8222 | 1478867.319 | 5147507.7987 | 0 | 13031805.355 | 30322647.295 | 749.8942 | 0.024551 | 530805.6666 | 1235088.5063 | 10821.1915 | 25178.9498
1 | 3300 | 707 | 0.03 | 15 | 15 | 7 | 1e-12 | 5spot_SharedNeighbor | Water | Porous | Wet | R600a | MinimizeLCOE_Brownfield | IgnoreSilica | 2019 | 2.7593 | 0.44907 | 0.011579 | 4 | 291606.1632 | 664914.0678 | 5944.7861 | 13555.1726 | 100.1385 | 0 | 97.0559 | 202681.3232 | 12709.3745 | 182471.3242 | 116905.7754 | 0 | 92402.4972 | 0 | 236796.4149 | 616095.6979 | 420497.9733 | 1880560.3806 | 961560.8286 | 10664466.8222 | 10664466.8222 | 1478867.319 | 5147507.7987 | 0 | 13506588.0314 | 30797429.9714 | 1000 | 0.046318 | 291606.1632 | 664914.0678 | 5944.7861 | 13555.1726
1 | 3300 | 707 | 0.03 | 15 | 15 | 7 | 1.3335e-12 | 5spot_SharedNeighbor | Water | Porous | Wet | R600a | MinimizeLCOE_Brownfield | IgnoreSilica | 2019 | 3.7144 | 0.63506 | 0.019197 | 4 | 182935.1176 | 408116.8328 | 3729.3798 | 8320.0137 | 102.9178 | 0 | 97.2253 | 262846.5055 | 16771.6313 | 240277.2768 | 151837.9293 | 0 | 109881.6242 | 0 | 304829.8372 | 793104.7071 | 541310.2593 | 2420859.7707 | 961560.8286 | 10664466.8222 | 10664466.8222 | 1478867.319 | 5147507.7987 | 0 | 14046887.4215 | 31337729.3614 | 1333.5214 | 0.076786 | 182935.1176 | 408116.8328 | 3729.3798 | 8320.0137
1 | 3300 | 707 | 0.03 | 15 | 15 | 7 | 1.7783e-12 | 5spot_SharedNeighbor | Water | Porous | Wet | R600a | MinimizeLCOE_Brownfield | IgnoreSilica | 2019 | 4.913 | 0.87022 | 0.029606 | 4 | 123965.2184 | 269973.8593 | 2527.1987 | 5503.7823 | 104.9487 | 0 | 85.3014 | 331752.0931 | 21438.2499 | 308690.6222 | 195875.3774 | 0 | 128393.7464 | 0 | 384598.5347 | 1000646.4954 | 682961.7943 | 3054356.9135 | 961560.8286 | 10664466.8222 | 10664466.8222 | 1478867.319 | 5147507.7987 | 0 | 14680384.5643 | 31971226.5042 | 1778.2794 | 0.11842 | 123965.2184 | 269973.8593 | 2527.1987 | 5503.7823
1 | 3300 | 707 | 0.03 | 15 | 15 | 7 | 2.3714e-12 | 5spot_SharedNeighbor | Water | Porous | Wet | R600a | MinimizeLCOE_Brownfield | IgnoreSilica | 2019 | 6.4406 | 1.1708 | 0.043564 | 4 | 88595.6965 | 187821.4704 | 1806.1431 | 3828.9947 | 106.4632 | 0 | 94.9412 | 412065.1782 | 26880.804 | 390947.662 | 252153.1384 | 0 | 148864.001 | 0 | 480055.2056 | 1249005.1722 | 852471.6945 | 3812442.8559 | 961560.8286 | 10664466.8222 | 10664466.8222 | 1478867.319 | 5147507.7987 | 0 | 15438470.5067 | 32729312.4467 | 2371.3737 | 0.17426 | 88595.6965 | 187821.4704 | 1806.1431 | 3828.9947
1 | 3300 | 707 | 0.03 | 15 | 15 | 7 | 3.1623e-12 | 5spot_SharedNeighbor | Water | Porous | Wet | R600a | MinimizeLCOE_Brownfield | IgnoreSilica | 2019 | 8.2257 | 1.5204 | 0.061457 | 4 | 66153.7256 | 136491.3605 | 1348.6332 | 2782.561 | 107.4511 | 0 | 80.4244 | 497703.949 | 32664.9663 | 481508.6593 | 317694.8522 | 0 | 167334.1383 | 0 | 583793.5604 | 1518911.0917 | 1036688.0306 | 4636299.2478 | 961560.8286 | 10664466.8222 | 10664466.8222 | 1478867.319 | 5147507.7987 | 0 | 16262326.8986 | 33553168.8386 | 3162.2777 | 0.24583 | 66153.7256 | 136491.3605 | 1348.6332 | 2782.561
1 | 3300 | 707 | 0.03 | 15 | 15 | 7 | 4.217e-12 | 5spot_SharedNeighbor | Water | Porous | Wet | R600a | MinimizeLCOE_Brownfield | IgnoreSilica | 2019 | 10.9371 | 2.0597 | 0.08704 | 4 | 50212.8265 | 99876.162 | 1023.6564 | 2036.1107 | 108.5685 | 0 | 96.325 | 619801.1961 | 40945.6298 | 613373.8301 | 417956.9315 | 0 | 198670.2895 | 0 | 737391.672 | 1918541.8707 | 1309444.2489 | 5856125.6686 | 961560.8286 | 10664466.8222 | 10664466.8222 | 1478867.319 | 5147507.7987 | 0 | 17482153.3194 | 34772995.2593 | 4216.965 | 0.34816 | 50212.8265 | 99876.162 | 1023.6564 | 2036.1107
1 | 3300 | 707 | 0.03 | 15 | 15 | 7 | 5.6234e-12 | 5spot_SharedNeighbor | Water | Porous | Wet | R600a | MinimizeLCOE_Brownfield | IgnoreSilica | 2019 | 14.0971 | 2.685 | 0.11937 | 4 | 39388.5477 | 75601.3497 | 802.9888 | 1541.2358 | 109.2512 | 0 | 101.3602 | 749453.5405 | 49698.1498 | 757922.5091 | 534454.4026 | 0 | 227030.3951 | 0 | 904238.0089 | 2352641.8145 | 1605726.3804 | 7181165.2011 | 961560.8286 | 10664466.8222 | 10664466.8222 | 1478867.319 | 5147507.7987 | 0 | 18807192.8519 | 36098034.7919 | 5623.4133 | 0.47748 | 39388.5477 | 75601.3497 | 802.9888 | 1541.2358
1 | 3300 | 707 | 0.03 | 15 | 15 | 7 | 7.4989e-12 | 5spot_SharedNeighbor | Water | Porous | Wet | R600a | MinimizeLCOE_Brownfield | IgnoreSilica | 2019 | 18.0212 | 3.4623 | 0.1613 | 4 | 31573.5201 | 58372.4675 | 643.6689 | 1190.0017 | 109.7706 | 0 | 115.8522 | 898676.5607 | 59752.0345 | 928540.1486 | 679521.8569 | 0 | 257106.7988 | 0 | 1101202.9858 | 2865104.2813 | 1955492.544 | 8745397.2107 | 961560.8286 | 10664466.8222 | 10664466.8222 | 1478867.319 | 5147507.7987 | 0 | 20371424.8615 | 37662266.8015 | 7498.9421 | 0.64521 | 31573.5201 | 58372.4675 | 643.6689 | 1190.0017
1 | 3300 | 707 | 0.03 | 15 | 15 | 7 | 1e-11 | 5spot_SharedNeighbor | Water | Porous | Wet | R600a | MinimizeLCOE_Brownfield | IgnoreSilica | 2019 | 22.9009 | 4.4292 | 0.21525 | 4 | 25813.69 | 45896.1243 | 526.247 | 935.6546 | 110.1715 | 0 | 92.7151 | 1071037.5929 | 71338.3582 | 1130435.4736 | 859947.4841 | 0 | 289430.1178 | 0 | 1334653.7204 | 3472495.2053 | 2370049.3303 | 10599387.2825 | 961560.8286 | 10664466.8222 | 10664466.8222 | 1478867.319 | 5147507.7987 | 0 | 22225414.9333 | 39516256.8733 | 10000 | 0.86099 | 25813.69 | 45896.1243 | 526.247 | 935.6546
1 | 3300 | 707 | 0.03 | 15 | 15 | 7 | 1.3335e-11 | 5spot_SharedNeighbor | Water | Porous | Wet | R600a | MinimizeLCOE_Brownfield | IgnoreSilica | 2019 | 28.8519 | 5.6087 | 0.28363 | 4 | 21493.2834 | 36734.1323 | 438.1697 | 748.875 | 110.4797 | 0 | 92.9346 | 1266860.4777 | 84471.2207 | 1365129.4826 | 1080001.2866 | 0 | 322748.7028 | 0 | 1606492.3565 | 4179763.5747 | 2852774.5253 | 12758241.6271 | 961560.8286 | 10664466.8222 | 10664466.8222 | 1478867.319 | 5147507.7987 | 0 | 24384269.2779 | 41675111.2178 | 13335.2143 | 1.1345 | 21493.2834 | 36734.1323 | 438.1697 | 748.875
1 | 3300 | 707 | 0.03 | 15 | 15 | 7 | 1.7783e-11 | 5spot_SharedNeighbor | Water | Porous | Wet | R600a | MinimizeLCOE_Brownfield | IgnoreSilica | 2019 | 36.0138 | 7.0285 | 0.36897 | 4 | 18207.9692 | 29923.6811 | 371.1941 | 610.0347 | 110.7179 | 0 | 124.1875 | 1487150.9715 | 99209.7355 | 1634933.8235 | 1344872.1633 | 0 | 356429.1686 | 0 | 1919812.3863 | 4994958.0215 | 3409161.4858 | 15246527.7558 | 961560.8286 | 10664466.8222 | 10664466.8222 | 1478867.319 | 5147507.7987 | 0 | 26872555.4066 | 44163397.3466 | 17782.7941 | 1.4759 | 18207.9692 | 29923.6811 | 371.1941 | 610.0347
1 | 3300 | 707 | 0.03 | 15 | 15 | 7 | 2.3714e-11 | 5spot_SharedNeighbor | Water | Porous | Wet | R600a | MinimizeLCOE_Brownfield | IgnoreSilica | 2019 | 44.413 | 8.6937 | 0.47294 | 4 | 15685.6448 | 24825.7176 | 319.7731 | 506.1058 | 110.8998 | 0 | 127.5833 | 1729476.361 | 115383.0967 | 1937837.0751 | 1655514.4589 | 0 | 388718.512 | 0 | 2272502.5064 | 5912585.3674 | 4035461.0047 | 18047478.3822 | 961560.8286 | 10664466.8222 | 10664466.8222 | 1478867.319 | 5147507.7987 | 0 | 29673506.033 | 46964347.9729 | 23713.7371 | 1.8918 | 15685.6448 | 24825.7176 | 319.7731 | 506.1058
1 | 3300 | 707 | 0.03 | 15 | 15 | 7 | 3.1623e-11 | 5spot_SharedNeighbor | Water | Porous | Wet | R600a | MinimizeLCOE_Brownfield | IgnoreSilica | 2019 | 53.8212 | 10.5576 | 0.59474 | 4 | 13740.3685 | 21008.5442 | 280.116 | 428.2876 | 111.0285 | 0 | 139.007 | 1985021.4879 | 132392.8185 | 2263432.3407 | 2003310.0652 | 0 | 416070.6483 | 0 | 2652088.6707 | 6900190.7029 | 4709521.9395 | 21062028.6737 | 961560.8286 | 10664466.8222 | 10664466.8222 | 1478867.319 | 5147507.7987 | 0 | 32688056.3245 | 49978898.2645 | 31622.7766 | 2.379 | 13740.3685 | 21008.5442 | 280.116 | 428.2876
1 | 3300 | 707 | 0.03 | 15 | 15 | 7 | 4.217e-11 | 5spot_SharedNeighbor | Water | Porous | Wet | R600a | MinimizeLCOE_Brownfield | IgnoreSilica | 2019 | 63.8157 | 12.5332 | 0.73047 | 4 | 12241.3408 | 18159.0218 | 249.5563 | 370.1962 | 111.1017 | 0 | 161.575 | 2241557.4558 | 149412.5296 | 2596217.3891 | 2372244.3384 | 0 | 435178.2889 | 0 | 3039897.9007 | 7909190.7687 | 5398185.2173 | 24141883.8884 | 961560.8286 | 10664466.8222 | 10664466.8222 | 1478867.319 | 5147507.7987 | 0 | 35767911.5392 | 53058753.4791 | 42169.6503 | 2.9219 | 12241.3408 | 18159.0218 | 249.5563 | 370.1962
1 | 3300 | 707 | 0.03 | 15 | 15 | 7 | 5.6234e-11 | 5spot_SharedNeighbor | Water | Porous | Wet | R600a | MinimizeLCOE_Brownfield | IgnoreSilica | 2019 | 73.8035 | 14.499 | 0.87302 | 4 | 11091.0166 | 16042.4791 | 226.1054 | 327.0476 | 111.1194 | 0 | 132.6968 | 2484841.2304 | 165489.5834 | 2917130.2276 | 2740145.4831 | 0 | 443550.4793 | 0 | 3412951.2315 | 8879799.0118 | 6060645.2872 | 27104552.5344 | 961560.8286 | 10664466.8222 | 10664466.8222 | 1478867.319 | 5147507.7987 | 0 | 38730580.1852 | 56021422.1252 | 56234.1325 | 3.4921 | 11091.0166 | 16042.4791 | 226.1054 | 327.0476
1 | 3300 | 707 | 0.03 | 15 | 15 | 7 | 7.4989e-11 | 5spot_SharedNeighbor | Water | Porous | Wet | R600a | MinimizeLCOE_Brownfield | IgnoreSilica | 2019 | 83.2286 | 16.3428 | 1.0141 | 4 | 10212.8922 | 14475.6666 | 208.2036 | 295.106 | 111.0906 | 0 | 175.2253 | 2703785.7166 | 179893.5601 | 3210383.1676 | 3086284.0007 | 0 | 441057.8027 | 0 | 3752347.6566 | 9762838.8902 | 6663338.1488 | 29799928.9435 | 961560.8286 | 10664466.8222 | 10664466.8222 | 1478867.319 | 5147507.7987 | 0 | 41425956.5943 | 58716798.5342 | 74989.4209 | 4.0562 | 10212.8922 | 14475.6666 | 208.2036 | 295.106
1 | 3300 | 707 | 0.03 | 15 | 15 | 7 | 1e-10 | 5spot_SharedNeighbor | Water | Porous | Wet | R600a | MinimizeLCOE_Brownfield | IgnoreSilica | 2019 | 91.7204 | 17.9925 | 1.1464 | 4 | 9545.6224 | 13316.1768 | 194.6004 | 271.4683 | 111.0301 | 0 | 173.3968 | 2892984.217 | 192282.5299 | 3467259.5634 | 3397068.0484 | 0 | 429880.5231 | 0 | 4047995.2039 | 10532053.1626 | 7188342.6955 | 32147865.9439 | 961560.8286 | 10664466.8222 | 10664466.8222 | 1478867.319 | 5147507.7987 | 0 | 43773893.5947 | 61064735.5347 | 100000 | 4.5858 | 9545.6224 | 13316.1768 | 194.6004 | 271.4683
1 | 3300 | 707 | 0.03 | 15 | 15 | 7 | 1.3335e-10 | 5spot_SharedNeighbor | Water | Porous | Wet | R600a | MinimizeLCOE_Brownfield | IgnoreSilica | 2019 | 99.046 | 19.4052 | 1.2648 | 4 | 9040.364 | 12458.0321 | 184.3 | 253.9738 | 110.954 | 0 | 194.3761 | 3050456.0551 | 202546.6771 | 3683598.928 | 3664104.376 | 0 | 412743.3384 | 0 | 4295245.2561 | 11175347.0804 | 7627404.0128 | 34111445.724 | 961560.8286 | 10664466.8222 | 10664466.8222 | 1478867.319 | 5147507.7987 | 0 | 45737473.3748 | 63028315.3148 | 133352.1432 | 5.0593 | 9040.364 | 12458.0321 | 184.3 | 253.9738
1 | 3300 | 707 | 0.03 | 15 | 15 | 7 | 1.7783e-10 | 5spot_SharedNeighbor | Water | Porous | Wet | R600a | MinimizeLCOE_Brownfield | IgnoreSilica | 2019 | 105.1575 | 20.5757 | 1.3666 | 4 | 8658.7134 | 11821.8935 | 176.5196 | 241.0053 | 110.8747 | 0 | 203.4533 | 3177965.3053 | 210822.8622 | 3860523.4154 | 3886015.3657 | 0 | 392615.7479 | 0 | 4495897.6516 | 11697403.4542 | 7983718.2151 | 35704962.0174 | 961560.8286 | 10664466.8222 | 10664466.8222 | 1478867.319 | 5147507.7987 | 0 | 47330989.6682 | 64621831.6081 | 177827.941 | 5.4663 | 8658.7134 | 11821.8935 | 176.5196 | 241.0053
1 | 3300 | 707 | 0.03 | 15 | 15 | 7 | 2.3714e-10 | 5spot_SharedNeighbor | Water | Porous | Wet | R600a | MinimizeLCOE_Brownfield | IgnoreSilica | 2019 | 110.1151 | 21.5194 | 1.4512 | 4 | 8370.8995 | 11349.5277 | 170.6521 | 231.3755 | 110.8006 | 0 | 174.4088 | 3278926.7483 | 217352.1825 | 4001749.3126 | 4065447.0591 | 0 | 371866.083 | 0 | 4654783.1404 | 12110790.904 | 8265863.6438 | 36966779.0738 | 961560.8286 | 10664466.8222 | 10664466.8222 | 1478867.319 | 5147507.7987 | 0 | 48592806.7246 | 65883648.6645 | 237137.3706 | 5.805 | 8370.8995 | 11349.5277 | 170.6521 | 231.3755
1 | 3300 | 707 | 0.03 | 15 | 15 | 7 | 3.1623e-10 | 5spot_SharedNeighbor | Water | Porous | Wet | R600a | MinimizeLCOE_Brownfield | IgnoreSilica | 2019 | 112.305 | 21.9345 | 1.5055 | 4 | 8148.3462 | 11019.7086 | 166.1151 | 224.6517 | 110.7649 | 0 | 417.5933 | 3322828.3508 | 220184.2265 | 4063486.3478 | 4144529.741 | 0 | 337709.4814 | 0 | 4714607.8776 | 12266442.5983 | 8372099.1236 | 37441887.747 | 961560.8286 | 10664466.8222 | 10664466.8222 | 1478867.319 | 5147507.7987 | 0 | 49067915.3978 | 66358757.3378 | 316227.766 | 6.0218 | 8148.3462 | 11019.7086 | 166.1151 | 224.6517
1 | 3300 | 707 | 0.03 | 15 | 15 | 7 | 4.217e-10 | 5spot_SharedNeighbor | Water | Porous | Wet | R600a | MinimizeLCOE_Brownfield | IgnoreSilica | 2019 | 117.4427 | 22.9043 | 1.5782 | 4 | 7985.7923 | 10724.794 | 162.8012 | 218.6394 | 110.6758 | 0 | 174.5191 | 3424253.2458 | 226711.1207 | 4206855.2068 | 4329658.5924 | 0 | 335516.9003 | 0 | 4883968.0758 | 12707083.0935 | 8672845.3158 | 38786891.551 | 961560.8286 | 10664466.8222 | 10664466.8222 | 1478867.319 | 5147507.7987 | 0 | 50412919.2019 | 67703761.1418 | 421696.5034 | 6.3128 | 7985.7923 | 10724.794 | 162.8012 | 218.6394
1 | 3300 | 707 | 0.03 | 15 | 15 | 7 | 5.6234e-10 | 5spot_SharedNeighbor | Water | Porous | Wet | R600a | MinimizeLCOE_Brownfield | IgnoreSilica | 2019 | 119.8003 | 23.3471 | 1.6206 | 4 | 7864.4688 | 10531.7805 | 160.3278 | 214.7046 | 110.6319 | 0 | 176.9358 | 3470042.9044 | 229649.6431 | 4271940.3742 | 4414396.7242 | 0 | 320509.3374 | 0 | 4955550.2035 | 12893325.1064 | 8799959.3164 | 39355373.6097 | 961560.8286 | 10664466.8222 | 10664466.8222 | 1478867.319 | 5147507.7987 | 0 | 50981401.2605 | 68272243.2004 | 562341.3252 | 6.4825 | 7864.4688 | 10531.7805 | 160.3278 | 214.7046
1 | 3300 | 707 | 0.03 | 15 | 15 | 7 | 7.4989e-10 | 5spot_SharedNeighbor | Water | Porous | Wet | R600a | MinimizeLCOE_Brownfield | IgnoreSilica | 2019 | 121.5908 | 23.6826 | 1.6533 | 4 | 7773.2672 | 10387.8053 | 158.4686 | 211.7695 | 110.5974 | 0 | 168.4733 | 3504511.3841 | 231858.244 | 4321082.3534 | 4478664.0229 | 0 | 307930.2548 | 0 | 5009178.0411 | 13032853.7394 | 8895190.4755 | 39781268.5153 | 961560.8286 | 10664466.8222 | 10664466.8222 | 1478867.319 | 5147507.7987 | 0 | 51407296.1661 | 68698138.1061 | 749894.2093 | 6.6133 | 7773.2672 | 10387.8053 | 158.4686 | 211.7695
1 | 3300 | 707 | 0.03 | 15 | 15 | 7 | 1e-09 | 5spot_SharedNeighbor | Water | Porous | Wet | R600a | MinimizeLCOE_Brownfield | IgnoreSilica | 2019 | 122.9481 | 23.9364 | 1.6784 | 4 | 7704.7379 | 10280.2244 | 157.0715 | 209.5763 | 110.5706 | 0 | 163.5456 | 3530464.294 | 233519.2388 | 4358168.891 | 4527328.7501 | 0 | 297688.6874 | 0 | 5049396.2459 | 13137493.2582 | 8966609.0972 | 40100668.4625 | 961560.8286 | 10664466.8222 | 10664466.8222 | 1478867.319 | 5147507.7987 | 0 | 51726696.1134 | 69017538.0533 | 1000000 | 6.7136 | 7704.7379 | 10280.2244 | 157.0715 | 209.5763
1 | 3300 | 707 | 0.03 | 15 | 15 | 7 | 1.3335e-09 | 5spot_SharedNeighbor | Water | Porous | Wet | R600a | MinimizeLCOE_Brownfield | IgnoreSilica | 2019 | 123.9808 | 24.1292 | 1.6976 | 4 | 7653.2636 | 10199.6654 | 156.0221 | 207.934 | 110.5498 | 0 | 160.1783 | 3550111.971 | 234775.5587 | 4386294.4255 | 4564328.6721 | 0 | 289563.7944 | 0 | 5079779.0245 | 13216543.0157 | 9020562.181 | 40341958.6429 | 961560.8286 | 10664466.8222 | 10664466.8222 | 1478867.319 | 5147507.7987 | 0 | 51967986.2937 | 69258828.2337 | 1333521.4322 | 6.7903 | 7653.2636 | 10199.6654 | 156.0221 | 207.934
1 | 3300 | 707 | 0.03 | 15 | 15 | 7 | 1.7783e-09 | 5spot_SharedNeighbor | Water | Porous | Wet | R600a | MinimizeLCOE_Brownfield | IgnoreSilica | 2019 | 124.7749 | 24.2772 | 1.7123 | 4 | 7614.6121 | 10139.1678 | 155.2342 | 206.7006 | 110.5336 | 0 | 188.1888 | 3565158.7649 | 235737.0185 | 4407862.5921 | 4592756.9794 | 0 | 283281.2477 | 0 | 5103070.675 | 13277143.1126 | 9061922.9924 | 40526933.3826 | 961560.8286 | 10664466.8222 | 10664466.8222 | 1478867.319 | 5147507.7987 | 0 | 52152961.0334 | 69443802.9733 | 1778279.41 | 6.8491 | 7614.6121 | 10139.1678 | 155.2342 | 206.7006
1 | 3300 | 707 | 0.03 | 15 | 15 | 7 | 2.3714e-09 | 5spot_SharedNeighbor | Water | Porous | Wet | R600a | MinimizeLCOE_Brownfield | IgnoreSilica | 2019 | 125.3567 | 24.3856 | 1.7232 | 4 | 7585.5969 | 10094.0836 | 154.6427 | 205.7815 | 110.5216 | 0 | 201.3449 | 3576152.6342 | 236439.1293 | 4423637.2727 | 4613579.3289 | 0 | 278279.965 | 0 | 5119954.4488 | 13321071.2286 | 9091904.8342 | 40661018.8417 | 961560.8286 | 10664466.8222 | 10664466.8222 | 1478867.319 | 5147507.7987 | 0 | 52287046.4925 | 69577888.4324 | 2371373.7057 | 6.8929 | 7585.5969 | 10094.0836 | 154.6427 | 205.7815
1 | 3300 | 707 | 0.03 | 15 | 15 | 7 | 3.1623e-09 | 5spot_SharedNeighbor | Water | Porous | Wet | R600a | MinimizeLCOE_Brownfield | IgnoreSilica | 2019 | 123.442 | 24.0285 | 1.7107 | 4 | 7558.7502 | 10085.5554 | 154.0953 | 205.6077 | 110.5604 | 0 | 194.6265 | 3539851.3344 | 234119.1592 | 4371612.3622 | 4545013.6554 | 0 | 255790.5638 | 0 | 5049090.9592 | 13136698.965 | 8966066.9758 | 40098243.975 | 961560.8286 | 10664466.8222 | 10664466.8222 | 1478867.319 | 5147507.7987 | 0 | 51724271.6258 | 69015113.5657 | 3162277.6602 | 6.843 | 7558.7502 | 10085.5554 | 154.0953 | 205.6077
1 | 3300 | 707 | 0.03 | 15 | 15 | 7 | 4.217e-09 | 5spot_SharedNeighbor | Water | Porous | Wet | R600a | MinimizeLCOE_Brownfield | IgnoreSilica | 2019 | 125.5271 | 24.4173 | 1.7335 | 4 | 7541.266 | 10034.939 | 153.7389 | 204.5758 | 110.518 | 0 | 187.1549 | 3579364.0848 | 236644.0983 | 4428249.5562 | 4619673.8108 | 0 | 265197.7319 | 0 | 5120360.42 | 13322127.4825 | 9092625.7491 | 40664242.9336 | 961560.8286 | 10664466.8222 | 10664466.8222 | 1478867.319 | 5147507.7987 | 0 | 52290270.5844 | 69581112.5243 | 4216965.0343 | 6.9339 | 7541.266 | 10034.939 | 153.7389 | 204.5758
1 | 3300 | 707 | 0.03 | 15 | 15 | 7 | 5.6234e-09 | 5spot_SharedNeighbor | Water | Porous | Wet | R600a | MinimizeLCOE_Brownfield | IgnoreSilica | 2019 | 126.3749 | 24.575 | 1.7425 | 4 | 7535.2201 | 10015.9778 | 153.6157 | 204.1893 | 110.5004 | 0 | 214.0482 | 3595323.9891 | 237662.729 | 4451177.8079 | 4649993.5618 | 0 | 269261.1849 | 0 | 5149333.5164 | 13397509.5361 | 9144075.5497 | 40894337.8748 | 961560.8286 | 10664466.8222 | 10664466.8222 | 1478867.319 | 5147507.7987 | 0 | 52520365.5256 | 69811207.4656 | 5623413.2519 | 6.97 | 7535.2201 | 10015.9778 | 153.6157 | 204.1893
1 | 3300 | 707 | 0.03 | 15 | 15 | 7 | 7.4989e-09 | 5spot_SharedNeighbor | Water | Porous | Wet | R600a | MinimizeLCOE_Brownfield | IgnoreSilica | 2019 | 126.5601 | 24.6095 | 1.746 | 4 | 7526.023 | 10001.7647 | 153.4282 | 203.8995 | 110.4965 | 0 | 205.6103 | 3598802.6877 | 237884.6505 | 4456179.5472 | 4656615.2404 | 0 | 267554.5059 | 0 | 5154644.2864 | 13411327.0702 | 9153506.3006 | 40936514.2888 | 961560.8286 | 10664466.8222 | 10664466.8222 | 1478867.319 | 5147507.7987 | 0 | 52562541.9396 | 69853383.8796 | 7498942.0933 | 6.9841 | 7526.023 | 10001.7647 | 153.4282 | 203.8995
1 | 3300 | 707 | 0.03 | 15 | 15 | 7 | 1e-08 | 5spot_SharedNeighbor | Water | Porous | Wet | R600a | MinimizeLCOE_Brownfield | IgnoreSilica | 2019 | 126.7038 | 24.6362 | 1.7487 | 4 | 7519.1242 | 9991.0482 | 153.2875 | 203.681 | 110.4935 | 0 | 216.0381 | 3601500.1452 | 238056.7122 | 4460058.9127 | 4661752.7795 | 0 | 266296.7246 | 0 | 5158789.4569 | 13422111.9537 | 9160867.2052 | 40969433.89 | 961560.8286 | 10664466.8222 | 10664466.8222 | 1478867.319 | 5147507.7987 | 0 | 52595461.5408 | 69886303.4807 | 10000000 | 6.9949 | 7519.1242 | 9991.0482 | 153.2875 | 203.681
1 | 3400 | 707 | 0.03 | 15 | 15 | 7 | 1e-13 | 5spot_SharedNeighbor | Water | Porous | Wet | R600a | MinimizeLCOE_Brownfield | IgnoreSilica | 2019 | 0 | 0 | 0 | 0 |  |  |  |  | 15 |  | 24.7766 | [19 empty] | 100 | 0
1 | 3400 | 707 | 0.03 | 15 | 15 | 7 | 1.3335e-13 | 5spot_SharedNeighbor | Water | Porous | Wet | R600a | MinimizeLCOE_Brownfield | IgnoreSilica | 2019 | 0 | 0 | 0 | 0 |  |  |  |  | 15 |  | 25.9309 | [19 empty] | 133.3521 | 0
1 | 3400 | 707 | 0.03 | 15 | 15 | 7 | 1.7783e-13 | 5spot_SharedNeighbor | Water | Porous | Wet | R600a | MinimizeLCOE_Brownfield | IgnoreSilica | 2019 | 0 | 0 | 0 | 0 |  |  |  |  | 15 |  | 26.3737 | [19 empty] | 177.8279 | 0
1 | 3400 | 707 | 0.03 | 15 | 15 | 7 | 2.3714e-13 | 5spot_SharedNeighbor | Water | Porous | Wet | R600a | MinimizeLCOE_Brownfield | IgnoreSilica | 2019 | 0 | 0 | 0 | 0 |  |  |  |  | 15 |  | 25.4129 | [19 empty] | 237.1374 | 0
1 | 3400 | 707 | 0.03 | 15 | 15 | 7 | 3.1623e-13 | 5spot_SharedNeighbor | Water | Porous | Wet | R600a | MinimizeLCOE_Brownfield | IgnoreSilica | 2019 | 0 | 0 | 0 | 0 |  |  |  |  | 15 |  | 27.0633 | [19 empty] | 316.2278 | 0
1 | 3400 | 707 | 0.03 | 15 | 15 | 7 | 4.217e-13 | 5spot_SharedNeighbor | Water | Porous | Wet | R600a | MinimizeLCOE_Brownfield | IgnoreSilica | 2019 | 1.0498 | 0.13097 | 0.00086532 | 4 | 3704395.6737 | 8861492.6038 | 75519.1164 | 180653.5128 | 86.4988 | 0 | 60.5306 | 77640.5842 | 4461.8527 | 68801.0143 | 55383.7407 | 0 | 50847.9091 | 0 | 100282.6894 | 260914.987 | 178079.8399 | 796412.6173 | 961560.8286 | 11063974.3309 | 11063974.3309 | 1478867.319 | 5307310.8022 | 0 | 12821947.7769 | 30672100.2291 | 421.6965 | 0.0034613 | 3704395.6737 | 8861492.6038 | 75519.1164 | 180653.5128
1 | 3400 | 707 | 0.03 | 15 | 15 | 7 | 5.6234e-13 | 5spot_SharedNeighbor | Water | Porous | Wet | R600a | MinimizeLCOE_Brownfield | IgnoreSilica | 2019 | 1.5736 | 0.23051 | 0.003722 | 4 | 886631.9575 | 2085583.3018 | 18075.1917 | 42517.4366 | 94.4647 | 0 | 266.1719 | 122494.837 | 7404.0325 | 107482.6792 | 74583.679 | 0 | 67326.7107 | 0 | 147923.856 | 384867.53 | 262679.9974 | 1174763.3219 | 961560.8286 | 11063974.3309 | 11063974.3309 | 1478867.319 | 5307310.8022 | 0 | 13200298.4815 | 31050450.9337 | 562.3413 | 0.014888 | 886631.9575 | 2085583.3018 | 18075.1917 | 42517.4366
1 | 3400 | 707 | 0.03 | 15 | 15 | 7 | 7.4989e-13 | 5spot_SharedNeighbor | Water | Porous | Wet | R600a | MinimizeLCOE_Brownfield | IgnoreSilica | 2019 | 2.2543 | 0.36529 | 0.0082486 | 4 | 413883.545 | 954889.6561 | 8437.5759 | 19466.7172 | 99.8954 | 0 | 379.7194 | 175354.4882 | 10965.1777 | 154714.4024 | 99771.8705 | 0 | 85560.0961 | 0 | 205282.7536 | 534103.6155 | 364536.6923 | 1630289.0962 | 961560.8286 | 11063974.3309 | 11063974.3309 | 1478867.319 | 5307310.8022 | 0 | 13655824.2557 | 31505976.708 | 749.8942 | 0.032994 | 413883.545 | 954889.6561 | 8437.5759 | 19466.7172
1 | 3400 | 707 | 0.03 | 15 | 15 | 7 | 1e-12 | 5spot_SharedNeighbor | Water | Porous | Wet | R600a | MinimizeLCOE_Brownfield | IgnoreSilica | 2019 | 3.0714 | 0.53045 | 0.014848 | 4 | 238400.1989 | 538938.5115 | 4860.1105 | 10986.9905 | 103.4904 | 0 | 67.8048 | 232870.1216 | 14891.8747 | 207965.981 | 130247.0509 | 0 | 103019.35 | 0 | 268707.8075 | 699122.5956 | 477165.5371 | 2133990.3185 | 961560.8286 | 11063974.3309 | 11063974.3309 | 1478867.319 | 5307310.8022 | 0 | 14159525.478 | 32009677.9303 | 1000 | 0.059394 | 238400.1989 | 538938.5115 | 4860.1105 | 10986.9905
1 | 3400 | 707 | 0.03 | 15 | 15 | 7 | 1.3335e-12 | 5spot_SharedNeighbor | Water | Porous | Wet | R600a | MinimizeLCOE_Brownfield | IgnoreSilica | 2019 | 4.0971 | 0.74014 | 0.024047 | 4 | 153330.4998 | 338902.3756 | 3125.8496 | 6908.9833 | 106.0949 | 0 | 89.3423 | 298685.6426 | 19413.5859 | 270961.587 | 168765.3287 | 0 | 121443.2942 | 0 | 342915.081 | 892194.6992 | 608941.215 | 2723320.4336 | 961560.8286 | 11063974.3309 | 11063974.3309 | 1478867.319 | 5307310.8022 | 0 | 14748855.5932 | 32599008.0454 | 1333.5214 | 0.09619 | 153330.4998 | 338902.3756 | 3125.8496 | 6908.9833
1 | 3400 | 707 | 0.03 | 15 | 15 | 7 | 1.7783e-12 | 5spot_SharedNeighbor | Water | Porous | Wet | R600a | MinimizeLCOE_Brownfield | IgnoreSilica | 2019 | 5.4077 | 1.0096 | 0.036554 | 4 | 105695.5368 | 227777.8246 | 2154.7465 | 4643.559 | 108.0454 | 0 | 75.8419 | 375500.6669 | 24703.6095 | 346876.677 | 218101.533 | 0 | 141812.165 | 0 | 431727.9141 | 1123267.4728 | 766653.131 | 3428643.1693 | 961560.8286 | 11063974.3309 | 11063974.3309 | 1478867.319 | 5307310.8022 | 0 | 15454178.3289 | 33304330.7811 | 1778.2794 | 0.14621 | 105695.5368 | 227777.8246 | 2154.7465 | 4643.559
1 | 3400 | 707 | 0.03 | 15 | 15 | 7 | 2.3714e-12 | 5spot_SharedNeighbor | Water | Porous | Wet | R600a | MinimizeLCOE_Brownfield | IgnoreSilica | 2019 | 7.0519 | 1.3479 | 0.053129 | 4 | 76617.2462 | 160611.9474 | 1561.9462 | 3274.2918 | 109.4653 | 0 | 90.6072 | 463504.8661 | 30758.9897 | 436657.8957 | 279868.584 | 0 | 163587.2134 | 0 | 536007.2441 | 1394580.8989 | 951830.1192 | 4256795.8111 | 961560.8286 | 11063974.3309 | 11063974.3309 | 1478867.319 | 5307310.8022 | 0 | 16282330.9706 | 34132483.4229 | 2371.3737 | 0.21252 | 76617.2462 | 160611.9474 | 1561.9462 | 3274.2918
1 | 3400 | 707 | 0.03 | 15 | 15 | 7 | 3.1623e-12 | 5spot_SharedNeighbor | Water | Porous | Wet | R600a | MinimizeLCOE_Brownfield | IgnoreSilica | 2019 | 9.4024 | 1.8353 | 0.076048 | 4 | 57256.2629 | 115936.8867 | 1167.2464 | 2363.5303 | 110.73 | 0 | 107.1812 | 579677.2656 | 38762.8528 | 558444.612 | 368942.4226 | 0 | 194856.4956 | 0 | 678866.623 | 1766271.6983 | 1205516.7273 | 5391338.6973 | 961560.8286 | 11063974.3309 | 11063974.3309 | 1478867.319 | 5307310.8022 | 0 | 17416873.8568 | 35267026.309 | 3162.2777 | 0.30419 | 57256.2629 | 115936.8867 | 1167.2464 | 2363.5303
1 | 3400 | 707 | 0.03 | 15 | 15 | 7 | 4.217e-12 | 5spot_SharedNeighbor | Water | Porous | Wet | R600a | MinimizeLCOE_Brownfield | IgnoreSilica | 2019 | 11.9823 | 2.3701 | 0.10521 | 4 | 44134.331 | 86550.7922 | 899.738 | 1764.455 | 111.5369 | 0 | 118.667 | 696734.3812 | 46806.6398 | 684807.7055 | 466537.0861 | 0 | 219099.8898 | 0 | 824454.424 | 2145061.2923 | 1464048.4086 | 6547549.8273 | 961560.8286 | 11063974.3309 | 11063974.3309 | 1478867.319 | 5307310.8022 | 0 | 18573084.9868 | 36423237.4391 | 4216.965 | 0.42083 | 44134.331 | 86550.7922 | 899.738 | 1764.455
1 | 3400 | 707 | 0.03 | 15 | 15 | 7 | 5.6234e-12 | 5spot_SharedNeighbor | Water | Porous | Wet | R600a | MinimizeLCOE_Brownfield | IgnoreSilica | 2019 | 15.3829 | 3.0752 | 0.14357 | 4 | 34873.6524 | 65955.8104 | 710.9466 | 1344.5984 | 112.19 | 0 | 110.5287 | 839573.0789 | 56599.1067 | 843052.7558 | 595054.8219 | 0 | 249309.8057 | 0 | 1007599.9319 | 2621568.3356 | 1789274.2569 | 8002032.0933 | 961560.8286 | 11063974.3309 | 11063974.3309 | 1478867.319 | 5307310.8022 | 0 | 20027567.2529 | 37877719.7051 | 5623.4133 | 0.57429 | 34873.6524 | 65955.8104 | 710.9466 | 1344.5984
1 | 3400 | 707 | 0.03 | 15 | 15 | 7 | 7.4989e-12 | 5spot_SharedNeighbor | Water | Porous | Wet | R600a | MinimizeLCOE_Brownfield | IgnoreSilica | 2019 | 19.6265 | 3.9552 | 0.1932 | 4 | 28148.2163 | 51246.7251 | 573.8395 | 1044.7338 | 112.6921 | 0 | 119.4964 | 1004778.861 | 67898.129 | 1030715.6889 | 755265.4123 | 0 | 281849.7749 | 0 | 1224798.0678 | 3186673.3317 | 2174970.0285 | 9726949.2941 | 961560.8286 | 11063974.3309 | 11063974.3309 | 1478867.319 | 5307310.8022 | 0 | 21752484.4537 | 39602636.9059 | 7498.9421 | 0.77278 | 28148.2163 | 51246.7251 | 573.8395 | 1044.7338
1 | 3400 | 707 | 0.03 | 15 | 15 | 7 | 1e-11 | 5spot_SharedNeighbor | Water | Porous | Wet | R600a | MinimizeLCOE_Brownfield | IgnoreSilica | 2019 | 24.8929 | 5.0478 | 0.25687 | 4 | 23158.0503 | 40530.9069 | 472.1082 | 826.2774 | 113.0804 | 0 | 132.6109 | 1195417.0481 | 80905.4313 | 1252470.5478 | 954205.4754 | 0 | 316739.2507 | 0 | 1481897.7238 | 3855593.8983 | 2631522.0601 | 11768751.4354 | 961560.8286 | 11063974.3309 | 11063974.3309 | 1478867.319 | 5307310.8022 | 0 | 23794286.595 | 41644439.0472 | 10000 | 1.0275 | 23158.0503 | 40530.9069 | 472.1082 | 826.2774
1 | 3400 | 707 | 0.03 | 15 | 15 | 7 | 1.3335e-11 | 5spot_SharedNeighbor | Water | Porous | Wet | R600a | MinimizeLCOE_Brownfield | IgnoreSilica | 2019 | 31.2855 | 6.3746 | 0.33726 | 4 | 19393.6078 | 32625.3353 | 395.3649 | 665.1116 | 113.3789 | 0 | 116.0196 | 1411271.6726 | 95599.4604 | 1509232.6967 | 1195982.7195 | 0 | 352360.7723 | 0 | 1780134.4554 | 4631544.6971 | 3161124.4245 | 14137250.8986 | 961560.8286 | 11063974.3309 | 11063974.3309 | 1478867.319 | 5307310.8022 | 0 | 26162786.0581 | 44012938.5103 | 13335.2143 | 1.349 | 19393.6078 | 32625.3353 | 395.3649 | 665.1116
1 | 3400 | 707 | 0.03 | 15 | 15 | 7 | 1.7783e-11 | 5spot_SharedNeighbor | Water | Porous | Wet | R600a | MinimizeLCOE_Brownfield | IgnoreSilica | 2019 | 38.9251 | 7.9606 | 0.43698 | 4 | 16519.4201 | 26731.7468 | 336.7707 | 544.9628 | 113.6092 | 0 | 87.9145 | 1652645.1801 | 111989.9633 | 1802515.6185 | 1484960.894 | 0 | 387805.2263 | 0 | 2121567.584 | 5519883.6603 | 3767434.0204 | 16848802.1469 | 961560.8286 | 11063974.3309 | 11063974.3309 | 1478867.319 | 5307310.8022 | 0 | 28874337.3064 | 46724489.7587 | 17782.7941 | 1.7479 | 16519.4201 | 26731.7468 | 336.7707 | 544.9628
1 | 3400 | 707 | 0.03 | 15 | 15 | 7 | 2.3714e-11 | 5spot_SharedNeighbor | Water | Porous | Wet | R600a | MinimizeLCOE_Brownfield | IgnoreSilica | 2019 | 47.7964 | 9.8021 | 0.55738 | 4 | 14306.7044 | 22312.9931 | 291.6615 | 454.8805 | 113.7823 | 0 | 167.5482 | 1915824.1106 | 129815.1152 | 2128746.685 | 1820513.4117 | 0 | 420945.3249 | 0 | 2502179.4125 | 6510157.5637 | 4443316.3076 | 19871497.9313 | 961560.8286 | 11063974.3309 | 11063974.3309 | 1478867.319 | 5307310.8022 | 0 | 31897033.0908 | 49747185.5431 | 23713.7371 | 2.2295 | 14306.7044 | 22312.9931 | 291.6615 | 454.8805
1 | 3400 | 707 | 0.03 | 15 | 15 | 7 | 3.1623e-11 | 5spot_SharedNeighbor | Water | Porous | Wet | R600a | MinimizeLCOE_Brownfield | IgnoreSilica | 2019 | 57.6092 | 11.8365 | 0.6967 | 4 | 12598.3575 | 19003.5739 | 256.8346 | 387.4136 | 113.8984 | 0 | 146.0026 | 2190115.5703 | 148337.6317 | 2475210.896 | 2191437.0573 | 0 | 447874.163 | 0 | 2906660.3741 | 7562534.0555 | 5161584.8874 | 23083754.6353 | 961560.8286 | 11063974.3309 | 11063974.3309 | 1478867.319 | 5307310.8022 | 0 | 35109289.7948 | 52959442.2471 | 31622.7766 | 2.7868 | 12598.3575 | 19003.5739 | 256.8346 | 387.4136
1 | 3400 | 707 | 0.03 | 15 | 15 | 7 | 4.217e-11 | 5spot_SharedNeighbor | Water | Porous | Wet | R600a | MinimizeLCOE_Brownfield | IgnoreSilica | 2019 | 67.8307 | 13.949 | 0.84923 | 4 | 11282.2684 | 16537.0448 | 230.0043 | 337.13 | 113.9537 | 0 | 159.6923 | 2460316.5686 | 166516.4958 | 2822610.682 | 2577173.841 | 0 | 464659.014 | 0 | 3311597.8745 | 8616098.3674 | 5880664.1789 | 26299637.0223 | 961560.8286 | 11063974.3309 | 11063974.3309 | 1478867.319 | 5307310.8022 | 0 | 38325172.1818 | 56175324.6341 | 42169.6503 | 3.3969 | 11282.2684 | 16537.0448 | 230.0043 | 337.13
1 | 3400 | 707 | 0.03 | 15 | 15 | 7 | 5.6234e-11 | 5spot_SharedNeighbor | Water | Porous | Wet | R600a | MinimizeLCOE_Brownfield | IgnoreSilica | 2019 | 77.887 | 16.0164 | 1.0067 | 4 | 10273.2358 | 14705.9535 | 209.4338 | 299.8008 | 113.9512 | 0 | 173.4725 | 2712767.9288 | 183425.3444 | 3152599.3171 | 2955624.2676 | 0 | 469735.8447 | 0 | 3694919.5541 | 9613422.7475 | 6561358.5612 | 29343853.5655 | 961560.8286 | 11063974.3309 | 11063974.3309 | 1478867.319 | 5307310.8022 | 0 | 41369388.7251 | 59219541.1773 | 56234.1325 | 4.0269 | 10273.2358 | 14705.9535 | 209.4338 | 299.8008
1 | 3400 | 707 | 0.03 | 15 | 15 | 7 | 7.4989e-11 | 5spot_SharedNeighbor | Water | Porous | Wet | R600a | MinimizeLCOE_Brownfield | IgnoreSilica | 2019 | 87.2575 | 17.9295 | 1.1602 | 4 | 9503.5405 | 13349.9322 | 193.7425 | 272.1564 | 113.9032 | 0 | 195.354 | 2937285.9989 | 198388.4652 | 3450532.4477 | 3306991.4403 | 0 | 463733.5389 | 0 | 4039203.4375 | 10509178.7899 | 7172730.4661 | 32078044.5846 | 961560.8286 | 11063974.3309 | 11063974.3309 | 1478867.319 | 5307310.8022 | 0 | 44103579.7441 | 61953732.1963 | 74989.4209 | 4.6408 | 9503.5405 | 13349.9322 | 193.7425 | 272.1564
1 | 3400 | 707 | 0.03 | 15 | 15 | 7 | 1e-10 | 5spot_SharedNeighbor | Water | Porous | Wet | R600a | MinimizeLCOE_Brownfield | IgnoreSilica | 2019 | 95.601 | 19.6198 | 1.3022 | 4 | 8918.8878 | 12345.7977 | 181.8236 | 251.6858 | 113.8267 | 0 | 180.7948 | 3129190.8076 | 211112.9598 | 3708608.9048 | 3618591.6509 | 0 | 449226.616 | 0 | 4335525.0662 | 11280146.8839 | 7698932.0321 | 34431334.9214 | 961560.8286 | 11063974.3309 | 11063974.3309 | 1478867.319 | 5307310.8022 | 0 | 46456870.0809 | 64307022.5331 | 100000 | 5.2088 | 8918.8878 | 12345.7977 | 181.8236 | 251.6858
1 | 3400 | 707 | 0.03 | 15 | 15 | 7 | 1.3335e-10 | 5spot_SharedNeighbor | Water | Porous | Wet | R600a | MinimizeLCOE_Brownfield | IgnoreSilica | 2019 | 102.724 | 21.0518 | 1.4277 | 4 | 8476.1925 | 11601.9532 | 172.7986 | 236.5215 | 113.7384 | 0 | 206.9791 | 3287430.4079 | 221554.3676 | 3923863.319 | 3883553.1179 | 0 | 429200.3685 | 0 | 4580784.6165 | 11918261.9241 | 8134458.659 | 36379106.7805 | 961560.8286 | 11063974.3309 | 11063974.3309 | 1478867.319 | 5307310.8022 | 0 | 48404641.9401 | 66254794.3923 | 133352.1432 | 5.7107 | 8476.1925 | 11601.9532 | 172.7986 | 236.5215
1 | 3400 | 707 | 0.03 | 15 | 15 | 7 | 1.7783e-10 | 5spot_SharedNeighbor | Water | Porous | Wet | R600a | MinimizeLCOE_Brownfield | IgnoreSilica | 2019 | 108.6265 | 22.23 | 1.5345 | 4 | 8141.738 | 11049.7941 | 165.9803 | 225.265 | 113.6504 | 0 | 198.4604 | 3414839.9114 | 229924.7738 | 4098844.2402 | 4102310.058 | 0 | 406827.3513 | 0 | 4778571.0705 | 12432861.7058 | 8485683.584 | 37949862.695 | 961560.8286 | 11063974.3309 | 11063974.3309 | 1478867.319 | 5307310.8022 | 0 | 49975397.8546 | 67825550.3068 | 177827.941 | 6.1382 | 8141.738 | 11049.7941 | 165.9803 | 225.265
1 | 3400 | 707 | 0.03 | 15 | 15 | 7 | 2.3714e-10 | 5spot_SharedNeighbor | Water | Porous | Wet | R600a | MinimizeLCOE_Brownfield | IgnoreSilica | 2019 | 113.3935 | 23.1757 | 1.6229 | 4 | 7889.4544 | 10639.2352 | 160.8372 | 216.8952 | 113.57 | 0 | 192.7009 | 3515369.995 | 236504.437 | 4237991.0618 | 4278418.6393 | 0 | 384447.0146 | 0 | 4934565.1476 | 12838726.2956 | 8762694.5062 | 39188717.0971 | 961560.8286 | 11063974.3309 | 11063974.3309 | 1478867.319 | 5307310.8022 | 0 | 51214252.2566 | 69064404.7088 | 237137.3706 | 6.4915 | 7889.4544 | 10639.2352 | 160.8372 | 216.8952
1 | 3400 | 707 | 0.03 | 15 | 15 | 7 | 3.1623e-10 | 5spot_SharedNeighbor | Water | Porous | Wet | R600a | MinimizeLCOE_Brownfield | IgnoreSilica | 2019 | 117.1332 | 23.9137 | 1.6938 | 4 | 7699.3647 | 10333.9759 | 156.962 | 210.6721 | 113.5014 | 0 | 197.9575 | 3592793.5255 | 241555.9571 | 4345823.8306 | 4416205.5299 | 0 | 363359.2029 | 0 | 5054297.8379 | 13150246.1953 | 8975313.2388 | 40139595.318 | 961560.8286 | 11063974.3309 | 11063974.3309 | 1478867.319 | 5307310.8022 | 0 | 52165130.4776 | 70015282.9298 | 316227.766 | 6.7753 | 7699.3647 | 10333.9759 | 156.962 | 210.6721
1 | 3400 | 707 | 0.03 | 15 | 15 | 7 | 4.217e-10 | 5spot_SharedNeighbor | Water | Porous | Wet | R600a | MinimizeLCOE_Brownfield | IgnoreSilica | 2019 | 120.3922 | 24.5539 | 1.7544 | 4 | 7551.1318 | 10094.8302 | 153.94 | 205.7968 | 113.4379 | 0 | 194.7767 | 3659258.7658 | 245881.1509 | 4438865.8699 | 4536010.6681 | 0 | 345825.2224 | 0 | 5158078.254 | 13420261.5496 | 9159604.2664 | 40963785.7471 | 961560.8286 | 11063974.3309 | 11063974.3309 | 1478867.319 | 5307310.8022 | 0 | 52989320.9067 | 70839473.3589 | 421696.5034 | 7.0174 | 7551.1318 | 10094.8302 | 153.94 | 205.7968
1 | 3400 | 707 | 0.03 | 15 | 15 | 7 | 5.6234e-10 | 5spot_SharedNeighbor | Water | Porous | Wet | R600a | MinimizeLCOE_Brownfield | IgnoreSilica | 2019 | 122.6313 | 24.9922 | 1.7979 | 4 | 7444.7469 | 9926.7797 | 151.7712 | 202.3708 | 113.3922 | 0 | 202.7608 | 3704380.9855 | 248811.0757 | 4502288.463 | 4618168.615 | 0 | 330226.573 | 0 | 5227511.5278 | 13600912.6852 | 9282902.3784 | 41515202.3035 | 961560.8286 | 11063974.3309 | 11063974.3309 | 1478867.319 | 5307310.8022 | 0 | 53540737.4631 | 71390889.9153 | 562341.3252 | 7.1917 | 7444.7469 | 9926.7797 | 151.7712 | 202.3708
1 | 3400 | 707 | 0.03 | 15 | 15 | 7 | 7.4989e-10 | 5spot_SharedNeighbor | Water | Porous | Wet | R600a | MinimizeLCOE_Brownfield | IgnoreSilica | 2019 | 124.3339 | 25.3246 | 1.8315 | 4 | 7364.7589 | 9801.2903 | 150.1406 | 199.8126 | 113.3563 | 0 | 190.3878 | 3738400.4481 | 251016.6146 | 4550244.0006 | 4680554.6775 | 0 | 317281.2145 | 0 | 5279623.8126 | 13736498.1606 | 9375442.2514 | 41929061.1798 | 961560.8286 | 11063974.3309 | 11063974.3309 | 1478867.319 | 5307310.8022 | 0 | 53954596.3394 | 71804748.7916 | 749894.2093 | 7.3261 | 7364.7589 | 9801.2903 | 150.1406 | 199.8126
1 | 3400 | 707 | 0.03 | 15 | 15 | 7 | 1e-09 | 5spot_SharedNeighbor | Water | Porous | Wet | R600a | MinimizeLCOE_Brownfield | IgnoreSilica | 2019 | 125.625 | 25.5762 | 1.8572 | 4 | 7304.6458 | 9707.4549 | 148.9151 | 197.8996 | 113.3285 | 0 | 166.8745 | 3764034.5163 | 252676.516 | 4586458.7697 | 4727818.0463 | 0 | 306809.2078 | 0 | 5318740.8518 | 13838272.6727 | 9444905.4472 | 42239716.0277 | 961560.8286 | 11063974.3309 | 11063974.3309 | 1478867.319 | 5307310.8022 | 0 | 54265251.1873 | 72115403.6395 | 1000000 | 7.4289 | 7304.6458 | 9707.4549 | 148.9151 | 197.8996
1 | 3400 | 707 | 0.03 | 15 | 15 | 7 | 1.3335e-09 | 5spot_SharedNeighbor | Water | Porous | Wet | R600a | MinimizeLCOE_Brownfield | IgnoreSilica | 2019 | 126.5944 | 25.7648 | 1.8767 | 4 | 7259.4874 | 9637.3208 | 147.9945 | 196.4698 | 113.3073 | 0 | 191.8151 | 3783185.5812 | 253915.4791 | 4613559.7789 | 4763272.3734 | 0 | 298438.8951 | 0 | 5347825.122 | 13913943.9777 | 9496552.6678 | 42470693.8753 | 961560.8286 | 11063974.3309 | 11063974.3309 | 1478867.319 | 5307310.8022 | 0 | 54496229.0348 | 72346381.487 | 1333521.4322 | 7.5069 | 7259.4874 | 9637.3208 | 147.9945 | 196.4698
1 | 3400 | 707 | 0.03 | 15 | 15 | 7 | 1.7783e-09 | 5spot_SharedNeighbor | Water | Porous | Wet | R600a | MinimizeLCOE_Brownfield | IgnoreSilica | 2019 | 127.3371 | 25.9091 | 1.8916 | 4 | 7225.575 | 9584.6636 | 147.3031 | 195.3963 | 113.2909 | 0 | 190.9694 | 3797806.1055 | 254860.683 | 4634275.623 | 4790422.5919 | 0 | 291966.3001 | 0 | 5370039.2084 | 13971740.4737 | 9535999.9638 | 42647110.9494 | 961560.8286 | 11063974.3309 | 11063974.3309 | 1478867.319 | 5307310.8022 | 0 | 54672646.109 | 72522798.5612 | 1778279.41 | 7.5665 | 7225.575 | 9584.6636 | 147.3031 | 195.3963
1 | 3400 | 707 | 0.03 | 15 | 15 | 7 | 2.3714e-09 | 5spot_SharedNeighbor | Water | Porous | Wet | R600a | MinimizeLCOE_Brownfield | IgnoreSilica | 2019 | 127.8829 | 26.015 | 1.9028 | 4 | 7200.1156 | 9545.3879 | 146.7841 | 194.5956 | 113.2787 | 0 | 193.8987 | 3808520.658 | 255552.9981 | 4649471.6388 | 4810365.736 | 0 | 286846.5336 | 0 | 5386195.4502 | 14013775.7007 | 9564689.87 | 42775418.5854 | 961560.8286 | 11063974.3309 | 11063974.3309 | 1478867.319 | 5307310.8022 | 0 | 54800953.745 | 72651106.1972 | 2371373.7057 | 7.6111 | 7200.1156 | 9545.3879 | 146.7841 | 194.5956
1 | 3400 | 707 | 0.03 | 15 | 15 | 7 | 3.1623e-09 | 5spot_SharedNeighbor | Water | Porous | Wet | R600a | MinimizeLCOE_Brownfield | IgnoreSilica | 2019 | 128.2922 | 26.0944 | 1.9112 | 4 | 7181.0067 | 9515.974 | 146.3945 | 193.996 | 113.2695 | 0 | 186.3374 | 3816539.4243 | 256070.9215 | 4660852.3743 | 4825316.7961 | 0 | 282900.3842 | 0 | 5398255.1612 | 14045152.5949 | 9586105.2451 | 42871192.9015 | 961560.8286 | 11063974.3309 | 11063974.3309 | 1478867.319 | 5307310.8022 | 0 | 54896728.0611 | 72746880.5133 | 3162277.6602 | 7.6447 | 7181.0067 | 9515.974 | 146.3945 | 193.996
1 | 3400 | 707 | 0.03 | 15 | 15 | 7 | 4.217e-09 | 5spot_SharedNeighbor | Water | Porous | Wet | R600a | MinimizeLCOE_Brownfield | IgnoreSilica | 2019 | 128.6166 | 26.1573 | 1.9177 | 4 | 7166.6671 | 9493.7276 | 146.1022 | 193.5425 | 113.2621 | 0 | 200.6546 | 3822882.7711 | 256480.5114 | 4669860.0217 | 4837159.3345 | 0 | 280007.072 | 0 | 5407891.9871 | 14070225.6393 | 9603218.1131 | 42947725.4501 | 961560.8286 | 11063974.3309 | 11063974.3309 | 1478867.319 | 5307310.8022 | 0 | 54973260.6096 | 72823413.0619 | 4216965.0343 | 7.6707 | 7166.6671 | 9493.7276 | 146.1022 | 193.5425
1 | 3400 | 707 | 0.03 | 15 | 15 | 7 | 5.6234e-09 | 5spot_SharedNeighbor | Water | Porous | Wet | R600a | MinimizeLCOE_Brownfield | IgnoreSilica | 2019 | 125.1954 | 25.4923 | 1.8863 | 4 | 7153.0464 | 9518.7778 | 145.8245 | 194.0532 | 113.3373 | 0 | 191.5901 | 3755483.5666 | 252122.1255 | 4574392.0102 | 4712074.3746 | 0 | 249005.2058 | 0 | 5281800.1403 | 13742160.5188 | 9379306.9272 | 41946344.8689 | 961560.8286 | 11063974.3309 | 11063974.3309 | 1478867.319 | 5307310.8022 | 0 | 53971880.0285 | 71822032.4807 | 5623413.2519 | 7.5453 | 7153.0464 | 9518.7778 | 145.8245 | 194.0532
1 | 3400 | 707 | 0.03 | 15 | 15 | 7 | 7.4989e-09 | 5spot_SharedNeighbor | Water | Porous | Wet | R600a | MinimizeLCOE_Brownfield | IgnoreSilica | 2019 | 126.3552 | 25.7181 | 1.9001 | 4 | 7143.7946 | 9492.3466 | 145.6359 | 193.5143 | 113.3122 | 0 | 185.0597 | 3778441.7646 | 253608.0354 | 4606858.6339 | 4754512.7469 | 0 | 254420.0015 | 0 | 5322658.0611 | 13848464.4477 | 9451861.543 | 42270825.234 | 961560.8286 | 11063974.3309 | 11063974.3309 | 1478867.319 | 5307310.8022 | 0 | 54296360.3936 | 72146512.8458 | 7498942.0933 | 7.6005 | 7143.7946 | 9492.3466 | 145.6359 | 193.5143
1 | 3400 | 707 | 0.03 | 15 | 15 | 7 | 1e-08 | 5spot_SharedNeighbor | Water | Porous | Wet | R600a | MinimizeLCOE_Brownfield | IgnoreSilica | 2019 | 127.2223 | 25.8866 | 1.9104 | 4 | 7137.0409 | 9472.9628 | 145.4982 | 193.1192 | 113.2931 | 0 | 192.1816 | 3795529.4962 | 254713.0891 | 4631059.3933 | 4786214.3771 | 0 | 258447.1968 | 0 | 5353125.7855 | 13927735.2168 | 9505965.4718 | 42512790.0267 | 961560.8286 | 11063974.3309 | 11063974.3309 | 1478867.319 | 5307310.8022 | 0 | 54538325.1863 | 72388477.6385 | 10000000 | 7.6416 | 7137.0409 | 9472.9628 | 145.4982 | 193.1192
1 | 3500 | 707 | 0.03 | 15 | 15 | 7 | 1e-13 | 5spot_SharedNeighbor | Water | Porous | Wet | R600a | MinimizeLCOE_Brownfield | IgnoreSilica | 2019 | 0 | 0 | 0 | 0 |  |  |  |  | 15 |  | 24.3313 | [19 empty] | 100 | 0
1 | 3500 | 707 | 0.03 | 15 | 15 | 7 | 1.3335e-13 | 5spot_SharedNeighbor | Water | Porous | Wet | R600a | MinimizeLCOE_Brownfield | IgnoreSilica | 2019 | 0 | 0 | 0 | 0 |  |  |  |  | 15 |  | 25.9174 | [19 empty] | 133.3521 | 0
1 | 3500 | 707 | 0.03 | 15 | 15 | 7 | 1.7783e-13 | 5spot_SharedNeighbor | Water | Porous | Wet | R600a | MinimizeLCOE_Brownfield | IgnoreSilica | 2019 | 0 | 0 | 0 | 0 |  |  |  |  | 15 |  | 26.2033 | [19 empty] | 177.8279 | 0
1 | 3500 | 707 | 0.03 | 15 | 15 | 7 | 2.3714e-13 | 5spot_SharedNeighbor | Water | Porous | Wet | R600a | MinimizeLCOE_Brownfield | IgnoreSilica | 2019 | 0 | 0 | 0 | 0 |  |  |  |  | 15 |  | 25.3341 | [19 empty] | 237.1374 | 0
1 | 3500 | 707 | 0.03 | 15 | 15 | 7 | 3.1623e-13 | 5spot_SharedNeighbor | Water | Porous | Wet | R600a | MinimizeLCOE_Brownfield | IgnoreSilica | 2019 | 0 | 0 | 0 | 0 |  |  |  |  | 15 |  | 26.9392 | [19 empty] | 316.2278 | 0
1 | 3500 | 707 | 0.03 | 15 | 15 | 7 | 4.217e-13 | 5spot_SharedNeighbor | Water | Porous | Wet | R600a | MinimizeLCOE_Brownfield | IgnoreSilica | 2019 | 1.6 | 0.24376 | 0.0010035 | 4 | 3410559.3756 | 7998735.6788 | 69528.866 | 163065.0459 | 96.543 | 0 | 27.8278 | 129348.6285 | 7912.9738 | 112221.3414 | 76329.5623 | 0 | 80877.8875 | 0 | 158609.2534 | 412668.7422 | 281654.896 | 1259623.285 | 961560.8286 | 11469341.9306 | 11469341.9306 | 1478867.319 | 5469457.8421 | 0 | 13690526.0442 | 32108193.1359 | 421.6965 | 0.0040142 | 3410559.3756 | 7998735.6788 | 69528.866 | 163065.0459
1 | 3500 | 707 | 0.03 | 15 | 15 | 7 | 5.6234e-13 | 5spot_SharedNeighbor | Water | Porous | Wet | R600a | MinimizeLCOE_Brownfield | IgnoreSilica | 2019 | 1.807 | 0.2861 | 0.005225 | 4 | 660708.0876 | 1541941.449 | 13469.428 | 31434.5621 | 98.6244 | 0 | 297.5431 | 146721.3755 | 9092.4445 | 127365.4609 | 84105.085 | 0 | 77565.7679 | 0 | 173491.5522 | 451389.4308 | 308082.5617 | 1377813.6786 | 961560.8286 | 11469341.9306 | 11469341.9306 | 1478867.319 | 5469457.8421 | 0 | 13808716.4378 | 32226383.5294 | 562.3413 | 0.0209 | 660708.0876 | 1541941.449 | 13469.428 | 31434.5621
1 | 3500 | 707 | 0.03 | 15 | 15 | 7 | 7.4989e-13 | 5spot_SharedNeighbor | Water | Porous | Wet | R600a | MinimizeLCOE_Brownfield | IgnoreSilica | 2019 | 2.5071 | 0.43204 | 0.010775 | 4 | 331326.8761 | 758654.3091 | 6754.5465 | 15466.1942 | 103.3645 | 0 | 440.8019 | 201795.7806 | 12879.1995 | 176497.4735 | 110647.9722 | 0 | 95215.9186 | 0 | 232844.1743 | 605812.7786 | 413479.6696 | 1849172.9669 | 961560.8286 | 11469341.9306 | 11469341.9306 | 1478867.319 | 5469457.8421 | 0 | 14280075.7261 | 32697742.8178 | 749.8942 | 0.0431 | 331326.8761 | 758654.3091 | 6754.5465 | 15466.1942
1 | 3500 | 707 | 0.03 | 15 | 15 | 7 | 1e-12 | 5spot_SharedNeighbor | Water | Porous | Wet | R600a | MinimizeLCOE_Brownfield | IgnoreSilica | 2019 | 3.3855 | 0.61834 | 0.018739 | 4 | 197840.2236 | 443549.8155 | 4033.2406 | 9042.3629 | 106.7454 | 0 | 91.3731 | 264700.9466 | 17252.1633 | 234550.663 | 144216.4174 | 0 | 113713.4961 | 0 | 302029.1377 | 785817.8616 | 536336.8375 | 2398617.5231 | 961560.8286 | 11469341.9306 | 11469341.9306 | 1478867.319 | 5469457.8421 | 0 | 14829520.2823 | 33247187.374 | 1000 | 0.074957 | 197840.2236 | 443549.8155 | 4033.2406 | 9042.3629
1 | 3500 | 707 | 0.03 | 15 | 15 | 7 | 1.3335e-12 | 5spot_SharedNeighbor | Water | Porous | Wet | R600a | MinimizeLCOE_Brownfield | IgnoreSilica | 2019 | 4.5233 | 0.86194 | 0.029778 | 4 | 130088.5999 | 284714.4585 | 2652.0321 | 5804.2893 | 109.2806 | 0 | 110.9938 | 338967.8142 | 22442.407 | 305382.5735 | 187881.6759 | 0 | 134622.2163 | 0 | 385825.7079 | 1003839.3482 | 685140.982 | 3064102.7249 | 961560.8286 | 11469341.9306 | 11469341.9306 | 1478867.319 | 5469457.8421 | 0 | 15495005.4841 | 33912672.5758 | 1333.5214 | 0.11911 | 130088.5999 | 284714.4585 | 2652.0321 | 5804.2893
1 | 3500 | 707 | 0.03 | 15 | 15 | 7 | 1.7783e-12 | 5spot_SharedNeighbor | Water | Porous | Wet | R600a | MinimizeLCOE_Brownfield | IgnoreSilica | 2019 | 5.9413 | 1.1674 | 0.044704 | 4 | 90996.1169 | 193993.5699 | 1855.0789 | 3954.8213 | 111.128 | 0 | 76.1978 | 423666.9264 | 28373.9314 | 388727.1011 | 242739.7405 | 0 | 156534.3593 | 0 | 483616.4028 | 1258270.6768 | 858795.5918 | 3840724.73 | 961560.8286 | 11469341.9306 | 11469341.9306 | 1478867.319 | 5469457.8421 | 0 | 16271627.4892 | 34689294.5809 | 1778.2794 | 0.17882 | 90996.1169 | 193993.5699 | 1855.0789 | 3954.8213
1 | 3500 | 707 | 0.03 | 15 | 15 | 7 | 2.3714e-12 | 5spot_SharedNeighbor | Water | Porous | Wet | R600a | MinimizeLCOE_Brownfield | IgnoreSilica | 2019 | 7.6392 | 1.5324 | 0.064117 | 4 | 66820.8579 | 138633.6581 | 1362.2336 | 2826.2346 | 112.404 | 0 | 76.6931 | 516293.8699 | 34845.1416 | 482822.5721 | 308072.2345 | 0 | 177535.6925 | 0 | 592632.1091 | 1541907.1824 | 1052383.335 | 4706492.1372 | 961560.8286 | 11469341.9306 | 11469341.9306 | 1478867.319 | 5469457.8421 | 0 | 17137394.8964 | 35555061.9881 | 2371.3737 | 0.25647 | 66820.8579 | 138633.6581 | 1362.2336 | 2826.2346
1 | 3500 | 707 | 0.03 | 15 | 15 | 7 | 3.1623e-12 | 5spot_SharedNeighbor | Water | Porous | Wet | R600a | MinimizeLCOE_Brownfield | IgnoreSilica | 2019 | 10.1212 | 2.0717 | 0.09127 | 4 | 50288.1065 | 100736.4086 | 1025.1911 | 2053.6479 | 113.6635 | 0 | 98.8948 | 642347.2986 | 43674.0375 | 613997.9317 | 404104.8999 | 0 | 209919.9826 | 0 | 746477.2186 | 1942180.5992 | 1325578.1668 | 5928280.1348 | 961560.8286 | 11469341.9306 | 11469341.9306 | 1478867.319 | 5469457.8421 | 0 | 18359182.8939 | 36776849.9856 | 3162.2777 | 0.36508 | 50288.1065 | 100736.4086 | 1025.1911 | 2053.6479
1 | 3500 | 707 | 0.03 | 15 | 15 | 7 | 4.217e-12 | 5spot_SharedNeighbor | Water | Porous | Wet | R600a | MinimizeLCOE_Brownfield | IgnoreSilica | 2019 | 13.0714 | 2.7112 | 0.12613 | 4 | 39081.6693 | 75587.8558 | 796.7327 | 1540.9607 | 114.492 | 0 | 75.2699 | 779393.9818 | 53240.1743 | 760982.1848 | 518261.8823 | 0 | 240565.9985 | 0 | 917453.2465 | 2387025.1517 | 1629193.7145 | 7286116.3344 | 961560.8286 | 11469341.9306 | 11469341.9306 | 1478867.319 | 5469457.8421 | 0 | 19717019.0936 | 38134686.1853 | 4216.965 | 0.50451 | 39081.6693 | 75587.8558 | 796.7327 | 1540.9607
1 | 3500 | 707 | 0.03 | 15 | 15 | 7 | 5.6234e-12 | 5spot_SharedNeighbor | Water | Porous | Wet | R600a | MinimizeLCOE_Brownfield | IgnoreSilica | 2019 | 16.7371 | 3.5062 | 0.1714 | 4 | 31091.0496 | 57954.8982 | 633.8331 | 1181.489 | 115.121 | 0 | 104.0121 | 936939.5916 | 64211.4836 | 934389.8534 | 660074.658 | 0 | 273023.8413 | 0 | 1118769.3768 | 2910808.4274 | 1986686.5628 | 8884903.7949 | 961560.8286 | 11469341.9306 | 11469341.9306 | 1478867.319 | 5469457.8421 | 0 | 21315806.554 | 39733473.6457 | 5623.4133 | 0.68559 | 31091.0496 | 57954.8982 | 633.8331 | 1181.489
1 | 3500 | 707 | 0.03 | 15 | 15 | 7 | 7.4989e-12 | 5spot_SharedNeighbor | Water | Porous | Wet | R600a | MinimizeLCOE_Brownfield | IgnoreSilica | 2019 | 21.3197 | 4.5003 | 0.22985 | 4 | 25251.8276 | 45283.8529 | 514.7927 | 923.1726 | 115.6075 | 0 | 96.4804 | 1119634.8055 | 76900.2251 | 1140527.4175 | 837091.5404 | 0 | 308256.5549 | 0 | 1358140.112 | 3533601.9785 | 2411755.9586 | 10785908.5926 | 961560.8286 | 11469341.9306 | 11469341.9306 | 1478867.319 | 5469457.8421 | 0 | 23216811.3518 | 41634478.4435 | 7498.9421 | 0.91941 | 25251.8276 | 45283.8529 | 514.7927 | 923.1726
1 | 3500 | 707 | 0.03 | 15 | 15 | 7 | 1e-11 | 5spot_SharedNeighbor | Water | Porous | Wet | R600a | MinimizeLCOE_Brownfield | IgnoreSilica | 2019 | 26.9493 | 5.722 | 0.30441 | 4 | 20896.0076 | 36021.8846 | 425.9934 | 734.3548 | 115.9818 | 0 | 120.1717 | 1328511.93 | 91370.4251 | 1381775.7436 | 1054597.6855 | 0 | 345088.2035 | 0 | 1638524.1552 | 4263103.7442 | 2909655.9035 | 13012627.7905 | 961560.8286 | 11469341.9306 | 11469341.9306 | 1478867.319 | 5469457.8421 | 0 | 25443530.5497 | 43861197.6414 | 10000 | 1.2176 | 20896.0076 | 36021.8846 | 425.9934 | 734.3548
1 | 3500 | 707 | 0.03 | 15 | 15 | 7 | 1.3335e-11 | 5spot_SharedNeighbor | Water | Porous | Wet | R600a | MinimizeLCOE_Brownfield | IgnoreSilica | 2019 | 33.8166 | 7.2131 | 0.39847 | 4 | 17594.4644 | 29149.745 | 358.687 | 594.257 | 116.2725 | 0 | 128.6751 | 1566449.4058 | 107815.8088 | 1662660.6072 | 1320389.0222 | 0 | 383430.0904 | 0 | 1965890.5244 | 5114843.885 | 3490986.051 | 15612465.3949 | 961560.8286 | 11469341.9306 | 11469341.9306 | 1478867.319 | 5469457.8421 | 0 | 28043368.1541 | 46461035.2457 | 13335.2143 | 1.5939 | 17594.4644 | 29149.745 | 358.687 | 594.257
1 | 3500 | 707 | 0.03 | 15 | 15 | 7 | 1.7783e-11 | 5spot_SharedNeighbor | Water | Porous | Wet | R600a | MinimizeLCOE_Brownfield | IgnoreSilica | 2019 | 41.9381 | 8.9768 | 0.51425 | 4 | 15064.8578 | 24018.4995 | 307.1175 | 489.6496 | 116.4948 | 0 | 144.9598 | 1829976.3733 | 125983.0164 | 1980317.5952 | 1634787.2565 | 0 | 420551.701 | 0 | 2336730.2176 | 6079692.6968 | 4149515.1908 | 18557554.0476 | 961560.8286 | 11469341.9306 | 11469341.9306 | 1478867.319 | 5469457.8421 | 0 | 30988456.8067 | 49406123.8984 | 17782.7941 | 2.057 | 15064.8578 | 24018.4995 | 307.1175 | 489.6496
1 | 3500 | 707 | 0.03 | 15 | 15 | 7 | 2.3714e-11 | 5spot_SharedNeighbor | Water | Porous | Wet | R600a | MinimizeLCOE_Brownfield | IgnoreSilica | 2019 | 51.2607 | 11.0005 | 0.65264 | 4 | 13113.4354 | 20168.476 | 267.3351 | 411.1617 | 116.6579 | 0 | 136.1818 | 2114260.4031 | 145526.7103 | 2329793.4482 | 1995603.8762 | 0 | 454154.9493 | 0 | 2745342.361 | 7142817.6761 | 4875119.8342 | 21802619.2584 | 961560.8286 | 11469341.9306 | 11469341.9306 | 1478867.319 | 5469457.8421 | 0 | 34233522.0176 | 52651189.1093 | 23713.7371 | 2.6106 | 13113.4354 | 20168.476 | 267.3351 | 411.1617
1 | 3500 | 707 | 0.03 | 15 | 15 | 7 | 3.1623e-11 | 5spot_SharedNeighbor | Water | Porous | Wet | R600a | MinimizeLCOE_Brownfield | IgnoreSilica | 2019 | 61.4117 | 13.1997 | 0.81049 | 4 | 11606.1907 | 17287.2478 | 236.6079 | 352.4239 | 116.7586 | 0 | 146.9866 | 2406123.672 | 165524.0286 | 2695317.7441 | 2388066.048 | 0 | 479825.0751 | 0 | 3172594.0615 | 8254438.9594 | 5633824.2015 | 25195713.7902 | 961560.8286 | 11469341.9306 | 11469341.9306 | 1478867.319 | 5469457.8421 | 0 | 37626616.5494 | 56044283.6411 | 31622.7766 | 3.2419 | 11606.1907 | 17287.2478 | 236.6079 | 352.4239
1 | 3500 | 707 | 0.03 | 15 | 15 | 7 | 4.217e-11 | 5spot_SharedNeighbor | Water | Porous | Wet | R600a | MinimizeLCOE_Brownfield | IgnoreSilica | 2019 | 71.813 | 15.4439 | 0.98045 | 4 | 10445.7754 | 15142.0217 | 212.9513 | 308.6906 | 116.7938 | 0 | 167.4055 | 2689105.9299 | 184830.8716 | 3055999.7194 | 2789293.811 | 0 | 493828.7162 | 0 | 3593093.0287 | 9348491.016 | 6380537.2107 | 28535180.3034 | 961560.8286 | 11469341.9306 | 11469341.9306 | 1478867.319 | 5469457.8421 | 0 | 40966083.0626 | 59383750.1543 | 42169.6503 | 3.9218 | 10445.7754 | 15142.0217 | 212.9513 | 308.6906
1 | 3500 | 707 | 0.03 | 15 | 15 | 7 | 5.6234e-11 | 5spot_SharedNeighbor | Water | Porous | Wet | R600a | MinimizeLCOE_Brownfield | IgnoreSilica | 2019 | 81.901 | 17.6068 | 1.1531 | 4 | 9556.8621 | 13549.8471 | 194.8296 | 276.232 | 116.77 | 0 | 161.2187 | 2949909.2506 | 202534.945 | 3393900.7994 | 3177091.8393 | 0 | 495352.3569 | 0 | 3985327.7846 | 10369005.3923 | 7077059.242 | 31650181.61 | 961560.8286 | 11469341.9306 | 11469341.9306 | 1478867.319 | 5469457.8421 | 0 | 44081084.3692 | 62498751.4609 | 56234.1325 | 4.6125 | 9556.8621 | 13549.8471 | 194.8296 | 276.232
1 | 3500 | 707 | 0.03 | 15 | 15 | 7 | 7.4989e-11 | 5spot_SharedNeighbor | Water | Porous | Wet | R600a | MinimizeLCOE_Brownfield | IgnoreSilica | 2019 | 91.1823 | 19.5813 | 1.3189 | 4 | 8879.2051 | 12370.3439 | 181.0146 | 252.1862 | 116.7026 | 0 | 170.422 | 3179098.0363 | 218007.5354 | 3695292.3982 | 3532367.9 | 0 | 485645.6117 | 0 | 4333060.4779 | 11273734.5305 | 7694555.4691 | 34411761.9592 | 961560.8286 | 11469341.9306 | 11469341.9306 | 1478867.319 | 5469457.8421 | 0 | 46842664.7184 | 65260331.81 | 74989.4209 | 5.2755 | 8879.2051 | 12370.3439 | 181.0146 | 252.1862
1 | 3500 | 707 | 0.03 | 15 | 15 | 7 | 1e-10 | 5spot_SharedNeighbor | Water | Porous | Wet | R600a | MinimizeLCOE_Brownfield | IgnoreSilica | 2019 | 99.3575 | 21.3061 | 1.4703 | 4 | 8364.5985 | 11496.2339 | 170.5237 | 234.3663 | 116.6106 | 0 | 196.7133 | 3373057.8965 | 231029.6529 | 3953721.2129 | 3843887.6232 | 0 | 467750.6604 | 0 | 4629084.3479 | 12043927.9175 | 8220228.2817 | 36762687.593 | 961560.8286 | 11469341.9306 | 11469341.9306 | 1478867.319 | 5469457.8421 | 0 | 49193590.3522 | 67611257.4438 | 100000 | 5.8812 | 8364.5985 | 11496.2339 | 170.5237 | 234.3663
1 | 3500 | 707 | 0.03 | 15 | 15 | 7 | 1.3335e-10 | 5spot_SharedNeighbor | Water | Porous | Wet | R600a | MinimizeLCOE_Brownfield | IgnoreSilica | 2019 | 106.2661 | 22.7518 | 1.6025 | 4 | 7974.9375 | 10848.2184 | 162.5799 | 221.1556 | 116.5109 | 0 | 167.0618 | 3531515.0071 | 241613.1955 | 4167221.9313 | 4105987.3524 | 0 | 444816.1721 | 0 | 4871549.9268 | 12674773.6171 | 8650793.4342 | 38688270.6364 | 961560.8286 | 11469341.9306 | 11469341.9306 | 1478867.319 | 5469457.8421 | 0 | 51119173.3956 | 69536840.4873 | 133352.1432 | 6.41 | 7974.9375 | 10848.2184 | 162.5799 | 221.1556
1 | 3500 | 707 | 0.03 | 15 | 15 | 7 | 1.7783e-10 | 5spot_SharedNeighbor | Water | Porous | Wet | R600a | MinimizeLCOE_Brownfield | IgnoreSilica | 2019 | 111.9586 | 23.9343 | 1.7142 | 4 | 7680.4971 | 10366.5432 | 156.5773 | 211.336 | 116.4147 | 0 | 200.4212 | 3658494.4347 | 250055.3098 | 4339908.3848 | 4321100.1736 | 0 | 420237.1298 | 0 | 5066020.2188 | 13180745.4256 | 8996129.5902 | 40232690.6673 | 961560.8286 | 11469341.9306 | 11469341.9306 | 1478867.319 | 5469457.8421 | 0 | 52663593.4265 | 71081260.5182 | 177827.941 | 6.8568 | 7680.4971 | 10366.5432 | 156.5773 | 211.336
1 | 3500 | 707 | 0.03 | 15 | 15 | 7 | 2.3714e-10 | 5spot_SharedNeighbor | Water | Porous | Wet | R600a | MinimizeLCOE_Brownfield | IgnoreSilica | 2019 | 116.5413 | 24.8803 | 1.806 | 4 | 7458.3379 | 10007.8889 | 152.0483 | 204.0244 | 116.3286 | 0 | 181.5932 | 3758438.6365 | 256673.8461 | 4476861.2986 | 4493679.5252 | 0 | 396293.8259 | 0 | 5218959.3816 | 13578661.7551 | 9267715.6614 | 41447283.9303 | 961560.8286 | 11469341.9306 | 11469341.9306 | 1478867.319 | 5469457.8421 | 0 | 53878186.6894 | 72295853.7811 | 237137.3706 | 7.2239 | 7458.3379 | 10007.8889 | 152.0483 | 204.0244
1 | 3500 | 707 | 0.03 | 15 | 15 | 7 | 3.1623e-10 | 5spot_SharedNeighbor | Water | Porous | Wet | R600a | MinimizeLCOE_Brownfield | IgnoreSilica | 2019 | 120.1144 | 25.6139 | 1.8792 | 4 | 7290.8981 | 9741.0893 | 148.6348 | 198.5853 | 116.2563 | 0 | 214.15 | 3834990.6547 | 261726.8211 | 4582393.62 | 4627860.0005 | 0 | 374029.0896 | 0 | 5335590.0726 | 13882110.8888 | 9474825.9304 | 42373527.0778 | 961560.8286 | 11469341.9306 | 11469341.9306 | 1478867.319 | 5469457.8421 | 0 | 54804429.837 | 73222096.9287 | 316227.766 | 7.5168 | 7290.8981 | 9741.0893 | 148.6348 | 198.5853
1 | 3500 | 707 | 0.03 | 15 | 15 | 7 | 4.217e-10 | 5spot_SharedNeighbor | Water | Porous | Wet | R600a | MinimizeLCOE_Brownfield | IgnoreSilica | 2019 | 121.969 | 25.9932 | 1.9284 | 4 | 7160.0777 | 9547.7631 | 145.9679 | 194.6441 | 116.2169 | 0 | 279.5114 | 3874249.8951 | 264312.27 | 4636737.0455 | 4697365.3778 | 0 | 345746.2198 | 0 | 5389180.2152 | 14021541.447 | 9569990.1515 | 42799122.6218 | 961560.8286 | 11469341.9306 | 11469341.9306 | 1478867.319 | 5469457.8421 | 0 | 55230025.381 | 73647692.4727 | 421696.5034 | 7.7136 | 7160.0777 | 9547.7631 | 145.9679 | 194.6441
1 | 3500 | 707 | 0.03 | 15 | 15 | 7 | 5.6234e-10 | 5spot_SharedNeighbor | Water | Porous | Wet | R600a | MinimizeLCOE_Brownfield | IgnoreSilica | 2019 | 125.3692 | 26.6864 | 1.9865 | 4 | 7066.0117 | 9383.8957 | 144.0502 | 191.3034 | 116.1421 | 0 | 163.1134 | 3945439.3358 | 268990.8705 | 4735648.0313 | 4824570.7277 | 0 | 339435.4562 | 0 | 5504492.9244 | 14321561.4625 | 9774759.9768 | 43714898.7852 | 961560.8286 | 11469341.9306 | 11469341.9306 | 1478867.319 | 5469457.8421 | 0 | 56145801.5443 | 74563468.636 | 562341.3252 | 7.9459 | 7066.0117 | 9383.8957 | 144.0502 | 191.3034
1 | 3500 | 707 | 0.03 | 15 | 15 | 7 | 7.4989e-10 | 5spot_SharedNeighbor | Water | Porous | Wet | R600a | MinimizeLCOE_Brownfield | IgnoreSilica | 2019 | 126.9887 | 27.0153 | 2.0208 | 4 | 6995.5344 | 9274.0022 | 142.6134 | 189.0631 | 116.105 | 0 | 187.3601 | 3978969.539 | 271189.5768 | 4782413.6742 | 4885037.6069 | 0 | 326136.4223 | 0 | 5555061.2595 | 14453129.8974 | 9864558.1371 | 44116496.113 | 961560.8286 | 11469341.9306 | 11469341.9306 | 1478867.319 | 5469457.8421 | 0 | 56547398.8722 | 74965065.9639 | 749894.2093 | 8.0834 | 6995.5344 | 9274.0022 | 142.6134 | 189.0631
1 | 3500 | 707 | 0.03 | 15 | 15 | 7 | 1e-09 | 5spot_SharedNeighbor | Water | Porous | Wet | R600a | MinimizeLCOE_Brownfield | IgnoreSilica | 2019 | 128.1996 | 27.2608 | 2.0469 | 4 | 6942.5598 | 9191.9814 | 141.5335 | 187.391 | 116.0768 | 0 | 194.1533 | 4003887.5539 | 272821.5268 | 4817241.3605 | 4930203.0289 | 0 | 315303.4566 | 0 | 5592388.2014 | 14550246.9436 | 9930842.5167 | 44412934.5886 | 961560.8286 | 11469341.9306 | 11469341.9306 | 1478867.319 | 5469457.8421 | 0 | 56843837.3477 | 75261504.4394 | 1000000 | 8.1877 | 6942.5598 | 9191.9814 | 141.5335 | 187.391
1 | 3500 | 707 | 0.03 | 15 | 15 | 7 | 1.3335e-09 | 5spot_SharedNeighbor | Water | Porous | Wet | R600a | MinimizeLCOE_Brownfield | IgnoreSilica | 2019 | 129.1204 | 27.4472 | 2.0668 | 4 | 6902.7589 | 9130.5116 | 140.7221 | 186.1378 | 116.0549 | 0 | 189.6753 | 4022746.0884 | 274055.4699 | 4843641.7792 | 4964515.979 | 0 | 306775.056 | 0 | 5620576.4053 | 14623586.8678 | 9980898.5219 | 44636796.1675 | 961560.8286 | 11469341.9306 | 11469341.9306 | 1478867.319 | 5469457.8421 | 0 | 57067698.9267 | 75485366.0184 | 1333521.4322 | 8.2674 | 6902.7589 | 9130.5116 | 140.7221 | 186.1378
1 | 3500 | 707 | 0.03 | 15 | 15 | 7 | 1.7783e-09 | 5spot_SharedNeighbor | Water | Porous | Wet | R600a | MinimizeLCOE_Brownfield | IgnoreSilica | 2019 | 129.8197 | 27.5885 | 2.082 | 4 | 6872.867 | 9084.4144 | 140.1127 | 185.1981 | 116.0382 | 0 | 176.9623 | 4037020.7676 | 274988.816 | 4863649.398 | 4990563.9529 | 0 | 300149.7711 | 0 | 5641885.3552 | 14679028.3844 | 10018738.4962 | 44806024.9415 | 961560.8286 | 11469341.9306 | 11469341.9306 | 1478867.319 | 5469457.8421 | 0 | 57236927.7007 | 75654594.7924 | 1778279.41 | 8.328 | 6872.867 | 9084.4144 | 140.1127 | 185.1981
1 | 3500 | 707 | 0.03 | 15 | 15 | 7 | 2.3714e-09 | 5spot_SharedNeighbor | Water | Porous | Wet | R600a | MinimizeLCOE_Brownfield | IgnoreSilica | 2019 | 130.3339 | 27.6924 | 2.0933 | 4 | 6850.4242 | 9050.0184 | 139.6552 | 184.4969 | 116.0258 | 0 | 174.4017 | 4047487.2023 | 275672.787 | 4878332.776 | 5009704.4493 | 0 | 294927.7584 | 0 | 5657388.7395 | 14719365.0102 | 10046269.0722 | 44929147.7949 | 961560.8286 | 11469341.9306 | 11469341.9306 | 1478867.319 | 5469457.8421 | 0 | 57360050.5541 | 75777717.6458 | 2371373.7057 | 8.3732 | 6850.4242 | 9050.0184 | 139.6552 | 184.4969
1 | 3500 | 707 | 0.03 | 15 | 15 | 7 | 3.1623e-09 | 5spot_SharedNeighbor | Water | Porous | Wet | R600a | MinimizeLCOE_Brownfield | IgnoreSilica | 2019 | 130.7212 | 27.7706 | 2.1018 | 4 | 6833.5786 | 9024.2346 | 139.3117 | 183.9712 | 116.0164 | 0 | 183.1518 | 4055355.4842 | 276186.7642 | 4889378.6698 | 5024116.7537 | 0 | 290922.994 | 0 | 5669024.6597 | 14749639.2877 | 10066931.8886 | 45021556.5018 | 961560.8286 | 11469341.9306 | 11469341.9306 | 1478867.319 | 5469457.8421 | 0 | 57452459.261 | 75870126.3527 | 3162277.6602 | 8.4074 | 6833.5786 | 9024.2346 | 139.3117 | 183.9712
1 | 3500 | 707 | 0.03 | 15 | 15 | 7 | 4.217e-09 | 5spot_SharedNeighbor | Water | Porous | Wet | R600a | MinimizeLCOE_Brownfield | IgnoreSilica | 2019 | 131.0307 | 27.833 | 2.1085 | 4 | 6820.9368 | 9004.7024 | 139.054 | 183.573 | 116.0088 | 0 | 176.3568 | 4061634.0265 | 276596.7733 | 4898197.2806 | 5035631.1516 | 0 | 288006.3824 | 0 | 5678425.5896 | 14774098.5788 | 10083625.8574 | 45096215.6402 | 961560.8286 | 11469341.9306 | 11469341.9306 | 1478867.319 | 5469457.8421 | 0 | 57527118.3993 | 75944785.491 | 4216965.0343 | 8.4339 | 6820.9368 | 9004.7024 | 139.054 | 183.573
1 | 3500 | 707 | 0.03 | 15 | 15 | 7 | 5.6234e-09 | 5spot_SharedNeighbor | Water | Porous | Wet | R600a | MinimizeLCOE_Brownfield | IgnoreSilica | 2019 | 131.2398 | 27.8752 | 2.1132 | 4 | 6811.4515 | 8990.3209 | 138.8607 | 183.2799 | 116.0037 | 0 | 180.1473 | 4065871.3539 | 276873.4127 | 4904151.36 | 5043409.6545 | 0 | 285610.3384 | 0 | 5684607.2866 | 14790182.0865 | 10094603.1819 | 45145308.6744 | 961560.8286 | 11469341.9306 | 11469341.9306 | 1478867.319 | 5469457.8421 | 0 | 57576211.4336 | 75993878.5253 | 5623413.2519 | 8.4529 | 6811.4515 | 8990.3209 | 138.8607 | 183.2799
1 | 3500 | 707 | 0.03 | 15 | 15 | 7 | 7.4989e-09 | 5spot_SharedNeighbor | Water | Porous | Wet | R600a | MinimizeLCOE_Brownfield | IgnoreSilica | 2019 | 131.423 | 27.9121 | 2.1171 | 4 | 6804.3353 | 8979.2473 | 138.7156 | 183.0541 | 115.9992 | 0 | 178.2766 | 4069581.2709 | 277115.6202 | 4909364.894 | 5050227.602 | 0 | 283995.3832 | 0 | 5690211.0604 | 14804761.9564 | 10104554.2427 | 45189812.0298 | 961560.8286 | 11469341.9306 | 11469341.9306 | 1478867.319 | 5469457.8421 | 0 | 57620714.789 | 76038381.8807 | 7498942.0933 | 8.4682 | 6804.3353 | 8979.2473 | 138.7156 | 183.0541
1 | 3500 | 707 | 0.03 | 15 | 15 | 7 | 1e-08 | 5spot_SharedNeighbor | Water | Porous | Wet | R600a | MinimizeLCOE_Brownfield | IgnoreSilica | 2019 | 131.5519 | 27.9381 | 2.1199 | 4 | 6798.9967 | 8971.0375 | 138.6067 | 182.8867 | 115.996 | 0 | 160.224 | 4072192.6088 | 277286.1886 | 4913033.0083 | 5055040.1754 | 0 | 282708.745 | 0 | 5694101.6832 | 14814884.5588 | 10111463.1268 | 45220710.095 | 961560.8286 | 11469341.9306 | 11469341.9306 | 1478867.319 | 5469457.8421 | 0 | 57651612.8541 | 76069279.9458 | 10000000 | 8.4794 | 6798.9967 | 8971.0375 | 138.6067 | 182.8867
1 | 3600 | 707 | 0.03 | 15 | 15 | 7 | 1e-13 | 5spot_SharedNeighbor | Water | Porous | Wet | R600a | MinimizeLCOE_Brownfield | IgnoreSilica | 2019 | 0 | 0 | 0 | 0 |  |  |  |  | 15 |  | 23.4786 | [19 empty] | 100 | 0
1 | 3600 | 707 | 0.03 | 15 | 15 | 7 | 1.3335e-13 | 5spot_SharedNeighbor | Water | Porous | Wet | R600a | MinimizeLCOE_Brownfield | IgnoreSilica | 2019 | 0 | 0 | 0 | 0 |  |  |  |  | 15 |  | 25.698 | [19 empty] | 133.3521 | 0
1 | 3600 | 707 | 0.03 | 15 | 15 | 7 | 1.7783e-13 | 5spot_SharedNeighbor | Water | Porous | Wet | R600a | MinimizeLCOE_Brownfield | IgnoreSilica | 2019 | 0 | 0 | 0 | 0 |  |  |  |  | 15 |  | 25.3801 | [19 empty] | 177.8279 | 0
1 | 3600 | 707 | 0.03 | 15 | 15 | 7 | 2.3714e-13 | 5spot_SharedNeighbor | Water | Porous | Wet | R600a | MinimizeLCOE_Brownfield | IgnoreSilica | 2019 | 0 | 0 | 0 | 0 |  |  |  |  | 15 |  | 24.85 | [19 empty] | 237.1374 | 0
1 | 3600 | 707 | 0.03 | 15 | 15 | 7 | 3.1623e-13 | 5spot_SharedNeighbor | Water | Porous | Wet | R600a | MinimizeLCOE_Brownfield | IgnoreSilica | 2019 | 0 | 0 | 0 | 0 |  |  |  |  | 15 |  | 25.9707 | [19 empty] | 316.2278 | 0
1 | 3600 | 707 | 0.03 | 15 | 15 | 7 | 4.217e-13 | 5spot_SharedNeighbor | Water | Porous | Wet | R600a | MinimizeLCOE_Brownfield | IgnoreSilica | 2019 | 1.6 | 0.2519 | 0.0024543 | 4 | 1438603.863 | 3373271.9049 | 29327.8856 | 68768.7105 | 98.3176 | 0 | 31.1134 | 134054.1416 | 8283.9163 | 115057.0355 | 77078.8011 | 0 | 79183.2684 | 0 | 161326.2935 | 419737.9231 | 286479.7573 | 1281201.1368 | 961560.8286 | 11880569.6211 | 11880569.6211 | 1478867.319 | 5633948.9183 | 0 | 14123331.5864 | 33116717.4448 | 421.6965 | 0.0098174 | 1438603.863 | 3373271.9049 | 29327.8856 | 68768.7105
1 | 3600 | 707 | 0.03 | 15 | 15 | 7 | 5.6234e-13 | 5spot_SharedNeighbor | Water | Porous | Wet | R600a | MinimizeLCOE_Brownfield | IgnoreSilica | 2019 | 2.0015 | 0.33781 | 0.0070765 | 4 | 508713.8493 | 1179720.1902 | 10370.8199 | 24050.1918 | 102.186 | 0 | 334.7847 | 168785.8545 | 10682.5262 | 145087.9294 | 92486.064 | 0 | 85800.8785 | 0 | 196108.8685 | 510235.0484 | 348245.9048 | 1557433.0744 | 961560.8286 | 11880569.6211 | 11880569.6211 | 1478867.319 | 5633948.9183 | 0 | 14399563.5241 | 33392949.3824 | 562.3413 | 0.028306 | 508713.8493 | 1179720.1902 | 10370.8199 | 24050.1918
1 | 3600 | 707 | 0.03 | 15 | 15 | 7 | 7.4989e-13 | 5spot_SharedNeighbor | Water | Porous | Wet | R600a | MinimizeLCOE_Brownfield | IgnoreSilica | 2019 | 2.76 | 0.50378 | 0.013803 | 4 | 270206.8259 | 614216.2218 | 5508.5316 | 12521.6285 | 106.7088 | 0 | 488.3641 | 229536.313 | 14940.4461 | 199094.7325 | 121991.9701 | 0 | 104863.0682 | 0 | 261466.3466 | 680281.7998 | 464306.3068 | 2076480.9831 | 961560.8286 | 11880569.6211 | 11880569.6211 | 1478867.319 | 5633948.9183 | 0 | 14918611.4328 | 33911997.2911 | 749.8942 | 0.055212 | 270206.8259 | 614216.2218 | 5508.5316 | 12521.6285
1 | 3600 | 707 | 0.03 | 15 | 15 | 7 | 1e-12 | 5spot_SharedNeighbor | Water | Porous | Wet | R600a | MinimizeLCOE_Brownfield | IgnoreSilica | 2019 | 3.7292 | 0.71919 | 0.023364 | 4 | 166237.4542 | 369466.6435 | 3388.9754 | 7532.0773 | 109.9969 | 0 | 73.3302 | 300193.5067 | 19941.8369 | 264064.8612 | 159983.9321 | 0 | 125645.5851 | 0 | 339233.5916 | 882616.219 | 602403.7054 | 2694083.2382 | 961560.8286 | 11880569.6211 | 11880569.6211 | 1478867.319 | 5633948.9183 | 0 | 15536213.6879 | 34529599.5463 | 1000 | 0.093458 | 166237.4542 | 369466.6435 | 3388.9754 | 7532.0773
1 | 3600 | 707 | 0.03 | 15 | 15 | 7 | 1.3335e-12 | 5spot_SharedNeighbor | Water | Porous | Wet | R600a | MinimizeLCOE_Brownfield | IgnoreSilica | 2019 | 4.9448 | 0.99171 | 0.036498 | 4 | 111368.2463 | 241467.2223 | 2270.3923 | 4922.6359 | 112.3916 | 0 | 109.5976 | 381061.4359 | 25691.5376 | 340881.7739 | 207888.8097 | 0 | 147622.1946 | 0 | 430226.8432 | 1119361.9943 | 763987.5617 | 3416722.1509 | 961560.8286 | 11880569.6211 | 11880569.6211 | 1478867.319 | 5633948.9183 | 0 | 16258852.6006 | 35252238.459 | 1333.5214 | 0.14599 | 111368.2463 | 241467.2223 | 2270.3923 | 4922.6359
1 | 3600 | 707 | 0.03 | 15 | 15 | 7 | 1.7783e-12 | 5spot_SharedNeighbor | Water | Porous | Wet | R600a | MinimizeLCOE_Brownfield | IgnoreSilica | 2019 | 6.4749 | 1.3358 | 0.054097 | 4 | 79069.9732 | 166844.3442 | 1611.9484 | 3401.3476 | 114.1569 | 0 | 72.6921 | 474089.5074 | 32310.6997 | 432074.3667 | 268197.046 | 0 | 171233.5417 | 0 | 537383.013 | 1398160.3674 | 954273.18 | 4267721.7219 | 961560.8286 | 11880569.6211 | 11880569.6211 | 1478867.319 | 5633948.9183 | 0 | 17109852.1715 | 36103238.0299 | 1778.2794 | 0.21639 | 79069.9732 | 166844.3442 | 1611.9484 | 3401.3476
1 | 3600 | 707 | 0.03 | 15 | 15 | 7 | 2.3714e-12 | 5spot_SharedNeighbor | Water | Porous | Wet | R600a | MinimizeLCOE_Brownfield | IgnoreSilica | 2019 | 8.2628 | 1.7362 | 0.076673 | 4 | 58800.321 | 120730.0446 | 1198.7241 | 2461.2453 | 115.3154 | 0 | 97.2202 | 573320.1918 | 39348.0758 | 532456.6444 | 338502.6711 | 0 | 192531.8617 | 0 | 653702.1835 | 1700798.9886 | 1160830.2577 | 5191490.8745 | 961560.8286 | 11880569.6211 | 11880569.6211 | 1478867.319 | 5633948.9183 | 0 | 18033621.3242 | 37027007.1825 | 2371.3737 | 0.30669 | 58800.321 | 120730.0446 | 1198.7241 | 2461.2453
1 | 3600 | 707 | 0.03 | 15 | 15 | 7 | 3.1623e-12 | 5spot_SharedNeighbor | Water | Porous | Wet | R600a | MinimizeLCOE_Brownfield | IgnoreSilica | 2019 | 11.0297 | 2.3662 | 0.1092 | 4 | 44481.8698 | 87963.9885 | 906.8231 | 1793.2649 | 116.6377 | 0 | 84.9297 | 717527.1167 | 49623.6812 | 681453.5401 | 448213.8631 | 0 | 230213.2351 | 0 | 829542.2601 | 2158298.7984 | 1473083.2785 | 6587955.7733 | 961560.8286 | 11880569.6211 | 11880569.6211 | 1478867.319 | 5633948.9183 | 0 | 19430086.223 | 38423472.0813 | 3162.2777 | 0.43681 | 44481.8698 | 87963.9885 | 906.8231 | 1793.2649
1 | 3600 | 707 | 0.03 | 15 | 15 | 7 | 4.217e-12 | 5spot_SharedNeighbor | Water | Porous | Wet | R600a | MinimizeLCOE_Brownfield | IgnoreSilica | 2019 | 14.1897 | 3.0821 | 0.15013 | 4 | 34821.2357 | 66448.5194 | 709.878 | 1354.6429 | 117.4322 | 0 | 91.9461 | 867577.5289 | 60264.3722 | 841444.0633 | 573330.5191 | 0 | 262706.183 | 0 | 1016075.8399 | 2643620.9097 | 1804325.5918 | 8069345.0079 | 961560.8286 | 11880569.6211 | 11880569.6211 | 1478867.319 | 5633948.9183 | 0 | 20911475.4576 | 39904861.316 | 4216.965 | 0.60054 | 34821.2357 | 66448.5194 | 709.878 | 1354.6429
1 | 3600 | 707 | 0.03 | 15 | 15 | 7 | 5.6234e-12 | 5spot_SharedNeighbor | Water | Porous | Wet | R600a | MinimizeLCOE_Brownfield | IgnoreSilica | 2019 | 18.1675 | 3.9837 | 0.20338 | 4 | 27881.5723 | 51228.8239 | 568.4036 | 1044.3689 | 118.0455 | 0 | 89.9687 | 1042472.0408 | 72636.1719 | 1032738.749 | 730769.9357 | 0 | 298392.0208 | 0 | 1239033.4781 | 3223710.9493 | 2200248.9635 | 9840002.309 | 961560.8286 | 11880569.6211 | 11880569.6211 | 1478867.319 | 5633948.9183 | 0 | 22682132.7587 | 41675518.6171 | 5623.4133 | 0.81352 | 27881.5723 | 51228.8239 | 568.4036 | 1044.3689
1 | 3600 | 707 | 0.03 | 15 | 15 | 7 | 7.4989e-12 | 5spot_SharedNeighbor | Water | Porous | Wet | R600a | MinimizeLCOE_Brownfield | IgnoreSilica | 2019 | 23.0862 | 5.0989 | 0.27181 | 4 | 22777.5639 | 40247.2282 | 464.3514 | 820.4942 | 118.5157 | 0 | 82.1786 | 1243270.65 | 86802.3573 | 1257771.4502 | 925349.1039 | 0 | 336060.2477 | 0 | 1501208.9856 | 3905837.8402 | 2665814.5828 | 11922115.2177 | 961560.8286 | 11880569.6211 | 11880569.6211 | 1478867.319 | 5633948.9183 | 0 | 24764245.6674 | 43757631.5258 | 7498.9421 | 1.0872 | 22777.5639 | 40247.2282 | 464.3514 | 820.4942
1 | 3600 | 707 | 0.03 | 15 | 15 | 7 | 1e-11 | 5spot_SharedNeighbor | Water | Porous | Wet | R600a | MinimizeLCOE_Brownfield | IgnoreSilica | 2019 | 29.1271 | 6.4691 | 0.35887 | 4 | 18951.553 | 32183.038 | 386.353 | 656.0948 | 118.8791 | 0 | 104.8158 | 1472993.208 | 102966.1854 | 1521199.6904 | 1164382.1652 | 0 | 375546.0682 | 0 | 1808464.0537 | 4705252.5008 | 3211431.5151 | 14362235.3869 | 961560.8286 | 11880569.6211 | 11880569.6211 | 1478867.319 | 5633948.9183 | 0 | 27204365.8366 | 46197751.695 | 10000 | 1.4355 | 18951.553 | 32183.038 | 386.353 | 656.0948
1 | 3600 | 707 | 0.03 | 15 | 15 | 7 | 1.3335e-11 | 5spot_SharedNeighbor | Water | Porous | Wet | R600a | MinimizeLCOE_Brownfield | IgnoreSilica | 2019 | 36.4204 | 8.1239 | 0.46791 | 4 | 16040.787 | 26188.7724 | 327.0131 | 533.8935 | 119.1599 | 0 | 121.0389 | 1732173.422 | 121156.1907 | 1824905.0241 | 1453190.6328 | 0 | 415574.3952 | 0 | 2163329.8693 | 5628540.5599 | 3841594.5871 | 17180464.6812 | 961560.8286 | 11880569.6211 | 11880569.6211 | 1478867.319 | 5633948.9183 | 0 | 30022595.1308 | 49015980.9892 | 13335.2143 | 1.8716 | 16040.787 | 26188.7724 | 327.0131 | 533.8935
1 | 3600 | 707 | 0.03 | 15 | 15 | 7 | 1.7783e-11 | 5spot_SharedNeighbor | Water | Porous | Wet | R600a | MinimizeLCOE_Brownfield | IgnoreSilica | 2019 | 45.0392 | 10.0798 | 0.60159 | 4 | 13803.3663 | 21696.3564 | 281.4003 | 442.3096 | 119.3745 | 0 | 121.9427 | 2019305.2169 | 141254.5629 | 2168315.1229 | 1794631.5476 | 0 | 454500.4993 | 0 | 2565422.7103 | 6674703.6517 | 4555622.3937 | 20373755.7053 | 961560.8286 | 11880569.6211 | 11880569.6211 | 1478867.319 | 5633948.9183 | 0 | 33215886.155 | 52209272.0134 | 17782.7941 | 2.4064 | 13803.3663 | 21696.3564 | 281.4003 | 442.3096
1 | 3600 | 707 | 0.03 | 15 | 15 | 7 | 2.3714e-11 | 5spot_SharedNeighbor | Water | Porous | Wet | R600a | MinimizeLCOE_Brownfield | IgnoreSilica | 2019 | 54.7755 | 12.2873 | 0.75937 | 4 | 12074.6652 | 18327.6975 | 246.1584 | 373.6349 | 119.5253 | 0 | 156.3405 | 2324342.5861 | 162541.172 | 2540280.3415 | 2180162.9172 | 0 | 487967.7566 | 0 | 3001164.9616 | 7808415.6066 | 5329404.0984 | 23834279.44 | 961560.8286 | 11880569.6211 | 11880569.6211 | 1478867.319 | 5633948.9183 | 0 | 36676409.8897 | 55669795.7481 | 23713.7371 | 3.0375 | 12074.6652 | 18327.6975 | 246.1584 | 373.6349
1 | 3600 | 707 | 0.03 | 15 | 15 | 7 | 3.1623e-11 | 5spot_SharedNeighbor | Water | Porous | Wet | R600a | MinimizeLCOE_Brownfield | IgnoreSilica | 2019 | 65.2165 | 14.6481 | 0.9367 | 4 | 10739.4002 | 15808.6473 | 218.9372 | 322.2807 | 119.608 | 0 | 163.8721 | 2632953.2104 | 183994.8609 | 2923592.0652 | 2592965.3921 | 0 | 511785.0735 | 0 | 3449663.3349 | 8975316.3741 | 6125837.8496 | 27396108.1607 | 961560.8286 | 11880569.6211 | 11880569.6211 | 1478867.319 | 5633948.9183 | 0 | 40238238.6104 | 59231624.4688 | 31622.7766 | 3.7468 | 10739.4002 | 15808.6473 | 218.9372 | 322.2807
1 | 3600 | 707 | 0.03 | 15 | 15 | 7 | 4.217e-11 | 5spot_SharedNeighbor | Water | Porous | Wet | R600a | MinimizeLCOE_Brownfield | IgnoreSilica | 2019 | 75.7501 | 17.0176 | 1.1246 | 4 | 9712.1496 | 13934.5414 | 197.9953 | 284.0745 | 119.6213 | 0 | 166.5625 | 2927709.9873 | 204386.9355 | 3296133.8208 | 3008227.4131 | 0 | 522550.0122 | 0 | 3884013.1859 | 10105405.5889 | 6897146.9598 | 30845573.9034 | 961560.8286 | 11880569.6211 | 11880569.6211 | 1478867.319 | 5633948.9183 | 0 | 43687704.3531 | 62681090.2115 | 42169.6503 | 4.4983 | 9712.1496 | 13934.5414 | 197.9953 | 284.0745
1 | 3600 | 707 | 0.03 | 15 | 15 | 7 | 5.6234e-11 | 5spot_SharedNeighbor | Water | Porous | Wet | R600a | MinimizeLCOE_Brownfield | IgnoreSilica | 2019 | 85.8233 | 19.2669 | 1.3124 | 4 | 8925.843 | 12543.7757 | 181.9654 | 255.7218 | 119.5755 | 0 | 161.4521 | 3195724.3435 | 222824.8272 | 3640411.0574 | 3403726.4642 | 0 | 520161.9899 | 0 | 4283310.9861 | 11144296.5579 | 7606211.3931 | 34016667.6193 | 961560.8286 | 11880569.6211 | 11880569.6211 | 1478867.319 | 5633948.9183 | 0 | 46858798.0689 | 65852183.9273 | 56234.1325 | 5.2498 | 8925.843 | 12543.7757 | 181.9654 | 255.7218
1 | 3600 | 707 | 0.03 | 15 | 15 | 7 | 7.4989e-11 | 5spot_SharedNeighbor | Water | Porous | Wet | R600a | MinimizeLCOE_Brownfield | IgnoreSilica | 2019 | 94.9944 | 21.2973 | 1.4904 | 4 | 8326.6884 | 11512.6324 | 169.7508 | 234.7006 | 119.4889 | 0 | 183.5407 | 3428970.764 | 238774.74 | 3944453.0237 | 3762100.1604 | 0 | 506684.6532 | 0 | 4633583.5031 | 12055633.7964 | 8228217.7845 | 36798418.4253 | 961560.8286 | 11880569.6211 | 11880569.6211 | 1478867.319 | 5633948.9183 | 0 | 49640548.8749 | 68633934.7333 | 74989.4209 | 5.9616 | 8326.6884 | 11512.6324 | 169.7508 | 234.7006
1 | 3600 | 707 | 0.03 | 15 | 15 | 7 | 1e-10 | 5spot_SharedNeighbor | Water | Porous | Wet | R600a | MinimizeLCOE_Brownfield | IgnoreSilica | 2019 | 102.9844 | 23.0505 | 1.6509 | 4 | 7871.7694 | 10747.9704 | 160.4767 | 219.1119 | 119.3819 | 0 | 214.8573 | 3624380.4107 | 252058.2999 | 4202468.5199 | 4072795.37 | 0 | 485355.7593 | 0 | 4928452.7603 | 12822823.1177 | 8751840.2605 | 39140174.4984 | 961560.8286 | 11880569.6211 | 11880569.6211 | 1478867.319 | 5633948.9183 | 0 | 51982304.9481 | 70975690.8064 | 100000 | 6.6036 | 7871.7694 | 10747.9704 | 160.4767 | 219.1119
1 | 3600 | 707 | 0.03 | 15 | 15 | 7 | 1.3335e-10 | 5spot_SharedNeighbor | Water | Porous | Wet | R600a | MinimizeLCOE_Brownfield | IgnoreSilica | 2019 | 109.7083 | 24.5135 | 1.7899 | 4 | 7527.2828 | 10180.0883 | 153.4538 | 207.5349 | 119.2709 | 0 | 177.2824 | 3783494.2495 | 262815.3138 | 4414868.5589 | 4333049.1346 | 0 | 459845.1752 | 0 | 5169088.2485 | 13448907.2968 | 9179155.5775 | 41051223.5549 | 961560.8286 | 11880569.6211 | 11880569.6211 | 1478867.319 | 5633948.9183 | 0 | 53893354.0046 | 72886739.863 | 133352.1432 | 7.1597 | 7527.2828 | 10180.0883 | 153.4538 | 207.5349
1 | 3600 | 707 | 0.03 | 15 | 15 | 7 | 1.7783e-10 | 5spot_SharedNeighbor | Water | Porous | Wet | R600a | MinimizeLCOE_Brownfield | IgnoreSilica | 2019 | 115.1964 | 25.6985 | 1.9063 | 4 | 7266.9268 | 9757.8324 | 148.1461 | 198.9266 | 119.167 | 0 | 208.6053 | 3909893.7795 | 271319.4028 | 4585132.8355 | 4544590.5279 | 0 | 433129.7901 | 0 | 5360185.871 | 13946104.111 | 9518502.6196 | 42568858.9374 | 961560.8286 | 11880569.6211 | 11880569.6211 | 1478867.319 | 5633948.9183 | 0 | 55410989.3871 | 74404375.2455 | 177827.941 | 7.6251 | 7266.9268 | 9757.8324 | 148.1461 | 198.9266
1 | 3600 | 707 | 0.03 | 15 | 15 | 7 | 2.3714e-10 | 5spot_SharedNeighbor | Water | Porous | Wet | R600a | MinimizeLCOE_Brownfield | IgnoreSilica | 2019 | 119.5808 | 26.6391 | 2.0011 | 4 | 7070.4342 | 9443.2838 | 144.1404 | 192.5141 | 119.0759 | 0 | 215.2803 | 4008700.6127 | 277939.8719 | 4719207.8247 | 4712996.2054 | 0 | 407507.908 | 0 | 5509277.4449 | 14334009.8034 | 9783256.2253 | 43752895.8963 | 961560.8286 | 11880569.6211 | 11880569.6211 | 1478867.319 | 5633948.9183 | 0 | 56595026.346 | 75588412.2043 | 237137.3706 | 8.0045 | 7070.4342 | 9443.2838 | 144.1404 | 192.5141
1 | 3600 | 707 | 0.03 | 15 | 15 | 7 | 3.1623e-10 | 5spot_SharedNeighbor | Water | Porous | Wet | R600a | MinimizeLCOE_Brownfield | IgnoreSilica | 2019 | 123.0233 | 27.3737 | 2.0768 | 4 | 6922.2984 | 9208.6339 | 141.1204 | 187.7305 | 118.9995 | 0 | 225.3942 | 4084957.4569 | 283032.2045 | 4823288.5015 | 4844841.0979 | 0 | 384339.3017 | 0 | 5623978.8394 | 14632439.3034 | 9986940.4912 | 44663817.1966 | 961560.8286 | 11880569.6211 | 11880569.6211 | 1478867.319 | 5633948.9183 | 0 | 57505947.6463 | 76499333.5046 | 316227.766 | 8.3073 | 6922.2984 | 9208.6339 | 141.1204 | 187.7305
1 | 3600 | 707 | 0.03 | 15 | 15 | 7 | 4.217e-10 | 5spot_SharedNeighbor | Water | Porous | Wet | R600a | MinimizeLCOE_Brownfield | IgnoreSilica | 2019 | 125.6586 | 27.9338 | 2.136 | 4 | 6810.7046 | 9033.7108 | 138.8454 | 184.1644 | 118.9382 | 0 | 210.8011 | 4142603.5265 | 286873.0147 | 4902291.5697 | 4945770.7298 | 0 | 364011.2405 | 0 | 5710204.5317 | 14856780.8674 | 10140058.2183 | 45348593.6986 | 961560.8286 | 11880569.6211 | 11880569.6211 | 1478867.319 | 5633948.9183 | 0 | 58190724.1483 | 77184110.0066 | 421696.5034 | 8.544 | 6810.7046 | 9033.7108 | 138.8454 | 184.1644
1 | 3600 | 707 | 0.03 | 15 | 15 | 7 | 5.6234e-10 | 5spot_SharedNeighbor | Water | Porous | Wet | R600a | MinimizeLCOE_Brownfield | IgnoreSilica | 2019 | 128.0339 | 28.4369 | 2.187 | 4 | 6722.7762 | 8893.9101 | 137.0529 | 181.3144 | 118.881 | 0 | 205.9361 | 4194002.8931 | 290290.1939 | 4972991.6407 | 5036581.3403 | 0 | 348206.7507 | 0 | 5788408.3993 | 15060251.2892 | 10278930.9621 | 45969663.4693 | 961560.8286 | 11880569.6211 | 11880569.6211 | 1478867.319 | 5633948.9183 | 0 | 58811793.919 | 77805179.7774 | 562341.3252 | 8.7481 | 6722.7762 | 8893.9101 | 137.0529 | 181.3144
1 | 3600 | 707 | 0.03 | 15 | 15 | 7 | 7.4989e-10 | 5spot_SharedNeighbor | Water | Porous | Wet | R600a | MinimizeLCOE_Brownfield | IgnoreSilica | 2019 | 129.5567 | 28.7585 | 2.222 | 4 | 6660.4074 | 8797.4151 | 135.7814 | 179.3472 | 118.8433 | 0 | 195.3534 | 4226671.7101 | 292458.0973 | 5018062.147 | 5094719.1856 | 0 | 334417.821 | 0 | 5836868.2948 | 15186333.9968 | 10364985.0007 | 46354516.2533 | 961560.8286 | 11880569.6211 | 11880569.6211 | 1478867.319 | 5633948.9183 | 0 | 59196646.703 | 78190032.5614 | 749894.2093 | 8.8878 | 6660.4074 | 8797.4151 | 135.7814 | 179.3472
1 | 3600 | 707 | 0.03 | 15 | 15 | 7 | 1e-09 | 5spot_SharedNeighbor | Water | Porous | Wet | R600a | MinimizeLCOE_Brownfield | IgnoreSilica | 2019 | 130.7166 | 29.0029 | 2.2487 | 4 | 6613.5224 | 8725.1228 | 134.8256 | 177.8734 | 118.814 | 0 | 188.2481 | 4251407.4298 | 294097.5323 | 5052256.5178 | 5138954.6069 | 0 | 323420.9929 | 0 | 5873453.4611 | 15281521.0948 | 10429952.1511 | 46645063.7868 | 961560.8286 | 11880569.6211 | 11880569.6211 | 1478867.319 | 5633948.9183 | 0 | 59487194.2365 | 78480580.0948 | 1000000 | 8.9948 | 6613.5224 | 8725.1228 | 134.8256 | 177.8734
1 | 3600 | 707 | 0.03 | 15 | 15 | 7 | 1.3335e-09 | 5spot_SharedNeighbor | Water | Porous | Wet | R600a | MinimizeLCOE_Brownfield | IgnoreSilica | 2019 | 131.5862 | 29.1859 | 2.2689 | 4 | 6578.2934 | 8671.0549 | 134.1074 | 176.7712 | 118.7918 | 0 | 170.1741 | 4269871.4901 | 295320.1351 | 5077819.9458 | 5172096.488 | 0 | 314693.3703 | 0 | 5900622.5574 | 15352209.5103 | 10478198.4472 | 46860831.9442 | 961560.8286 | 11880569.6211 | 11880569.6211 | 1478867.319 | 5633948.9183 | 0 | 59702962.3939 | 78696348.2522 | 1333521.4322 | 9.0758 | 6578.2934 | 8671.0549 | 134.1074 | 176.7712
1 | 3600 | 707 | 0.03 | 15 | 15 | 7 | 1.7783e-09 | 5spot_SharedNeighbor | Water | Porous | Wet | R600a | MinimizeLCOE_Brownfield | IgnoreSilica | 2019 | 132.2339 | 29.322 | 2.2842 | 4 | 6551.8331 | 8630.6318 | 133.568 | 175.9471 | 118.7751 | 0 | 189.9904 | 4283578.1143 | 296227.0738 | 5096818.4296 | 5196767.1302 | 0 | 307828.7706 | 0 | 5920675.6122 | 15404383.4454 | 10513808.2299 | 47020086.8061 | 961560.8286 | 11880569.6211 | 11880569.6211 | 1478867.319 | 5633948.9183 | 0 | 59862217.2558 | 78855603.1141 | 1778279.41 | 9.1367 | 6551.8331 | 8630.6318 | 133.568 | 175.9471
1 | 3600 | 707 | 0.03 | 15 | 15 | 7 | 2.3714e-09 | 5spot_SharedNeighbor | Water | Porous | Wet | R600a | MinimizeLCOE_Brownfield | IgnoreSilica | 2019 | 132.7286 | 29.4259 | 2.2958 | 4 | 6531.9657 | 8600.2643 | 133.163 | 175.328 | 118.7622 | 0 | 182.5772 | 4294021.308 | 296917.7087 | 5111305.913 | 5215602.7885 | 0 | 302584.9077 | 0 | 5935968.7241 | 15444172.9855 | 10540965.4086 | 47141539.744 | 961560.8286 | 11880569.6211 | 11880569.6211 | 1478867.319 | 5633948.9183 | 0 | 59983670.1937 | 78977056.052 | 2371373.7057 | 9.1831 | 6531.9657 | 8600.2643 | 133.163 | 175.328
1 | 3600 | 707 | 0.03 | 15 | 15 | 7 | 3.1623e-09 | 5spot_SharedNeighbor | Water | Porous | Wet | R600a | MinimizeLCOE_Brownfield | IgnoreSilica | 2019 | 133.0936 | 29.5025 | 2.3044 | 4 | 6517.0525 | 8577.5767 | 132.8589 | 174.8655 | 118.7527 | 0 | 200.2244 | 4301711.2849 | 297426.0564 | 5121980.9248 | 5229494.4646 | 0 | 298507.8667 | 0 | 5947157.033 | 15473282.6701 | 10560833.3665 | 47230393.667 | 961560.8286 | 11880569.6211 | 11880569.6211 | 1478867.319 | 5633948.9183 | 0 | 60072524.1166 | 79065909.975 | 3162277.6602 | 9.2177 | 6517.0525 | 8577.5767 | 132.8589 | 174.8655
1 | 3600 | 707 | 0.03 | 15 | 15 | 7 | 4.217e-09 | 5spot_SharedNeighbor | Water | Porous | Wet | R600a | MinimizeLCOE_Brownfield | IgnoreSilica | 2019 | 134.9935 | 29.9032 | 2.33 | 4 | 6505.5947 | 8543.4889 | 132.6253 | 174.1706 | 118.7081 | 0 | 199.189 | 4341963.8619 | 300095.0686 | 5177719.5343 | 5301985.4746 | 0 | 308258.2213 | 0 | 6017708.6427 | 15656843.4864 | 10686117.3955 | 47790691.6852 | 961560.8286 | 11880569.6211 | 11880569.6211 | 1478867.319 | 5633948.9183 | 0 | 60632822.1349 | 79626207.9933 | 4216965.0343 | 9.3201 | 6505.5947 | 8543.4889 | 132.6253 | 174.1706
1 | 3600 | 707 | 0.03 | 15 | 15 | 7 | 5.6234e-09 | 5spot_SharedNeighbor | Water | Porous | Wet | R600a | MinimizeLCOE_Brownfield | IgnoreSilica | 2019 | 135.2176 | 29.9505 | 2.3352 | 4 | 6497.0879 | 8530.4513 | 132.4519 | 173.9048 | 118.703 | 0 | 205.6806 | 4346708.8691 | 300409.8663 | 5184290.0881 | 5310540.2629 | 0 | 306037.5024 | 0 | 6024714.7697 | 15675071.9917 | 10698558.7249 | 47846332.0751 | 961560.8286 | 11880569.6211 | 11880569.6211 | 1478867.319 | 5633948.9183 | 0 | 60688462.5248 | 79681848.3831 | 5623413.2519 | 9.3409 | 6497.0879 | 8530.4513 | 132.4519 | 173.9048
1 | 3600 | 707 | 0.03 | 15 | 15 | 7 | 7.4989e-09 | 5spot_SharedNeighbor | Water | Porous | Wet | R600a | MinimizeLCOE_Brownfield | IgnoreSilica | 2019 | 135.3808 | 29.985 | 2.3391 | 4 | 6490.7058 | 8520.7283 | 132.3218 | 173.7066 | 118.6993 | 0 | 208.6283 | 4350160.9128 | 300638.8509 | 5189071.4574 | 5316767.9327 | 0 | 304315.2982 | 0 | 6029772.2363 | 15688230.4825 | 10707539.6652 | 47886496.8362 | 961560.8286 | 11880569.6211 | 11880569.6211 | 1478867.319 | 5633948.9183 | 0 | 60728627.2858 | 79722013.1442 | 7498942.0933 | 9.3562 | 6490.7058 | 8520.7283 | 132.3218 | 173.7066
1 | 3600 | 707 | 0.03 | 15 | 15 | 7 | 1e-08 | 5spot_SharedNeighbor | Water | Porous | Wet | R600a | MinimizeLCOE_Brownfield | IgnoreSilica | 2019 | 135.5077 | 30.0117 | 2.342 | 4 | 6485.9182 | 8513.3934 | 132.2242 | 173.557 | 118.6964 | 0 | 189.5064 | 4352843.6918 | 300816.7904 | 5192787.9873 | 5321609.9977 | 0 | 303049.4419 | 0 | 6033732.0846 | 15698533.1954 | 10714571.4785 | 47917944.6676 | 961560.8286 | 11880569.6211 | 11880569.6211 | 1478867.319 | 5633948.9183 | 0 | 60760075.1172 | 79753460.9756 | 10000000 | 9.368 | 6485.9182 | 8513.3934 | 132.2242 | 173.557
1 | 3700 | 707 | 0.03 | 15 | 15 | 7 | 1e-13 | 5spot_SharedNeighbor | Water | Porous | Wet | R600a | MinimizeLCOE_Brownfield | IgnoreSilica | 2019 | 0 | 0 | 0 | 0 |  |  |  |  | 15 |  | 24.7987 | [19 empty] | 100 | 0
1 | 3700 | 707 | 0.03 | 15 | 15 | 7 | 1.3335e-13 | 5spot_SharedNeighbor | Water | Porous | Wet | R600a | MinimizeLCOE_Brownfield | IgnoreSilica | 2019 | 0 | 0 | 0 | 0 |  |  |  |  | 15 |  | 26.0347 | [19 empty] | 133.3521 | 0
1 | 3700 | 707 | 0.03 | 15 | 15 | 7 | 1.7783e-13 | 5spot_SharedNeighbor | Water | Porous | Wet | R600a | MinimizeLCOE_Brownfield | IgnoreSilica | 2019 | 0 | 0 | 0 | 0 |  |  |  |  | 15 |  | 25.4694 | [19 empty] | 177.8279 | 0
1 | 3700 | 707 | 0.03 | 15 | 15 | 7 | 2.3714e-13 | 5spot_SharedNeighbor | Water | Porous | Wet | R600a | MinimizeLCOE_Brownfield | IgnoreSilica | 2019 | 0 | 0 | 0 | 0 |  |  |  |  | 15 |  | 25.0928 | [19 empty] | 237.1374 | 0
1 | 3700 | 707 | 0.03 | 15 | 15 | 7 | 3.1623e-13 | 5spot_SharedNeighbor | Water | Porous | Wet | R600a | MinimizeLCOE_Brownfield | IgnoreSilica | 2019 | 0 | 0 | 0 | 0 |  |  |  |  | 15 |  | 26.646 | [19 empty] | 316.2278 | 0
1 | 3700 | 707 | 0.03 | 15 | 15 | 7 | 4.217e-13 | 5spot_SharedNeighbor | Water | Porous | Wet | R600a | MinimizeLCOE_Brownfield | IgnoreSilica | 2019 | 1.5542 | 0.25002 | 0.0038932 | 4 | 932625.1315 | 2189783.4201 | 19012.8248 | 44641.6969 | 99.4941 | 0 | 252.4577 | 134509.4283 | 8366.4255 | 114268.0928 | 76093.1356 | 0 | 74944.9873 | 0 | 159191.0071 | 414182.3459 | 282687.9616 | 1264243.384 | 961560.8286 | 12297657.4024 | 12297657.4024 | 1478867.319 | 5800784.0308 | 0 | 14523461.615 | 34100770.3673 | 421.6965 | 0.015573 | 932625.1315 | 2189783.4201 | 19012.8248 | 44641.6969
1 | 3700 | 707 | 0.03 | 15 | 15 | 7 | 5.6234e-13 | 5spot_SharedNeighbor | Water | Porous | Wet | R600a | MinimizeLCOE_Brownfield | IgnoreSilica | 2019 | 2.2349 | 0.40225 | 0.0093514 | 4 | 401938.4331 | 925319.5654 | 8194.0586 | 18863.8909 | 105.8794 | 0 | 390.6949 | 195301.563 | 12635.3944 | 166386.7877 | 102861.7876 | 0 | 96054.9828 | 0 | 223563.8011 | 581667.1512 | 396999.7828 | 1775471.2507 | 961560.8286 | 12297657.4024 | 12297657.4024 | 1478867.319 | 5800784.0308 | 0 | 15034689.4817 | 34611998.234 | 562.3413 | 0.037405 | 401938.4331 | 925319.5654 | 8194.0586 | 18863.8909
1 | 3700 | 707 | 0.03 | 15 | 15 | 7 | 7.4989e-13 | 5spot_SharedNeighbor | Water | Porous | Wet | R600a | MinimizeLCOE_Brownfield | IgnoreSilica | 2019 | 3.0517 | 0.58963 | 0.017431 | 4 | 223750.5982 | 504532.4893 | 4561.4586 | 10285.5772 | 110.111 | 0 | 562.2554 | 261663.463 | 17377.2525 | 225250.2633 | 135402.338 | 0 | 116339.7038 | 0 | 294852.878 | 767146.706 | 523593.3902 | 2341625.9949 | 961560.8286 | 12297657.4024 | 12297657.4024 | 1478867.319 | 5800784.0308 | 0 | 15600844.2259 | 35178152.9781 | 749.8942 | 0.069724 | 223750.5982 | 504532.4893 | 4561.4586 | 10285.5772
1 | 3700 | 707 | 0.03 | 15 | 15 | 7 | 1e-12 | 5spot_SharedNeighbor | Water | Porous | Wet | R600a | MinimizeLCOE_Brownfield | IgnoreSilica | 2019 | 4.0971 | 0.83274 | 0.028805 | 4 | 141268.0508 | 311182.604 | 2879.9403 | 6343.8783 | 113.2245 | 0 | 76.3815 | 339088.1006 | 22956.2484 | 296242.083 | 177349.3538 | 0 | 138608.62 | 0 | 379955.3183 | 988565.7986 | 674716.4706 | 3017481.9933 | 961560.8286 | 12297657.4024 | 12297657.4024 | 1478867.319 | 5800784.0308 | 0 | 16276700.2244 | 35854008.9766 | 1000 | 0.11522 | 141268.0508 | 311182.604 | 2879.9403 | 6343.8783
1 | 3700 | 707 | 0.03 | 15 | 15 | 7 | 1.3335e-12 | 5spot_SharedNeighbor | Water | Porous | Wet | R600a | MinimizeLCOE_Brownfield | IgnoreSilica | 2019 | 5.4053 | 1.1391 | 0.044317 | 4 | 96273.7554 | 206713.9245 | 1962.6707 | 4214.143 | 115.5023 | 0 | 108.42 | 427599.1346 | 29358.0468 | 380008.9349 | 230044.5591 | 0 | 162098.9557 | 0 | 479352.7561 | 1247177.5426 | 851224.2998 | 3806864.2296 | 961560.8286 | 12297657.4024 | 12297657.4024 | 1478867.319 | 5800784.0308 | 0 | 17066082.4606 | 36643391.2128 | 1333.5214 | 0.17727 | 96273.7554 | 206713.9245 | 1962.6707 | 4214.143
1 | 3700 | 707 | 0.03 | 15 | 15 | 7 | 1.7783e-12 | 5spot_SharedNeighbor | Water | Porous | Wet | R600a | MinimizeLCOE_Brownfield | IgnoreSilica | 2019 | 7.0254 | 1.5193 | 0.064911 | 4 | 69250.7193 | 144651.7298 | 1411.7696 | 2948.9212 | 117.1519 | 0 | 102.9031 | 527898.2338 | 36611.0829 | 477925.0865 | 295404.6129 | 0 | 186483.4882 | 0 | 594485.7767 | 1546730.0451 | 1055675.0379 | 4721213.3641 | 961560.8286 | 12297657.4024 | 12297657.4024 | 1478867.319 | 5800784.0308 | 0 | 17980431.5951 | 37557740.3473 | 1778.2794 | 0.25964 | 69250.7193 | 144651.7298 | 1411.7696 | 2948.9212
1 | 3700 | 707 | 0.03 | 15 | 15 | 7 | 2.3714e-12 | 5spot_SharedNeighbor | Water | Porous | Wet | R600a | MinimizeLCOE_Brownfield | IgnoreSilica | 2019 | 9.3977 | 2.0799 | 0.093454 | 4 | 51529.153 | 103900.4363 | 1050.4915 | 2118.1509 | 118.6498 | 0 | 101.8036 | 663232.9847 | 46408.142 | 613780.821 | 391339.324 | 0 | 223500.2038 | 0 | 755921.9754 | 1966753.9191 | 1342349.9625 | 6003287.3325 | 961560.8286 | 12297657.4024 | 12297657.4024 | 1478867.319 | 5800784.0308 | 0 | 19262505.5635 | 38839814.3158 | 2371.3737 | 0.37382 | 51529.153 | 103900.4363 | 1050.4915 | 2118.1509
1 | 3700 | 707 | 0.03 | 15 | 15 | 7 | 3.1623e-12 | 5spot_SharedNeighbor | Water | Porous | Wet | R600a | MinimizeLCOE_Brownfield | IgnoreSilica | 2019 | 11.9823 | 2.691 | 0.12983 | 4 | 39584.3868 | 77281.4496 | 806.9813 | 1575.4869 | 119.6002 | 0 | 113.3707 | 798676.5629 | 56189.6851 | 753740.8627 | 496028.2547 | 0 | 251722.9101 | 0 | 918979.7274 | 2390996.7422 | 1631904.4066 | 7298239.1517 | 961560.8286 | 12297657.4024 | 12297657.4024 | 1478867.319 | 5800784.0308 | 0 | 20557457.3827 | 40134766.135 | 3162.2777 | 0.51933 | 39584.3868 | 77281.4496 | 806.9813 | 1575.4869
1 | 3700 | 707 | 0.03 | 15 | 15 | 7 | 4.217e-12 | 5spot_SharedNeighbor | Water | Porous | Wet | R600a | MinimizeLCOE_Brownfield | IgnoreSilica | 2019 | 15.3929 | 3.4979 | 0.17779 | 4 | 31199.5224 | 58728.4159 | 636.0445 | 1197.2582 | 120.3695 | 0 | 101.2934 | 964166.1004 | 68113.9937 | 929189.2241 | 634278.5965 | 0 | 286959.6659 | 0 | 1124255.9564 | 2925083.3821 | 1996429.5127 | 8928476.4318 | 961560.8286 | 12297657.4024 | 12297657.4024 | 1478867.319 | 5800784.0308 | 0 | 22187694.6628 | 41765003.4151 | 4216.965 | 0.71115 | 31199.5224 | 58728.4159 | 636.0445 | 1197.2582
1 | 3700 | 707 | 0.03 | 15 | 15 | 7 | 5.6234e-12 | 5spot_SharedNeighbor | Water | Porous | Wet | R600a | MinimizeLCOE_Brownfield | IgnoreSilica | 2019 | 19.6413 | 4.5034 | 0.23986 | 4 | 25134.5778 | 45539.2217 | 512.4024 | 928.3786 | 120.9598 | 0 | 92.6379 | 1155245.9042 | 81847.129 | 1136886.746 | 806456.6299 | 0 | 324682.5915 | 0 | 1366996.4102 | 3556644.2499 | 2427482.7823 | 10856242.443 | 961560.8286 | 12297657.4024 | 12297657.4024 | 1478867.319 | 5800784.0308 | 0 | 24115460.674 | 43692769.4263 | 5623.4133 | 0.95945 | 25134.5778 | 45539.2217 | 512.4024 | 928.3786
1 | 3700 | 707 | 0.03 | 15 | 15 | 7 | 7.4989e-12 | 5spot_SharedNeighbor | Water | Porous | Wet | R600a | MinimizeLCOE_Brownfield | IgnoreSilica | 2019 | 24.9271 | 5.7552 | 0.31968 | 4 | 20646.7611 | 35957.0003 | 420.9122 | 733.0321 | 121.4172 | 0 | 105.5775 | 1376288.4931 | 97693.0969 | 1382901.1385 | 1020895.0495 | 0 | 365316.1493 | 0 | 1654806.6316 | 4305467.408 | 2938569.9744 | 13141937.9412 | 961560.8286 | 12297657.4024 | 12297657.4024 | 1478867.319 | 5800784.0308 | 0 | 26401156.1722 | 45978464.9245 | 7498.9421 | 1.2787 | 20646.7611 | 35957.0003 | 420.9122 | 733.0321
1 | 3700 | 707 | 0.03 | 15 | 15 | 7 | 1e-11 | 5spot_SharedNeighbor | Water | Porous | Wet | R600a | MinimizeLCOE_Brownfield | IgnoreSilica | 2019 | 31.3781 | 7.2835 | 0.42077 | 4 | 17267.7981 | 28899.5923 | 352.0274 | 589.1573 | 121.7699 | 0 | 110.0759 | 1627766.7223 | 115671.5791 | 1669191.3914 | 1282681.4215 | 0 | 407264.0075 | 0 | 1990004.2975 | 5177582.9762 | 3533806.7699 | 15803969.1654 | 961560.8286 | 12297657.4024 | 12297657.4024 | 1478867.319 | 5800784.0308 | 0 | 29063187.3965 | 48640496.1487 | 10000 | 1.6831 | 17267.7981 | 28899.5923 | 352.0274 | 589.1573
1 | 3700 | 707 | 0.03 | 15 | 15 | 7 | 1.3335e-11 | 5spot_SharedNeighbor | Water | Porous | Wet | R600a | MinimizeLCOE_Brownfield | IgnoreSilica | 2019 | 39.1077 | 9.1149 | 0.54655 | 4 | 14688.9354 | 23643.8102 | 299.4538 | 482.0111 | 122.0416 | 0 | 106.1595 | 1909514.8447 | 135756.8821 | 1996894.057 | 1596162.0213 | 0 | 448999.7166 | 0 | 2374057.7334 | 6176811.2362 | 4215800.5895 | 18853997.0807 | 961560.8286 | 12297657.4024 | 12297657.4024 | 1478867.319 | 5800784.0308 | 0 | 32113215.3117 | 51690524.064 | 13335.2143 | 2.1862 | 14688.9354 | 23643.8102 | 299.4538 | 482.0111
1 | 3700 | 707 | 0.03 | 15 | 15 | 7 | 1.7783e-11 | 5spot_SharedNeighbor | Water | Porous | Wet | R600a | MinimizeLCOE_Brownfield | IgnoreSilica | 2019 | 48.1861 | 11.2643 | 0.69949 | 4 | 12703.208 | 19700.2343 | 258.9721 | 401.6159 | 122.2469 | 0 | 132.812 | 2219659.7606 | 157793.2511 | 2365144.1038 | 1963033.1989 | 0 | 489029.0475 | 0 | 2805917.1511 | 7300420.8545 | 4982687.2419 | 22283684.6094 | 961560.8286 | 12297657.4024 | 12297657.4024 | 1478867.319 | 5800784.0308 | 0 | 35542902.8404 | 55120211.5927 | 17782.7941 | 2.7979 | 12703.208 | 19700.2343 | 258.9721 | 401.6159
1 | 3700 | 707 | 0.03 | 15 | 15 | 7 | 2.3714e-11 | 5spot_SharedNeighbor | Water | Porous | Wet | R600a | MinimizeLCOE_Brownfield | IgnoreSilica | 2019 | 58.3176 | 13.6597 | 0.87795 | 4 | 11166.3633 | 16741.0774 | 227.6414 | 341.2895 | 122.3835 | 0 | 140.0336 | 2545395.487 | 180860.3102 | 2759361.7543 | 2372276.9256 | 0 | 522069.0049 | 0 | 3268185.758 | 8503148.9452 | 5803573.8773 | 25954872.0625 | 961560.8286 | 12297657.4024 | 12297657.4024 | 1478867.319 | 5800784.0308 | 0 | 39214090.2935 | 58791399.0458 | 23713.7371 | 3.5118 | 11166.3633 | 16741.0774 | 227.6414 | 341.2895
1 | 3700 | 707 | 0.03 | 15 | 15 | 7 | 3.1623e-11 | 5spot_SharedNeighbor | Water | Porous | Wet | R600a | MinimizeLCOE_Brownfield | IgnoreSilica | 2019 | 69 | 16.1764 | 1.0755 | 4 | 9979.0034 | 14529.9383 | 203.4355 | 296.2124 | 122.4458 | 0 | 159.8458 | 2869638.3714 | 203724.4518 | 3158957.9575 | 2803256.3277 | 0 | 543448.5783 | 0 | 3735820.0178 | 9719837.3643 | 6633988.7238 | 29668671.7927 | 961560.8286 | 12297657.4024 | 12297657.4024 | 1478867.319 | 5800784.0308 | 0 | 42927890.0237 | 62505198.7759 | 31622.7766 | 4.3018 | 9979.0034 | 14529.9383 | 203.4355 | 296.2124
1 | 3700 | 707 | 0.03 | 15 | 15 | 7 | 4.217e-11 | 5spot_SharedNeighbor | Water | Porous | Wet | R600a | MinimizeLCOE_Brownfield | IgnoreSilica | 2019 | 79.6593 | 18.6726 | 1.2819 | 4 | 9065.9117 | 12883.8896 | 184.8209 | 262.6555 | 122.4356 | 0 | 181.5586 | 3176188.558 | 225227.6937 | 3543278.0342 | 3232429.5713 | 0 | 551004.3016 | 0 | 4183969.9819 | 10885831.6427 | 7429803.7776 | 33227733.5609 | 961560.8286 | 12297657.4024 | 12297657.4024 | 1478867.319 | 5800784.0308 | 0 | 46486951.7919 | 66064260.5442 | 42169.6503 | 5.1277 | 9065.9117 | 12883.8896 | 184.8209 | 262.6555
1 | 3700 | 707 | 0.03 | 15 | 15 | 7 | 5.6234e-11 | 5spot_SharedNeighbor | Water | Porous | Wet | R600a | MinimizeLCOE_Brownfield | IgnoreSilica | 2019 | 89.7083 | 21.0073 | 1.4854 | 4 | 8367.3128 | 11662.3576 | 170.579 | 237.7529 | 122.367 | 0 | 171.9495 | 3451270.7365 | 244408.5521 | 3893646.6206 | 3635953.7927 | 0 | 544716.3919 | 0 | 4590298.4766 | 11943015.0363 | 8151353.1667 | 36454662.7734 | 961560.8286 | 12297657.4024 | 12297657.4024 | 1478867.319 | 5800784.0308 | 0 | 49713881.0044 | 69291189.7566 | 56234.1325 | 5.9414 | 8367.3128 | 11662.3576 | 170.579 | 237.7529
1 | 3700 | 707 | 0.03 | 15 | 15 | 7 | 7.4989e-11 | 5spot_SharedNeighbor | Water | Porous | Wet | R600a | MinimizeLCOE_Brownfield | IgnoreSilica | 2019 | 98.7534 | 23.09 | 1.6756 | 4 | 7835.1606 | 10756.0659 | 159.7303 | 219.277 | 122.2611 | 0 | 171.6515 | 3688261.1262 | 260830.7785 | 4199805.541 | 3998077.4686 | 0 | 527410.7725 | 0 | 4943010.4178 | 12860699.1564 | 8777691.4352 | 39255786.6962 | 961560.8286 | 12297657.4024 | 12297657.4024 | 1478867.319 | 5800784.0308 | 0 | 52515004.9272 | 72092313.6794 | 74989.4209 | 6.7025 | 7835.1606 | 10756.0659 | 159.7303 | 219.277
1 | 3700 | 707 | 0.03 | 15 | 15 | 7 | 1e-10 | 5spot_SharedNeighbor | Water | Porous | Wet | R600a | MinimizeLCOE_Brownfield | IgnoreSilica | 2019 | 106.5607 | 24.8715 | 1.8454 | 4 | 7431.1803 | 10083.356 | 151.4947 | 205.5629 | 122.1393 | 0 | 182.2089 | 3885261.1583 | 274399.8392 | 4457454.0582 | 4309723.4891 | 0 | 502739.1891 | 0 | 5237535.3163 | 13626992.5267 | 9300702.4062 | 41594807.9832 | 961560.8286 | 12297657.4024 | 12297657.4024 | 1478867.319 | 5800784.0308 | 0 | 54854026.2143 | 74431334.9665 | 100000 | 7.3816 | 7431.1803 | 10083.356 | 151.4947 | 205.5629
1 | 3700 | 707 | 0.03 | 15 | 15 | 7 | 1.3335e-10 | 5spot_SharedNeighbor | Water | Porous | Wet | R600a | MinimizeLCOE_Brownfield | IgnoreSilica | 2019 | 113.077 | 26.346 | 1.9911 | 4 | 7125.2761 | 9583.346 | 145.2584 | 195.3695 | 122.0177 | 0 | 213.6335 | 4044584.2379 | 285313.6257 | 4668000.4607 | 4569118.3958 | 0 | 474479.5748 | 0 | 5476183.555 | 14247906.2904 | 9724488.8084 | 43490074.9487 | 961560.8286 | 12297657.4024 | 12297657.4024 | 1478867.319 | 5800784.0308 | 0 | 56749293.1798 | 76326601.932 | 133352.1432 | 7.9645 | 7125.2761 | 9583.346 | 145.2584 | 195.3695
1 | 3700 | 707 | 0.03 | 15 | 15 | 7 | 1.7783e-10 | 5spot_SharedNeighbor | Water | Porous | Wet | R600a | MinimizeLCOE_Brownfield | IgnoreSilica | 2019 | 118.3117 | 27.52 | 2.1113 | 4 | 6894.1644 | 9212.2967 | 140.5469 | 187.8051 | 121.9077 | 0 | 209.9473 | 4169020.6977 | 293786.6236 | 4834051.1617 | 4775321.2367 | 0 | 445205.8071 | 0 | 5661780.3555 | 14730791.0941 | 10054067.6092 | 44964024.5857 | 961560.8286 | 12297657.4024 | 12297657.4024 | 1478867.319 | 5800784.0308 | 0 | 58223242.8167 | 77800551.5689 | 177827.941 | 8.4453 | 6894.1644 | 9212.2967 | 140.5469 | 187.8051
1 | 3700 | 707 | 0.03 | 15 | 15 | 7 | 2.3714e-10 | 5spot_SharedNeighbor | Water | Porous | Wet | R600a | MinimizeLCOE_Brownfield | IgnoreSilica | 2019 | 122.5117 | 28.4556 | 2.2091 | 4 | 6719.7138 | 8935.2146 | 136.9905 | 182.1564 | 121.8119 | 0 | 199.2395 | 4266745.0284 | 300411.0272 | 4965412.7373 | 4939915.9836 | 0 | 418010.6455 | 0 | 5807293.2146 | 15109385.7047 | 10312466.2103 | 46119640.5517 | 961560.8286 | 12297657.4024 | 12297657.4024 | 1478867.319 | 5800784.0308 | 0 | 59378858.7827 | 78956167.535 | 237137.3706 | 8.8365 | 6719.7138 | 8935.2146 | 136.9905 | 182.1564
1 | 3700 | 707 | 0.03 | 15 | 15 | 7 | 3.1623e-10 | 5spot_SharedNeighbor | Water | Porous | Wet | R600a | MinimizeLCOE_Brownfield | IgnoreSilica | 2019 | 125.7829 | 29.1803 | 2.2867 | 4 | 6588.1612 | 8728.525 | 134.3086 | 177.9428 | 121.7328 | 0 | 220.408 | 4341608.5727 | 305468.1086 | 5066613.0932 | 5067729.4978 | 0 | 393588.0861 | 0 | 5918252.8698 | 15398079.9666 | 10509505.9761 | 47000846.1708 | 961560.8286 | 12297657.4024 | 12297657.4024 | 1478867.319 | 5800784.0308 | 0 | 60260064.4018 | 79837373.1541 | 316227.766 | 9.1467 | 6588.1612 | 8728.525 | 134.3086 | 177.9428
1 | 3700 | 707 | 0.03 | 15 | 15 | 7 | 4.217e-10 | 5spot_SharedNeighbor | Water | Porous | Wet | R600a | MinimizeLCOE_Brownfield | IgnoreSilica | 2019 | 128.3117 | 29.7382 | 2.3474 | 4 | 6489.0452 | 8574.0424 | 132.288 | 174.7935 | 121.669 | 0 | 212.3757 | 4398742.2503 | 309316.8042 | 5144186.2232 | 5166299.6827 | 0 | 372632.5423 | 0 | 6002559.2261 | 15617427.812 | 10659215.3877 | 47670379.9285 | 961560.8286 | 12297657.4024 | 12297657.4024 | 1478867.319 | 5800784.0308 | 0 | 60929598.1595 | 80506906.9118 | 421696.5034 | 9.3896 | 6489.0452 | 8574.0424 | 132.288 | 174.7935
1 | 3700 | 707 | 0.03 | 15 | 15 | 7 | 5.6234e-10 | 5spot_SharedNeighbor | Water | Porous | Wet | R600a | MinimizeLCOE_Brownfield | IgnoreSilica | 2019 | 128.987 | 29.8867 | 2.3801 | 4 | 6410.9247 | 8467.3207 | 130.6954 | 172.6178 | 121.6513 | 0 | 336.1838 | 4413875.2703 | 310334.1629 | 5164792.0954 | 5192577.3309 | 0 | 343083.4532 | 0 | 6015618.3019 | 15651404.8487 | 10682405.4134 | 47774090.8767 | 961560.8286 | 12297657.4024 | 12297657.4024 | 1478867.319 | 5800784.0308 | 0 | 61033309.1078 | 80610617.86 | 562341.3252 | 9.5202 | 6410.9247 | 8467.3207 | 130.6954 | 172.6178
1 | 3700 | 707 | 0.03 | 15 | 15 | 7 | 7.4989e-10 | 5spot_SharedNeighbor | Water | Porous | Wet | R600a | MinimizeLCOE_Brownfield | IgnoreSilica | 2019 | 132.0318 | 30.5551 | 2.4353 | 4 | 6355.1034 | 8364.8256 | 129.5574 | 170.5283 | 121.5712 | 0 | 178.3255 | 4481645.5244 | 314884.5406 | 5257279.1883 | 5310932.3562 | 0 | 341997.5625 | 0 | 6125628.2771 | 15937628.2378 | 10877758.7578 | 48647754.4447 | 961560.8286 | 12297657.4024 | 12297657.4024 | 1478867.319 | 5800784.0308 | 0 | 61906972.6757 | 81484281.4279 | 749894.2093 | 9.7413 | 6355.1034 | 8364.8256 | 129.5574 | 170.5283
1 | 3700 | 707 | 0.03 | 15 | 15 | 7 | 1e-09 | 5spot_SharedNeighbor | Water | Porous | Wet | R600a | MinimizeLCOE_Brownfield | IgnoreSilica | 2019 | 133.1176 | 30.7926 | 2.4623 | 4 | 6313.4543 | 8301.1473 | 128.7083 | 169.2301 | 121.5418 | 0 | 203.7192 | 4505582.9631 | 316488.1752 | 5290056.135 | 5353059.325 | 0 | 330628.9714 | 0 | 6160368.0722 | 16028014.0585 | 10939448.9377 | 48923646.638 | 961560.8286 | 12297657.4024 | 12297657.4024 | 1478867.319 | 5800784.0308 | 0 | 62182864.869 | 81760173.6213 | 1000000 | 9.8493 | 6313.4543 | 8301.1473 | 128.7083 | 169.2301
1 | 3700 | 707 | 0.03 | 15 | 15 | 7 | 1.3335e-09 | 5spot_SharedNeighbor | Water | Porous | Wet | R600a | MinimizeLCOE_Brownfield | IgnoreSilica | 2019 | 135.6346 | 31.3456 | 2.5042 | 4 | 6281.6252 | 8236.0937 | 128.0594 | 167.9039 | 121.4804 | 0 | 199.2785 | 4561266.8261 | 320229.5464 | 5366159.1693 | 5450953.4582 | 0 | 335559.193 | 0 | 6253325.5953 | 16269870.4656 | 11104520.9052 | 49661885.1591 | 961560.8286 | 12297657.4024 | 12297657.4024 | 1478867.319 | 5800784.0308 | 0 | 62921103.3902 | 82498412.1424 | 1333521.4322 | 10.0167 | 6281.6252 | 8236.0937 | 128.0594 | 167.9039
1 | 3700 | 707 | 0.03 | 15 | 15 | 7 | 1.7783e-09 | 5spot_SharedNeighbor | Water | Porous | Wet | R600a | MinimizeLCOE_Brownfield | IgnoreSilica | 2019 | 136.2971 | 31.4912 | 2.5205 | 4 | 6257.793 | 8199.6142 | 127.5736 | 167.1602 | 121.4646 | 0 | 204.6887 | 4575876.8012 | 321211.1215 | 5386144.7833 | 5476720.5439 | 0 | 328952.8153 | 0 | 6274673.3654 | 16325412.9844 | 11142429.8155 | 49831422.2306 | 961560.8286 | 12297657.4024 | 12297657.4024 | 1478867.319 | 5800784.0308 | 0 | 63090640.4617 | 82667949.2139 | 1778279.41 | 10.0819 | 6257.793 | 8199.6142 | 127.5736 | 167.1602
1 | 3700 | 707 | 0.03 | 15 | 15 | 7 | 2.3714e-09 | 5spot_SharedNeighbor | Water | Porous | Wet | R600a | MinimizeLCOE_Brownfield | IgnoreSilica | 2019 | 136.7964 | 31.6008 | 2.5328 | 4 | 6239.8973 | 8172.2676 | 127.2087 | 166.6027 | 121.4527 | 0 | 214.7319 | 4586863.936 | 321948.9569 | 5401185.9214 | 5496133.9265 | 0 | 323862.0028 | 0 | 6290697.95 | 16367105.6663 | 11170885.9276 | 49958684.2875 | 961560.8286 | 12297657.4024 | 12297657.4024 | 1478867.319 | 5800784.0308 | 0 | 63217902.5185 | 82795211.2708 | 2371373.7057 | 10.1312 | 6239.8973 | 8172.2676 | 127.2087 | 166.6027
1 | 3700 | 707 | 0.03 | 15 | 15 | 7 | 3.1623e-09 | 5spot_SharedNeighbor | Water | Porous | Wet | R600a | MinimizeLCOE_Brownfield | IgnoreSilica | 2019 | 137.1667 | 31.682 | 2.542 | 4 | 6226.4635 | 8151.8185 | 126.9349 | 166.1858 | 121.4438 | 0 | 185.9196 | 4594997.2566 | 322494.9557 | 5412326.5989 | 5510524.77 | 0 | 319918.696 | 0 | 6302502.2881 | 16397818.1326 | 11191847.817 | 50052430.5147 | 961560.8286 | 12297657.4024 | 12297657.4024 | 1478867.319 | 5800784.0308 | 0 | 63311648.7458 | 82888957.498 | 3162277.6602 | 10.1682 | 6226.4635 | 8151.8185 | 126.9349 | 166.1858
1 | 3700 | 707 | 0.03 | 15 | 15 | 7 | 4.217e-09 | 5spot_SharedNeighbor | Water | Porous | Wet | R600a | MinimizeLCOE_Brownfield | IgnoreSilica | 2019 | 137.4419 | 31.7424 | 2.5489 | 4 | 6216.3815 | 8136.5164 | 126.7293 | 165.8739 | 121.4371 | 0 | 200.7771 | 4601035.4274 | 322900.1996 | 5420600.9298 | 5521219.5047 | 0 | 316889.055 | 0 | 6311231.5955 | 16420529.9998 | 11207349.133 | 50121755.8448 | 961560.8286 | 12297657.4024 | 12297657.4024 | 1478867.319 | 5800784.0308 | 0 | 63380974.0758 | 82958282.8281 | 4216965.0343 | 10.1958 | 6216.3815 | 8136.5164 | 126.7293 | 165.8739
1 | 3700 | 707 | 0.03 | 15 | 15 | 7 | 5.6234e-09 | 5spot_SharedNeighbor | Water | Porous | Wet | R600a | MinimizeLCOE_Brownfield | IgnoreSilica | 2019 | 137.664 | 31.7911 | 2.5543 | 4 | 6208.8164 | 8124.899 | 126.5751 | 165.6371 | 121.4317 | 0 | 199.0282 | 4605903.352 | 323226.8462 | 5427273.6544 | 5529848.0261 | 0 | 314715.9411 | 0 | 6318377.4498 | 16439122.0469 | 11220038.5872 | 50178505.9038 | 961560.8286 | 12297657.4024 | 12297657.4024 | 1478867.319 | 5800784.0308 | 0 | 63437724.1348 | 83015032.887 | 5623413.2519 | 10.2174 | 6208.8164 | 8124.899 | 126.5751 | 165.6371
1 | 3700 | 707 | 0.03 | 15 | 15 | 7 | 7.4989e-09 | 5spot_SharedNeighbor | Water | Porous | Wet | R600a | MinimizeLCOE_Brownfield | IgnoreSilica | 2019 | 137.8124 | 31.8236 | 2.5582 | 4 | 6203.1408 | 8116.3612 | 126.4594 | 165.463 | 121.4282 | 0 | 189.0725 | 4609152.4989 | 323444.8303 | 5431728.6559 | 5535610.9078 | 0 | 312919.732 | 0 | 6323014.0837 | 16451185.6173 | 11228272.2218 | 50215328.5477 | 961560.8286 | 12297657.4024 | 12297657.4024 | 1478867.319 | 5800784.0308 | 0 | 63474546.7787 | 83051855.5309 | 7498942.0933 | 10.2326 | 6203.1408 | 8116.3612 | 126.4594 | 165.463
1 | 3700 | 707 | 0.03 | 15 | 15 | 7 | 1e-08 | 5spot_SharedNeighbor | Water | Porous | Wet | R600a | MinimizeLCOE_Brownfield | IgnoreSilica | 2019 | 137.9218 | 31.8476 | 2.561 | 4 | 6198.8831 | 8109.977 | 126.3726 | 165.3329 | 121.4255 | 0 | 213.693 | 4611548.5415 | 323605.5625 | 5435014.5096 | 5539862.442 | 0 | 311548.2596 | 0 | 6326415.9329 | 16460036.5311 | 11234313.1524 | 50242344.9317 | 961560.8286 | 12297657.4024 | 12297657.4024 | 1478867.319 | 5800784.0308 | 0 | 63501563.1627 | 83078871.915 | 10000000 | 10.244 | 6198.8831 | 8109.977 | 126.3726 | 165.3329
1 | 3800 | 707 | 0.03 | 15 | 15 | 7 | 1e-13 | 5spot_SharedNeighbor | Water | Porous | Wet | R600a | MinimizeLCOE_Brownfield | IgnoreSilica | 2019 | 0 | 0 | 0 | 0 |  |  |  |  | 15 |  | 25.3846 | [19 empty] | 100 | 0
1 | 3800 | 707 | 0.03 | 15 | 15 | 7 | 1.3335e-13 | 5spot_SharedNeighbor | Water | Porous | Wet | R600a | MinimizeLCOE_Brownfield | IgnoreSilica | 2019 | 0 | 0 | 0 | 0 |  |  |  |  | 15 |  | 26.6563 | [19 empty] | 133.3521 | 0
1 | 3800 | 707 | 0.03 | 15 | 15 | 7 | 1.7783e-13 | 5spot_SharedNeighbor | Water | Porous | Wet | R600a | MinimizeLCOE_Brownfield | IgnoreSilica | 2019 | 0 | 0 | 0 | 0 |  |  |  |  | 15 |  | 26.7548 | [19 empty] | 177.8279 | 0
1 | 3800 | 707 | 0.03 | 15 | 15 | 7 | 2.3714e-13 | 5spot_SharedNeighbor | Water | Porous | Wet | R600a | MinimizeLCOE_Brownfield | IgnoreSilica | 2019 | 0 | 0 | 0 | 0 |  |  |  |  | 15 |  | 26.3069 | [19 empty] | 237.1374 | 0
1 | 3800 | 707 | 0.03 | 15 | 15 | 7 | 3.1623e-13 | 5spot_SharedNeighbor | Water | Porous | Wet | R600a | MinimizeLCOE_Brownfield | IgnoreSilica | 2019 | 1.1398 | 0.16568 | 0.0013595 | 4 | 2691243.0932 | 6400351.6029 | 54864.6306 | 130479.8245 | 94.066 | 0 | 70.4583 | 97234.8952 | 5844.4556 | 82554.4684 | 60523.586 | 0 | 61311.3202 | 0 | 119912.8029 | 311988.5157 | 212938.5727 | 952308.6167 | 961560.8286 | 12720605.2746 | 12720605.2746 | 1478867.319 | 5969963.1797 | 0 | 14634474.72 | 34803910.4933 | 316.2278 | 0.0054378 | 2691243.0932 | 6400351.6029 | 54864.6306 | 130479.8245
1 | 3800 | 707 | 0.03 | 15 | 15 | 7 | 4.217e-13 | 5spot_SharedNeighbor | Water | Porous | Wet | R600a | MinimizeLCOE_Brownfield | IgnoreSilica | 2019 | 1.7487 | 0.30233 | 0.0054645 | 4 | 692493.5495 | 1615243.4149 | 14117.4177 | 32928.9218 | 103.5511 | 0 | 308.6267 | 157785.331 | 10054.5518 | 132630.5881 | 84556.1902 | 0 | 84529.5928 | 0 | 183126.939 | 476458.7309 | 325192.8741 | 1454334.798 | 961560.8286 | 12720605.2746 | 12720605.2746 | 1478867.319 | 5969963.1797 | 0 | 15136500.9012 | 35305936.6746 | 421.6965 | 0.021858 | 692493.5495 | 1615243.4149 | 14117.4177 | 32928.9218
1 | 3800 | 707 | 0.03 | 15 | 15 | 7 | 5.6234e-13 | 5spot_SharedNeighbor | Water | Porous | Wet | R600a | MinimizeLCOE_Brownfield | IgnoreSilica | 2019 | 2.4682 | 0.47132 | 0.012066 | 4 | 324930.1494 | 742814.2505 | 6624.1406 | 15143.2732 | 109.4045 | 0 | 437.9659 | 222977.7583 | 14729.9805 | 188396.5035 | 113558.9577 | 0 | 106325.0526 | 0 | 251935.4185 | 655484.2799 | 447381.4899 | 2000789.441 | 961560.8286 | 12720605.2746 | 12720605.2746 | 1478867.319 | 5969963.1797 | 0 | 15682955.5442 | 35852391.3176 | 562.3413 | 0.048266 | 324930.1494 | 742814.2505 | 6624.1406 | 15143.2732
1 | 3800 | 707 | 0.03 | 15 | 15 | 7 | 7.4989e-13 | 5spot_SharedNeighbor | Water | Porous | Wet | R600a | MinimizeLCOE_Brownfield | IgnoreSilica | 2019 | 3.3045 | 0.67213 | 0.021653 | 4 | 187841.4982 | 420716.7558 | 3829.403 | 8576.8801 | 113.2692 | 0 | 600.5269 | 292195.6232 | 19769.2937 | 249567.5908 | 147745.1834 | 0 | 125937.9171 | 0 | 325734.0872 | 847493.2776 | 578431.5762 | 2586874.5492 | 961560.8286 | 12720605.2746 | 12720605.2746 | 1478867.319 | 5969963.1797 | 0 | 16269040.6524 | 36438476.4258 | 749.8942 | 0.08661 | 187841.4982 | 420716.7558 | 3829.403 | 8576.8801
1 | 3800 | 707 | 0.03 | 15 | 15 | 7 | 1e-12 | 5spot_SharedNeighbor | Water | Porous | Wet | R600a | MinimizeLCOE_Brownfield | IgnoreSilica | 2019 | 4.399 | 0.93788 | 0.035016 | 4 | 121286.9763 | 265289.0816 | 2472.5991 | 5408.2768 | 116.2436 | 0 | 90.9878 | 375016.5833 | 25843.5739 | 325111.5418 | 192664.2493 | 0 | 148667.5794 | 0 | 416248.3758 | 1082992.8896 | 739164.9004 | 3305709.6936 | 961560.8286 | 12720605.2746 | 12720605.2746 | 1478867.319 | 5969963.1797 | 0 | 16987875.7968 | 37157311.5702 | 1000 | 0.14006 | 121286.9763 | 265289.0816 | 2472.5991 | 5408.2768
1 | 3800 | 707 | 0.03 | 15 | 15 | 7 | 1.3335e-12 | 5spot_SharedNeighbor | Water | Porous | Wet | R600a | MinimizeLCOE_Brownfield | IgnoreSilica | 2019 | 5.8365 | 1.2892 | 0.053264 | 4 | 83895.5714 | 178562.2645 | 1710.3247 | 3640.2333 | 118.524 | 0 | 68.0486 | 474411.9446 | 33156.6609 | 418680.1156 | 251944.4007 | 0 | 175394.0997 | 0 | 527899.0164 | 1373484.9536 | 937431.7032 | 4192402.8947 | 961560.8286 | 12720605.2746 | 12720605.2746 | 1478867.319 | 5969963.1797 | 0 | 17874568.9979 | 38044004.7713 | 1333.5214 | 0.21306 | 83895.5714 | 178562.2645 | 1710.3247 | 3640.2333
1 | 3800 | 707 | 0.03 | 15 | 15 | 7 | 1.7783e-12 | 5spot_SharedNeighbor | Water | Porous | Wet | R600a | MinimizeLCOE_Brownfield | IgnoreSilica | 2019 | 7.5979 | 1.7199 | 0.077276 | 4 | 61104.1477 | 126355.837 | 1245.6907 | 2575.9346 | 120.1146 | 0 | 105.2891 | 585492.8506 | 41318.2789 | 526665.5543 | 324647.4903 | 0 | 202479.5014 | 0 | 655435.4335 | 1705308.5496 | 1163908.1257 | 5205255.7842 | 961560.8286 | 12720605.2746 | 12720605.2746 | 1478867.319 | 5969963.1797 | 0 | 18887421.8874 | 39056857.6608 | 1778.2794 | 0.3091 | 61104.1477 | 126355.837 | 1245.6907 | 2575.9346
1 | 3800 | 707 | 0.03 | 15 | 15 | 7 | 2.3714e-12 | 5spot_SharedNeighbor | Water | Porous | Wet | R600a | MinimizeLCOE_Brownfield | IgnoreSilica | 2019 | 10.048 | 2.3255 | 0.11061 | 4 | 45738.8639 | 91324.831 | 932.4486 | 1861.7802 | 121.5756 | 0 | 99.4822 | 729083.9407 | 51900.9192 | 669737.4889 | 426438.2432 | 0 | 239204.2308 | 0 | 825382.2809 | 2147475.3857 | 1465696.077 | 6554918.5664 | 961560.8286 | 12720605.2746 | 12720605.2746 | 1478867.319 | 5969963.1797 | 0 | 20237084.6696 | 40406520.443 | 2371.3737 | 0.44245 | 45738.8639 | 91324.831 | 932.4486 | 1861.7802
1 | 3800 | 707 | 0.03 | 15 | 15 | 7 | 3.1623e-12 | 5spot_SharedNeighbor | Water | Porous | Wet | R600a | MinimizeLCOE_Brownfield | IgnoreSilica | 2019 | 12.925 | 3.0342 | 0.15315 | 4 | 35439.6129 | 68363.6382 | 722.4844 | 1393.6852 | 122.5376 | 0 | 88.6076 | 883073.8178 | 63195.1672 | 828029.4374 | 544905.2575 | 0 | 272877.3172 | 0 | 1010911.5889 | 2630184.5878 | 1795155.026 | 8028332.1997 | 961560.8286 | 12720605.2746 | 12720605.2746 | 1478867.319 | 5969963.1797 | 0 | 21710498.303 | 41879934.0763 | 3162.2777 | 0.61261 | 35439.6129 | 68363.6382 | 722.4844 | 1393.6852
1 | 3800 | 707 | 0.03 | 15 | 15 | 7 | 4.217e-12 | 5spot_SharedNeighbor | Water | Porous | Wet | R600a | MinimizeLCOE_Brownfield | IgnoreSilica | 2019 | 16.6381 | 3.9495 | 0.20903 | 4 | 28127.4088 | 52250.5271 | 573.4153 | 1065.1977 | 123.2958 | 0 | 96.3587 | 1066896.9302 | 76645.1523 | 1021929.4737 | 697801.3163 | 0 | 312209.0716 | 0 | 1238437.9582 | 3222161.5288 | 2199191.4522 | 9835272.8834 | 961560.8286 | 12720605.2746 | 12720605.2746 | 1478867.319 | 5969963.1797 | 0 | 23517438.9866 | 43686874.7599 | 4216.965 | 0.8361 | 28127.4088 | 52250.5271 | 573.4153 | 1065.1977
1 | 3800 | 707 | 0.03 | 15 | 15 | 7 | 5.6234e-12 | 5spot_SharedNeighbor | Water | Porous | Wet | R600a | MinimizeLCOE_Brownfield | IgnoreSilica | 2019 | 21.1929 | 5.0738 | 0.28113 | 4 | 22786.8068 | 40722.7194 | 464.5399 | 830.1877 | 123.8683 | 0 | 109.5754 | 1276379.2051 | 91946.1884 | 1248196.9039 | 886568.2979 | 0 | 352659.5283 | 0 | 1503742.5482 | 3912429.6504 | 2670313.6288 | 11942235.9509 | 961560.8286 | 12720605.2746 | 12720605.2746 | 1478867.319 | 5969963.1797 | 0 | 25624402.0542 | 45793837.8275 | 5623.4133 | 1.1245 | 22786.8068 | 40722.7194 | 464.5399 | 830.1877
1 | 3800 | 707 | 0.03 | 15 | 15 | 7 | 7.4989e-12 | 5spot_SharedNeighbor | Water | Porous | Wet | R600a | MinimizeLCOE_Brownfield | IgnoreSilica | 2019 | 26.8297 | 6.4658 | 0.37343 | 4 | 18817.4629 | 32320.1325 | 383.6194 | 658.8896 | 124.3116 | 0 | 104.0702 | 1517536.8389 | 109508.9168 | 1514888.5684 | 1120092.6859 | 0 | 395703.4541 | 0 | 1816514.881 | 4726199.102 | 3225728.0008 | 14426172.448 | 961560.8286 | 12720605.2746 | 12720605.2746 | 1478867.319 | 5969963.1797 | 0 | 28108338.5512 | 48277774.3246 | 7498.9421 | 1.4937 | 18817.4629 | 32320.1325 | 383.6194 | 658.8896
1 | 3800 | 707 | 0.03 | 15 | 15 | 7 | 1e-11 | 5spot_SharedNeighbor | Water | Porous | Wet | R600a | MinimizeLCOE_Brownfield | IgnoreSilica | 2019 | 33.7091 | 8.1653 | 0.49006 | 4 | 15816.0258 | 26105.3225 | 322.4311 | 532.1923 | 124.6549 | 0 | 122.8345 | 1792116.8769 | 129448.2116 | 1825387.897 | 1405100.2234 | 0 | 440306.2583 | 0 | 2181020.1922 | 5674567.1514 | 3873008.6815 | 17320955.4924 | 961560.8286 | 12720605.2746 | 12720605.2746 | 1478867.319 | 5969963.1797 | 0 | 31003121.5956 | 51172557.3689 | 10000 | 1.9602 | 15816.0258 | 26105.3225 | 322.4311 | 532.1923
1 | 3800 | 707 | 0.03 | 15 | 15 | 7 | 1.3335e-11 | 5spot_SharedNeighbor | Water | Porous | Wet | R600a | MinimizeLCOE_Brownfield | IgnoreSilica | 2019 | 41.9233 | 10.1949 | 0.63459 | 4 | 13516.8125 | 21462.6592 | 275.5585 | 437.5453 | 124.9188 | 0 | 158.7466 | 2098953.4195 | 151666.5141 | 2179738.1098 | 1745452.5402 | 0 | 484411.7608 | 0 | 2597486.7143 | 6758127.6128 | 4612560.9614 | 20628397.6329 | 961560.8286 | 12720605.2746 | 12720605.2746 | 1478867.319 | 5969963.1797 | 0 | 34310563.7361 | 54479999.5095 | 13335.2143 | 2.5384 | 13516.8125 | 21462.6592 | 275.5585 | 437.5453
1 | 3800 | 707 | 0.03 | 15 | 15 | 7 | 1.7783e-11 | 5spot_SharedNeighbor | Water | Porous | Wet | R600a | MinimizeLCOE_Brownfield | IgnoreSilica | 2019 | 51.4628 | 12.5511 | 0.80902 | 4 | 11740.9394 | 17973.627 | 239.3549 | 366.4167 | 125.113 | 0 | 157.7111 | 2433560.3004 | 175825.8689 | 2573852.809 | 2141014.0484 | 0 | 525403.8896 | 0 | 3061366.1974 | 7965046.873 | 5436308.1562 | 24312378.1428 | 961560.8286 | 12720605.2746 | 12720605.2746 | 1478867.319 | 5969963.1797 | 0 | 37994544.246 | 58163980.0194 | 17782.7941 | 3.2361 | 11740.9394 | 17973.627 | 239.3549 | 366.4167
1 | 3800 | 707 | 0.03 | 15 | 15 | 7 | 2.3714e-11 | 5spot_SharedNeighbor | Water | Porous | Wet | R600a | MinimizeLCOE_Brownfield | IgnoreSilica | 2019 | 61.9233 | 15.1292 | 1.0096 | 4 | 10366.8254 | 15361.1981 | 211.3418 | 313.1588 | 125.232 | 0 | 168.5808 | 2779003.8227 | 200673.6441 | 2988512.0283 | 2574373.0755 | 0 | 556968.8718 | 0 | 3548817.2625 | 9233294.5546 | 6301913.2588 | 28183556.5183 | 961560.8286 | 12720605.2746 | 12720605.2746 | 1478867.319 | 5969963.1797 | 0 | 41865722.6216 | 62035158.3949 | 23713.7371 | 4.0384 | 10366.8254 | 15361.1981 | 211.3418 | 313.1588
1 | 3800 | 707 | 0.03 | 15 | 15 | 7 | 3.1623e-11 | 5spot_SharedNeighbor | Water | Porous | Wet | R600a | MinimizeLCOE_Brownfield | IgnoreSilica | 2019 | 72.7876 | 17.7941 | 1.2281 | 4 | 9306.6208 | 13412.4078 | 189.7281 | 273.4301 | 125.2713 | 0 | 168.3057 | 3117713.4057 | 224912.68 | 3402594.8301 | 3023009.1919 | 0 | 575145.7854 | 0 | 4033916.5983 | 10495423.5188 | 7163342.2109 | 32036058.2212 | 961560.8286 | 12720605.2746 | 12720605.2746 | 1478867.319 | 5969963.1797 | 0 | 45718224.3244 | 65887660.0978 | 31622.7766 | 4.9124 | 9306.6208 | 13412.4078 | 189.7281 | 273.4301
1 | 3800 | 707 | 0.03 | 15 | 15 | 7 | 4.217e-11 | 5spot_SharedNeighbor | Water | Porous | Wet | R600a | MinimizeLCOE_Brownfield | IgnoreSilica | 2019 | 83.4675 | 20.3943 | 1.4527 | 4 | 8492.4231 | 11963.3692 | 173.1295 | 243.8895 | 125.2365 | 0 | 155.7597 | 3433124.7384 | 247342.1693 | 3794965.1481 | 3461823.6143 | 0 | 578345.6312 | 0 | 4491084.5075 | 11684880.6405 | 7975171.1374 | 35666737.5867 | 961560.8286 | 12720605.2746 | 12720605.2746 | 1478867.319 | 5969963.1797 | 0 | 49348903.6899 | 69518339.4633 | 42169.6503 | 5.8109 | 8492.4231 | 11963.3692 | 173.1295 | 243.8895
1 | 3800 | 707 | 0.03 | 15 | 15 | 7 | 5.6234e-11 | 5spot_SharedNeighbor | Water | Porous | Wet | R600a | MinimizeLCOE_Brownfield | IgnoreSilica | 2019 | 93.4138 | 22.7935 | 1.6707 | 4 | 7870.0409 | 10888.1127 | 160.4414 | 221.9689 | 125.1457 | 0 | 169.1011 | 3712666.5026 | 267080.3018 | 4148371.0061 | 3867946.4153 | 0 | 567465.0074 | 0 | 4899776.4009 | 12748213.1128 | 8700917.3991 | 38912436.1459 | 961560.8286 | 12720605.2746 | 12720605.2746 | 1478867.319 | 5969963.1797 | 0 | 52594602.2491 | 72764038.0224 | 56234.1325 | 6.6829 | 7870.0409 | 10888.1127 | 160.4414 | 221.9689
1 | 3800 | 707 | 0.03 | 15 | 15 | 7 | 7.4989e-11 | 5spot_SharedNeighbor | Water | Porous | Wet | R600a | MinimizeLCOE_Brownfield | IgnoreSilica | 2019 | 102.2929 | 24.9137 | 1.8721 | 4 | 7396.1152 | 10089.5873 | 150.7798 | 205.6899 | 125.0218 | 0 | 185.6898 | 3951481.9198 | 283820.0448 | 4454698.4763 | 4228049.8685 | 0 | 546107.7444 | 0 | 5251021.641 | 13662081.1773 | 9324651.1312 | 41701912.0033 | 961560.8286 | 12720605.2746 | 12720605.2746 | 1478867.319 | 5969963.1797 | 0 | 55384078.1066 | 75553513.8799 | 74989.4209 | 7.4883 | 7396.1152 | 10089.5873 | 150.7798 | 205.6899
1 | 3800 | 707 | 0.03 | 15 | 15 | 7 | 1e-10 | 5spot_SharedNeighbor | Water | Porous | Wet | R600a | MinimizeLCOE_Brownfield | IgnoreSilica | 2019 | 109.9176 | 26.7168 | 2.0501 | 4 | 7036.2157 | 9495.7277 | 143.4428 | 193.5833 | 124.8861 | 0 | 175.4217 | 4149096.332 | 297583.8692 | 4711242.2863 | 4536066.8376 | 0 | 518251.7635 | 0 | 5542774.0246 | 14421161.0327 | 9842738.7301 | 44018914.8762 | 961560.8286 | 12720605.2746 | 12720605.2746 | 1478867.319 | 5969963.1797 | 0 | 57701080.9794 | 77870516.7528 | 100000 | 8.2006 | 7036.2157 | 9495.7277 | 143.4428 | 193.5833
1 | 3800 | 707 | 0.03 | 15 | 15 | 7 | 1.3335e-10 | 5spot_SharedNeighbor | Water | Porous | Wet | R600a | MinimizeLCOE_Brownfield | IgnoreSilica | 2019 | 116.2318 | 28.1964 | 2.2015 | 4 | 6763.6068 | 9053.9768 | 137.8853 | 184.5776 | 124.7548 | 0 | 181.1181 | 4307709.2031 | 308565.0326 | 4919296.5568 | 4789968.8607 | 0 | 487405.0843 | 0 | 5777048.4476 | 15030695.025 | 10258758.2045 | 45879446.4144 | 961560.8286 | 12720605.2746 | 12720605.2746 | 1478867.319 | 5969963.1797 | 0 | 59561612.5177 | 79731048.291 | 133352.1432 | 8.8062 | 6763.6068 | 9053.9768 | 137.8853 | 184.5776
1 | 3800 | 707 | 0.03 | 15 | 15 | 7 | 1.7783e-10 | 5spot_SharedNeighbor | Water | Porous | Wet | R600a | MinimizeLCOE_Brownfield | IgnoreSilica | 2019 | 121.313 | 29.3778 | 2.3263 | 4 | 6557.4911 | 8725.0724 | 133.6833 | 177.8724 | 124.6374 | 0 | 200.8459 | 4432132.6958 | 317133.6619 | 5083911.2936 | 4993394.5374 | 0 | 456505.2284 | 0 | 5960400.1927 | 15507738.6551 | 10584350.2843 | 47335566.5491 | 961560.8286 | 12720605.2746 | 12720605.2746 | 1478867.319 | 5969963.1797 | 0 | 61017732.6523 | 81187168.4256 | 177827.941 | 9.305 | 6557.4911 | 8725.0724 | 133.6833 | 177.8724
1 | 3800 | 707 | 0.03 | 15 | 15 | 7 | 2.3714e-10 | 5spot_SharedNeighbor | Water | Porous | Wet | R600a | MinimizeLCOE_Brownfield | IgnoreSilica | 2019 | 125.3419 | 30.3083 | 2.4269 | 4 | 6401.8589 | 8479.5914 | 130.5106 | 172.8679 | 124.5372 | 0 | 217.412 | 4528802.1739 | 323761.5821 | 5212692.1914 | 5154104.8457 | 0 | 427858.7316 | 0 | 6102415.6146 | 15877233.6517 | 10836538.2118 | 48463407.003 | 961560.8286 | 12720605.2746 | 12720605.2746 | 1478867.319 | 5969963.1797 | 0 | 62145573.1062 | 82315008.8796 | 237137.3706 | 9.7074 | 6401.8589 | 8479.5914 | 130.5106 | 172.8679
1 | 3800 | 707 | 0.03 | 15 | 15 | 7 | 3.1623e-10 | 5spot_SharedNeighbor | Water | Porous | Wet | R600a | MinimizeLCOE_Brownfield | IgnoreSilica | 2019 | 128.4749 | 31.028 | 2.5064 | 4 | 6284.4712 | 8296.3003 | 128.1174 | 169.1313 | 124.4551 | 0 | 227.9333 | 4602780.3746 | 328815.5002 | 5311783.4472 | 5278704.9144 | 0 | 402446.3127 | 0 | 6210566.9141 | 16158621.1481 | 11028590.96 | 49322309.5713 | 961560.8286 | 12720605.2746 | 12720605.2746 | 1478867.319 | 5969963.1797 | 0 | 63004475.6745 | 83173911.4478 | 316227.766 | 10.0254 | 6284.4712 | 8296.3003 | 128.1174 | 169.1313
1 | 3800 | 707 | 0.03 | 15 | 15 | 7 | 4.217e-10 | 5spot_SharedNeighbor | Water | Porous | Wet | R600a | MinimizeLCOE_Brownfield | IgnoreSilica | 2019 | 130.8797 | 31.5781 | 2.5683 | 4 | 6196.0096 | 8159.3451 | 126.314 | 166.3393 | 124.3896 | 0 | 223.9052 | 4658867.4732 | 332636.2214 | 5387229.658 | 5374123.9693 | 0 | 380701.8708 | 0 | 6292088.0852 | 16370722.5129 | 11173354.4998 | 49969724.2906 | 961560.8286 | 12720605.2746 | 12720605.2746 | 1478867.319 | 5969963.1797 | 0 | 63651890.3938 | 83821326.1671 | 421696.5034 | 10.273 | 6196.0096 | 8159.3451 | 126.314 | 166.3393
1 | 3800 | 707 | 0.03 | 15 | 15 | 7 | 5.6234e-10 | 5spot_SharedNeighbor | Water | Porous | Wet | R600a | MinimizeLCOE_Brownfield | IgnoreSilica | 2019 | 132.7038 | 31.9939 | 2.6159 | 4 | 6129.3986 | 8056.9955 | 124.9561 | 164.2528 | 124.3386 | 0 | 214.7417 | 4701009.2648 | 335500.5735 | 5444102.1796 | 5446368.4684 | 0 | 362572.1851 | 0 | 6352925.5419 | 16529009.0958 | 11281388.345 | 50452875.6542 | 961560.8286 | 12720605.2746 | 12720605.2746 | 1478867.319 | 5969963.1797 | 0 | 64135041.7574 | 84304477.5308 | 562341.3252 | 10.4635 | 6129.3986 | 8056.9955 | 124.9561 | 164.2528
1 | 3800 | 707 | 0.03 | 15 | 15 | 7 | 7.4989e-10 | 5spot_SharedNeighbor | Water | Porous | Wet | R600a | MinimizeLCOE_Brownfield | IgnoreSilica | 2019 | 135.228 | 32.5705 | 2.6689 | 4 | 6075.4442 | 7964.7145 | 123.8561 | 162.3715 | 124.2727 | 0 | 235.0706 | 4759266.0554 | 339465.9091 | 5522711.2901 | 5546455.4527 | 0 | 355755.0212 | 0 | 6444224.9542 | 16766551.4385 | 11443515.8749 | 51177945.9962 | 961560.8286 | 12720605.2746 | 12720605.2746 | 1478867.319 | 5969963.1797 | 0 | 64860112.0995 | 85029547.8728 | 749894.2093 | 10.6758 | 6075.4442 | 7964.7145 | 123.8561 | 162.3715
1 | 3800 | 707 | 0.03 | 15 | 15 | 7 | 1e-09 | 5spot_SharedNeighbor | Water | Porous | Wet | R600a | MinimizeLCOE_Brownfield | IgnoreSilica | 2019 | 137.3176 | 33.0484 | 2.7109 | 4 | 6037.6063 | 7897.6561 | 123.0848 | 161.0044 | 124.2208 | 0 | 192.4717 | 4807351.2821 | 342741.0236 | 5587636.1393 | 5629358.6714 | 0 | 353071.3937 | 0 | 6520861.8189 | 16965944.8402 | 11579605.9687 | 51786571.138 | 961560.8286 | 12720605.2746 | 12720605.2746 | 1478867.319 | 5969963.1797 | 0 | 65468737.2412 | 85638173.0145 | 1000000 | 10.8435 | 6037.6063 | 7897.6561 | 123.0848 | 161.0044
1 | 3800 | 707 | 0.03 | 15 | 15 | 7 | 1.3335e-09 | 5spot_SharedNeighbor | Water | Porous | Wet | R600a | MinimizeLCOE_Brownfield | IgnoreSilica | 2019 | 138.1413 | 33.2363 | 2.7326 | 4 | 6009.267 | 7854.5188 | 122.507 | 160.125 | 124.2 | 0 | 189.9013 | 4826191.3637 | 344022.4827 | 5613126.2929 | 5661999.5661 | 0 | 344320.4994 | 0 | 6547967.4799 | 17036468.2098 | 11627739.6176 | 52001835.5121 | 961560.8286 | 12720605.2746 | 12720605.2746 | 1478867.319 | 5969963.1797 | 0 | 65684001.6153 | 85853437.3886 | 1333521.4322 | 10.9305 | 6009.267 | 7854.5188 | 122.507 | 160.125
1 | 3800 | 707 | 0.03 | 15 | 15 | 7 | 1.7783e-09 | 5spot_SharedNeighbor | Water | Porous | Wet | R600a | MinimizeLCOE_Brownfield | IgnoreSilica | 2019 | 138.7649 | 33.3785 | 2.7491 | 4 | 5987.9783 | 7822.162 | 122.073 | 159.4654 | 124.1842 | 0 | 209.0803 | 4840416.1747 | 344989.4403 | 5632390.2504 | 5686701.0078 | 0 | 337551.4461 | 0 | 6568398.8445 | 17089626.4296 | 11664021.1949 | 52164094.7884 | 961560.8286 | 12720605.2746 | 12720605.2746 | 1478867.319 | 5969963.1797 | 0 | 65846260.8917 | 86015696.665 | 1778279.41 | 10.9964 | 5987.9783 | 7822.162 | 122.073 | 159.4654
1 | 3800 | 707 | 0.03 | 15 | 15 | 7 | 2.3714e-09 | 5spot_SharedNeighbor | Water | Porous | Wet | R600a | MinimizeLCOE_Brownfield | IgnoreSilica | 2019 | 139.2324 | 33.485 | 2.7615 | 4 | 5971.9921 | 7797.9236 | 121.7471 | 158.9712 | 124.1723 | 0 | 195.0314 | 4851057.5677 | 345712.4755 | 5646811.6823 | 5705211.932 | 0 | 332323.5774 | 0 | 6583635.7216 | 17129269.6583 | 11691078.5131 | 52285101.1279 | 961560.8286 | 12720605.2746 | 12720605.2746 | 1478867.319 | 5969963.1797 | 0 | 65967267.2311 | 86136703.0045 | 2371373.7057 | 11.0461 | 5971.9921 | 7797.9236 | 121.7471 | 158.9712
1 | 3800 | 707 | 0.03 | 15 | 15 | 7 | 3.1623e-09 | 5spot_SharedNeighbor | Water | Porous | Wet | R600a | MinimizeLCOE_Brownfield | IgnoreSilica | 2019 | 139.6003 | 33.5688 | 2.7711 | 4 | 5959.9914 | 7779.6085 | 121.5025 | 158.5978 | 124.1629 | 0 | 203.0899 | 4859417.1127 | 346280.2777 | 5658146.7482 | 5719772.4948 | 0 | 328462.3432 | 0 | 6595710.8009 | 17160686.5375 | 11712521.1787 | 52380997.4937 | 961560.8286 | 12720605.2746 | 12720605.2746 | 1478867.319 | 5969963.1797 | 0 | 66063163.5969 | 86232599.3703 | 3162277.6602 | 11.0844 | 5959.9914 | 7779.6085 | 121.5025 | 158.5978
1 | 3800 | 707 | 0.03 | 15 | 15 | 7 | 4.217e-09 | 5spot_SharedNeighbor | Water | Porous | Wet | R600a | MinimizeLCOE_Brownfield | IgnoreSilica | 2019 | 139.8586 | 33.6276 | 2.7781 | 4 | 5950.9848 | 7766.0353 | 121.3189 | 158.3211 | 124.1562 | 0 | 188.8489 | 4865281.7391 | 346678.5041 | 5666102.2773 | 5729997.9343 | 0 | 325368.4877 | 0 | 6604037.2876 | 17182350.3479 | 11727307.1745 | 52447123.7524 | 961560.8286 | 12720605.2746 | 12720605.2746 | 1478867.319 | 5969963.1797 | 0 | 66129289.8557 | 86298725.629 | 4216965.0343 | 11.1123 | 5950.9848 | 7766.0353 | 121.3189 | 158.3211
1 | 3800 | 707 | 0.03 | 15 | 15 | 7 | 5.6234e-09 | 5spot_SharedNeighbor | Water | Porous | Wet | R600a | MinimizeLCOE_Brownfield | IgnoreSilica | 2019 | 140.0561 | 33.6725 | 2.7834 | 4 | 5944.2266 | 7755.8285 | 121.1811 | 158.1131 | 124.1511 | 0 | 189.1091 | 4869759.1612 | 346982.4782 | 5672177.8052 | 5737810.2448 | 0 | 323050.8423 | 0 | 6610414.4074 | 17198942.3056 | 11738631.5265 | 52497768.7712 | 961560.8286 | 12720605.2746 | 12720605.2746 | 1478867.319 | 5969963.1797 | 0 | 66179934.8744 | 86349370.6478 | 5623413.2519 | 11.1335 | 5944.2266 | 7755.8285 | 121.1811 | 158.1131
1 | 3800 | 707 | 0.03 | 15 | 15 | 7 | 7.4989e-09 | 5spot_SharedNeighbor | Water | Porous | Wet | R600a | MinimizeLCOE_Brownfield | IgnoreSilica | 2019 | 140.207 | 33.7069 | 2.7874 | 4 | 5939.1562 | 7748.1512 | 121.0777 | 157.9565 | 124.1472 | 0 | 196.4031 | 4873180.234 | 347214.7034 | 5676820.9784 | 5743782.6511 | 0 | 321321.0513 | 0 | 6615304.6511 | 17211665.7165 | 11747315.5159 | 52536605.5015 | 961560.8286 | 12720605.2746 | 12720605.2746 | 1478867.319 | 5969963.1797 | 0 | 66218771.6048 | 86388207.3781 | 7498942.0933 | 11.1495 | 5939.1562 | 7748.1512 | 121.0777 | 157.9565
1 | 3800 | 707 | 0.03 | 15 | 15 | 7 | 1e-08 | 5spot_SharedNeighbor | Water | Porous | Wet | R600a | MinimizeLCOE_Brownfield | IgnoreSilica | 2019 | 140.3191 | 33.7324 | 2.7904 | 4 | 5935.3526 | 7742.4053 | 121.0002 | 157.8394 | 124.1444 | 0 | 195.9036 | 4875718.4936 | 347386.9827 | 5680266.579 | 5748215.7394 | 0 | 320004.8816 | 0 | 6618921.1437 | 17221075.0885 | 11753737.6056 | 52565326.5139 | 961560.8286 | 12720605.2746 | 12720605.2746 | 1478867.319 | 5969963.1797 | 0 | 66247492.6172 | 86416928.3905 | 10000000 | 11.1615 | 5935.3526 | 7742.4053 | 121.0002 | 157.8394
1 | 3900 | 707 | 0.03 | 15 | 15 | 7 | 1e-13 | 5spot_SharedNeighbor | Water | Porous | Wet | R600a | MinimizeLCOE_Brownfield | IgnoreSilica | 2019 | 0 | 0 | 0 | 0 |  |  |  |  | 15 |  | 24.3775 | [19 empty] | 100 | 0
1 | 3900 | 707 | 0.03 | 15 | 15 | 7 | 1.3335e-13 | 5spot_SharedNeighbor | Water | Porous | Wet | R600a | MinimizeLCOE_Brownfield | IgnoreSilica | 2019 | 0 | 0 | 0 | 0 |  |  |  |  | 15 |  | 25.6358 | [19 empty] | 133.3521 | 0
1 | 3900 | 707 | 0.03 | 15 | 15 | 7 | 1.7783e-13 | 5spot_SharedNeighbor | Water | Porous | Wet | R600a | MinimizeLCOE_Brownfield | IgnoreSilica | 2019 | 0 | 0 | 0 | 0 |  |  |  |  | 15 |  | 25.2573 | [19 empty] | 177.8279 | 0
1 | 3900 | 707 | 0.03 | 15 | 15 | 7 | 2.3714e-13 | 5spot_SharedNeighbor | Water | Porous | Wet | R600a | MinimizeLCOE_Brownfield | IgnoreSilica | 2019 | 0 | 0 | 0 | 0 |  |  |  |  | 15 |  | 24.6403 | [19 empty] | 237.1374 | 0
1 | 3900 | 707 | 0.03 | 15 | 15 | 7 | 3.1623e-13 | 5spot_SharedNeighbor | Water | Porous | Wet | R600a | MinimizeLCOE_Brownfield | IgnoreSilica | 2019 | 1.3056 | 0.20762 | 0.0023086 | 4 | 1649355.0404 | 3898498.8114 | 33624.3334 | 79476.1714 | 98.8627 | 0 | 62.0631 | 117772.6881 | 7287.0443 | 98531.7483 | 67543.302 | 0 | 70485.8536 | 0 | 141032.0482 | 366936.4597 | 250441.6735 | 1120030.8177 | 961560.8286 | 13149413.2377 | 13149413.2377 | 1478867.319 | 6141486.3649 | 0 | 15231004.884 | 36000771.8057 | 316.2278 | 0.0092345 | 1649355.0404 | 3898498.8114 | 33624.3334 | 79476.1714
1 | 3900 | 707 | 0.03 | 15 | 15 | 7 | 4.217e-13 | 5spot_SharedNeighbor | Water | Porous | Wet | R600a | MinimizeLCOE_Brownfield | IgnoreSilica | 2019 | 1.9237 | 0.35393 | 0.0073788 | 4 | 533454.9097 | 1237149.1959 | 10875.1999 | 25220.9597 | 107.1781 | 0 | 331.5696 | 180239.0908 | 11735.4009 | 150055.5743 | 92579.2211 | 0 | 92994.2637 | 0 | 205765.3848 | 535359.3231 | 365393.7385 | 1634121.9974 | 961560.8286 | 13149413.2377 | 13149413.2377 | 1478867.319 | 6141486.3649 | 0 | 15745096.0637 | 36514862.9853 | 421.6965 | 0.029515 | 533454.9097 | 1237149.1959 | 10875.1999 | 25220.9597
1 | 3900 | 707 | 0.03 | 15 | 15 | 7 | 5.6234e-13 | 5spot_SharedNeighbor | Water | Porous | Wet | R600a | MinimizeLCOE_Brownfield | IgnoreSilica | 2019 | 2.546 | 0.50678 | 0.01511 | 4 | 268324.5242 | 611969.314 | 5470.1584 | 12475.8222 | 111.9226 | 0 | 461.3121 | 238200.3909 | 15970.4183 | 199295.3176 | 118387.9456 | 0 | 108252.7223 | 0 | 265241.6499 | 690104.3646 | 471010.4091 | 2106463.2183 | 961560.8286 | 13149413.2377 | 13149413.2377 | 1478867.319 | 6141486.3649 | 0 | 16217437.2846 | 36987204.2062 | 562.3413 | 0.06044 | 268324.5242 | 611969.314 | 5470.1584 | 12475.8222
1 | 3900 | 707 | 0.03 | 15 | 15 | 7 | 7.4989e-13 | 5spot_SharedNeighbor | Water | Porous | Wet | R600a | MinimizeLCOE_Brownfield | IgnoreSilica | 2019 | 3.3823 | 0.71583 | 0.026155 | 4 | 160735.1475 | 359262.4039 | 3276.8034 | 7324.05 | 115.7748 | 0 | 611.4997 | 309856.1827 | 21274.3788 | 262003.5252 | 153216.7669 | 0 | 127007.3578 | 0 | 340609.7024 | 886196.577 | 604847.3733 | 2705011.864 | 961560.8286 | 13149413.2377 | 13149413.2377 | 1478867.319 | 6141486.3649 | 0 | 16815985.9303 | 37585752.852 | 749.8942 | 0.10462 | 160735.1475 | 359262.4039 | 3276.8034 | 7324.05
1 | 3900 | 707 | 0.03 | 15 | 15 | 7 | 1e-12 | 5spot_SharedNeighbor | Water | Porous | Wet | R600a | MinimizeLCOE_Brownfield | IgnoreSilica | 2019 | 4.4721 | 0.99154 | 0.041462 | 4 | 105816.4179 | 231050.036 | 2157.2108 | 4710.2675 | 118.7664 | 0 | 84.2688 | 395552.8223 | 27667.0188 | 339307.9493 | 199005.503 | 0 | 148639.1626 | 0 | 432967.2578 | 1126491.9911 | 768853.931 | 3438485.636 | 961560.8286 | 13149413.2377 | 13149413.2377 | 1478867.319 | 6141486.3649 | 0 | 17549459.7023 | 38319226.6239 | 1000 | 0.16585 | 105816.4179 | 231050.036 | 2157.2108 | 4710.2675
1 | 3900 | 707 | 0.03 | 15 | 15 | 7 | 1.3335e-12 | 5spot_SharedNeighbor | Water | Porous | Wet | R600a | MinimizeLCOE_Brownfield | IgnoreSilica | 2019 | 5.9459 | 1.367 | 0.062446 | 4 | 74003.6818 | 157154.2308 | 1508.6652 | 3203.8016 | 121.1368 | 0 | 84.3601 | 501543.9792 | 35599.5286 | 437961.7734 | 261279.1394 | 0 | 175847.9748 | 0 | 550770.6342 | 1432992.2116 | 978046.6294 | 4374041.8705 | 961560.8286 | 13149413.2377 | 13149413.2377 | 1478867.319 | 6141486.3649 | 0 | 18485015.9368 | 39254782.8585 | 1333.5214 | 0.24979 | 74003.6818 | 157154.2308 | 1508.6652 | 3203.8016
1 | 3900 | 707 | 0.03 | 15 | 15 | 7 | 1.7783e-12 | 5spot_SharedNeighbor | Water | Porous | Wet | R600a | MinimizeLCOE_Brownfield | IgnoreSilica | 2019 | 7.917 | 1.8678 | 0.090304 | 4 | 54407.906 | 111907.6892 | 1109.1788 | 2281.3896 | 122.8797 | 0 | 59.8829 | 629706.6795 | 45162.3134 | 561531.9225 | 343641.518 | 0 | 209272.2599 | 0 | 697832.7304 | 1815617.6192 | 1239196.3323 | 5541961.3751 | 961560.8286 | 13149413.2377 | 13149413.2377 | 1478867.319 | 6141486.3649 | 0 | 19652935.4414 | 40422702.363 | 1778.2794 | 0.36121 | 54407.906 | 111907.6892 | 1109.1788 | 2281.3896
1 | 3900 | 707 | 0.03 | 15 | 15 | 7 | 2.3714e-12 | 5spot_SharedNeighbor | Water | Porous | Wet | R600a | MinimizeLCOE_Brownfield | IgnoreSilica | 2019 | 10.5279 | 2.5409 | 0.12905 | 4 | 40932.9797 | 81169.4658 | 834.4742 | 1654.7494 | 124.4104 | 0 | 103.7291 | 787741.7989 | 57015.8338 | 717534.2312 | 454508.0453 | 0 | 249181.0001 | 0 | 883732.5546 | 2299290.8286 | 1569313.2362 | 7018317.5286 | 961560.8286 | 13149413.2377 | 13149413.2377 | 1478867.319 | 6141486.3649 | 0 | 21129291.5949 | 41899058.5166 | 2371.3737 | 0.51619 | 40932.9797 | 81169.4658 | 834.4742 | 1654.7494
1 | 3900 | 707 | 0.03 | 15 | 15 | 7 | 3.1623e-12 | 5spot_SharedNeighbor | Water | Porous | Wet | R600a | MinimizeLCOE_Brownfield | IgnoreSilica | 2019 | 13.9922 | 3.4317 | 0.18019 | 4 | 31872.6255 | 60689.8037 | 649.7666 | 1237.2437 | 125.4864 | 0 | 82.1371 | 978346.8211 | 71249.5177 | 911861.1235 | 601831.8154 | 0 | 297627.1467 | 0 | 1115757.4055 | 2902971.8959 | 1981337.969 | 8860983.6949 | 961560.8286 | 13149413.2377 | 13149413.2377 | 1478867.319 | 6141486.3649 | 0 | 22971957.7612 | 43741724.6828 | 3162.2777 | 0.72074 | 31872.6255 | 60689.8037 | 649.7666 | 1237.2437
1 | 3900 | 707 | 0.03 | 15 | 15 | 7 | 4.217e-12 | 5spot_SharedNeighbor | Water | Porous | Wet | R600a | MinimizeLCOE_Brownfield | IgnoreSilica | 2019 | 17.9339 | 4.4463 | 0.24513 | 4 | 25429.7158 | 46612.5358 | 518.4192 | 950.2596 | 126.2133 | 0 | 107.6359 | 1178301.0932 | 86145.6981 | 1121244.4413 | 769864.0463 | 0 | 338791.0054 | 0 | 1362795.0509 | 3545713.1746 | 2420022.0988 | 10822876.6085 | 961560.8286 | 13149413.2377 | 13149413.2377 | 1478867.319 | 6141486.3649 | 0 | 24933850.6748 | 45703617.5965 | 4216.965 | 0.9805 | 25429.7158 | 46612.5358 | 518.4192 | 950.2596
1 | 3900 | 707 | 0.03 | 15 | 15 | 7 | 5.6234e-12 | 5spot_SharedNeighbor | Water | Porous | Wet | R600a | MinimizeLCOE_Brownfield | IgnoreSilica | 2019 | 22.813 | 5.7025 | 0.32867 | 4 | 20718.5354 | 36516.6738 | 422.3754 | 744.4418 | 126.7702 | 0 | 99.1701 | 1407906.7904 | 103197.6716 | 1367670.5017 | 977446.8164 | 0 | 382250.8954 | 0 | 1653004.3435 | 4300778.2239 | 2935369.5099 | 13127624.7528 | 961560.8286 | 13149413.2377 | 13149413.2377 | 1478867.319 | 6141486.3649 | 0 | 27238598.8191 | 48008365.7407 | 5623.4133 | 1.3147 | 20718.5354 | 36516.6738 | 422.3754 | 744.4418
1 | 3900 | 707 | 0.03 | 15 | 15 | 7 | 7.4989e-12 | 5spot_SharedNeighbor | Water | Porous | Wet | R600a | MinimizeLCOE_Brownfield | IgnoreSilica | 2019 | 28.8176 | 7.2487 | 0.4352 | 4 | 17199.3704 | 29130.6422 | 350.6324 | 593.8675 | 127.2006 | 0 | 101.9973 | 1670932.0926 | 122673.5969 | 1656569.5758 | 1232735.0223 | 0 | 427880.2778 | 0 | 1993208.3205 | 5185919.1868 | 3539496.405 | 15829414.4777 | 961560.8286 | 13149413.2377 | 13149413.2377 | 1478867.319 | 6141486.3649 | 0 | 29940388.544 | 50710155.4657 | 7498.9421 | 1.7408 | 17199.3704 | 29130.6422 | 350.6324 | 593.8675
1 | 3900 | 707 | 0.03 | 15 | 15 | 7 | 1e-11 | 5spot_SharedNeighbor | Water | Porous | Wet | R600a | MinimizeLCOE_Brownfield | IgnoreSilica | 2019 | 36.1233 | 9.1301 | 0.56926 | 4 | 14527.4585 | 23648.8242 | 296.1619 | 482.1133 | 127.5343 | 0 | 144.714 | 1969667.7826 | 144728.2386 | 1991966.1349 | 1543103.7807 | 0 | 474899.7353 | 0 | 2388502.6121 | 6214393.8475 | 4241451.494 | 18968713.6258 | 961560.8286 | 13149413.2377 | 13149413.2377 | 1478867.319 | 6141486.3649 | 0 | 33079687.6921 | 53849454.6137 | 10000 | 2.277 | 14527.4585 | 23648.8242 | 296.1619 | 482.1133
1 | 3900 | 707 | 0.03 | 15 | 15 | 7 | 1.3335e-11 | 5spot_SharedNeighbor | Water | Porous | Wet | R600a | MinimizeLCOE_Brownfield | IgnoreSilica | 2019 | 44.8003 | 11.3649 | 0.73451 | 4 | 12473.939 | 19543.2414 | 254.2981 | 398.4154 | 127.7893 | 0 | 141.1188 | 2301994.9876 | 169189.8483 | 2372885.0077 | 1911764.6636 | 0 | 520849.2556 | 0 | 2837906.6675 | 7383651.0141 | 5039493.536 | 22537734.9805 | 961560.8286 | 13149413.2377 | 13149413.2377 | 1478867.319 | 6141486.3649 | 0 | 36648709.0468 | 57418475.9684 | 13335.2143 | 2.938 | 12473.939 | 19543.2414 | 254.2981 | 398.4154
1 | 3900 | 707 | 0.03 | 15 | 15 | 7 | 1.7783e-11 | 5spot_SharedNeighbor | Water | Porous | Wet | R600a | MinimizeLCOE_Brownfield | IgnoreSilica | 2019 | 54.7413 | 13.923 | 0.93168 | 4 | 10885.4143 | 16458.6155 | 221.9139 | 335.5311 | 127.9701 | 0 | 165.1203 | 2659636.9917 | 195425.644 | 2790970.9779 | 2333932.3913 | 0 | 561772.4599 | 0 | 3331278.0013 | 8667302.0202 | 5915611.7241 | 26455930.2104 | 961560.8286 | 13149413.2377 | 13149413.2377 | 1478867.319 | 6141486.3649 | 0 | 40566904.2767 | 61336671.1983 | 17782.7941 | 3.7267 | 10885.4143 | 16458.6155 | 221.9139 | 335.5311
1 | 3900 | 707 | 0.03 | 15 | 15 | 7 | 2.3714e-11 | 5spot_SharedNeighbor | Water | Porous | Wet | R600a | MinimizeLCOE_Brownfield | IgnoreSilica | 2019 | 65.5138 | 16.6868 | 1.1556 | 4 | 9655.8193 | 14148.9948 | 196.8469 | 288.4464 | 128.0693 | 0 | 155.7327 | 3024653.6661 | 222086.086 | 3225804.9341 | 2790733.0468 | 0 | 591642.455 | 0 | 3843418.8733 | 9999787.5148 | 6825060.4539 | 30523187.03 | 961560.8286 | 13149413.2377 | 13149413.2377 | 1478867.319 | 6141486.3649 | 0 | 44634161.0963 | 65403928.0179 | 23713.7371 | 4.6225 | 9655.8193 | 14148.9948 | 196.8469 | 288.4464
1 | 3900 | 707 | 0.03 | 15 | 15 | 7 | 3.1623e-11 | 5spot_SharedNeighbor | Water | Porous | Wet | R600a | MinimizeLCOE_Brownfield | IgnoreSilica | 2019 | 76.5466 | 19.5009 | 1.396 | 4 | 8707.4502 | 12426.8491 | 177.5131 | 253.3381 | 128.0837 | 0 | 156.3577 | 3377708.3608 | 247725.4344 | 3654098.3615 | 3257033.0796 | 0 | 606511.194 | 0 | 4345799.8078 | 11306879.6538 | 7717177.6969 | 34512933.5888 | 961560.8286 | 13149413.2377 | 13149413.2377 | 1478867.319 | 6141486.3649 | 0 | 48623907.6551 | 69393674.5767 | 31622.7766 | 5.5842 | 8707.4502 | 12426.8491 | 177.5131 | 253.3381
1 | 3900 | 707 | 0.03 | 15 | 15 | 7 | 4.217e-11 | 5spot_SharedNeighbor | Water | Porous | Wet | R600a | MinimizeLCOE_Brownfield | IgnoreSilica | 2019 | 87.2381 | 22.2053 | 1.6395 | 4 | 7979.5155 | 11146.6077 | 162.6732 | 227.2387 | 128.0232 | 0 | 189.7282 | 3701999.337 | 271113.2849 | 4054326.5139 | 3706743.0361 | 0 | 605339.3097 | 0 | 4812413.3778 | 12520912.4473 | 8545780.0243 | 38218627.331 | 961560.8286 | 13149413.2377 | 13149413.2377 | 1478867.319 | 6141486.3649 | 0 | 52329601.3973 | 73099368.3189 | 42169.6503 | 6.558 | 7979.5155 | 11146.6077 | 162.6732 | 227.2387
1 | 3900 | 707 | 0.03 | 15 | 15 | 7 | 5.6234e-11 | 5spot_SharedNeighbor | Water | Porous | Wet | R600a | MinimizeLCOE_Brownfield | IgnoreSilica | 2019 | 97.1138 | 24.6785 | 1.8731 | 4 | 7423.2523 | 10195.3764 | 151.333 | 207.8465 | 127.9093 | 0 | 183.4765 | 3987320.8163 | 291536.039 | 4412067.408 | 4119909.7141 | 0 | 590311.3742 | 0 | 5226446.6872 | 13598142.1883 | 9281011.4574 | 41506745.6846 | 961560.8286 | 13149413.2377 | 13149413.2377 | 1478867.319 | 6141486.3649 | 0 | 55617719.7509 | 76387486.6726 | 56234.1325 | 7.4924 | 7423.2523 | 10195.3764 | 151.333 | 207.8465
1 | 3900 | 707 | 0.03 | 15 | 15 | 7 | 7.4989e-11 | 5spot_SharedNeighbor | Water | Porous | Wet | R600a | MinimizeLCOE_Brownfield | IgnoreSilica | 2019 | 105.8297 | 26.8383 | 2.0862 | 4 | 6999.7362 | 9488.6297 | 142.6991 | 193.4385 | 127.7672 | 0 | 182.5429 | 4228560.2512 | 308672.371 | 4718831.6114 | 4482503.6609 | 0 | 564970.5055 | 0 | 5578379.976 | 14513800.4146 | 9905967.0117 | 44301685.8025 | 961560.8286 | 13149413.2377 | 13149413.2377 | 1478867.319 | 6141486.3649 | 0 | 58412659.8688 | 79182426.7905 | 74989.4209 | 8.345 | 6999.7362 | 9488.6297 | 142.6991 | 193.4385
1 | 3900 | 707 | 0.03 | 15 | 15 | 7 | 1e-10 | 5spot_SharedNeighbor | Water | Porous | Wet | R600a | MinimizeLCOE_Brownfield | IgnoreSilica | 2019 | 113.2233 | 28.652 | 2.2724 | 4 | 6678.2143 | 8963.1847 | 136.1444 | 182.7266 | 127.6188 | 0 | 199.1694 | 4425838.9752 | 322585.2649 | 4972770.3449 | 4788412.5918 | 0 | 533461.6872 | 0 | 5866796.857 | 15264201.9763 | 10418131.4968 | 46592199.1942 | 961560.8286 | 13149413.2377 | 13149413.2377 | 1478867.319 | 6141486.3649 | 0 | 60703173.2605 | 81472940.1821 | 100000 | 9.0897 | 6678.2143 | 8963.1847 | 136.1444 | 182.7266
1 | 3900 | 707 | 0.03 | 15 | 15 | 7 | 1.3335e-10 | 5spot_SharedNeighbor | Water | Porous | Wet | R600a | MinimizeLCOE_Brownfield | IgnoreSilica | 2019 | 119.325 | 30.1351 | 2.4297 | 4 | 6434.6578 | 8571.7375 | 131.1792 | 174.7465 | 127.4783 | 0 | 204.4846 | 4583765.5327 | 333651.1247 | 5178145.6686 | 5039636.2463 | 0 | 499920.3723 | 0 | 6097696.3884 | 15864955.193 | 10828157.9114 | 48425928.4373 | 961560.8286 | 13149413.2377 | 13149413.2377 | 1478867.319 | 6141486.3649 | 0 | 62536902.5036 | 83306669.4252 | 133352.1432 | 9.7188 | 6434.6578 | 8571.7375 | 131.1792 | 174.7465
1 | 3900 | 707 | 0.03 | 15 | 15 | 7 | 1.7783e-10 | 5spot_SharedNeighbor | Water | Porous | Wet | R600a | MinimizeLCOE_Brownfield | IgnoreSilica | 2019 | 124.2218 | 31.3159 | 2.5586 | 4 | 6250.4704 | 8279.9064 | 127.4243 | 168.7971 | 127.3545 | 0 | 210.6608 | 4707409.4252 | 342266.781 | 5340292.814 | 5240403.9322 | 0 | 467094.4948 | 0 | 6278012.3044 | 16334100.2187 | 11148359.0314 | 49857939.0017 | 961560.8286 | 13149413.2377 | 13149413.2377 | 1478867.319 | 6141486.3649 | 0 | 63968913.068 | 84738679.9897 | 177827.941 | 10.2343 | 6250.4704 | 8279.9064 | 127.4243 | 168.7971
1 | 3900 | 707 | 0.03 | 15 | 15 | 7 | 2.3714e-10 | 5spot_SharedNeighbor | Water | Porous | Wet | R600a | MinimizeLCOE_Brownfield | IgnoreSilica | 2019 | 128.083 | 32.2408 | 2.6619 | 4 | 6111.3635 | 8062.0032 | 124.5884 | 164.3548 | 127.2502 | 0 | 207.2601 | 4803003.886 | 348897.226 | 5466502.0667 | 5398162.3766 | 0 | 436980.8286 | 0 | 6416883.0898 | 16695413.5159 | 11394962.781 | 50960805.7707 | 961560.8286 | 13149413.2377 | 13149413.2377 | 1478867.319 | 6141486.3649 | 0 | 65071779.837 | 85841546.7586 | 237137.3706 | 10.6477 | 6111.3635 | 8062.0032 | 124.5884 | 164.3548
1 | 3900 | 707 | 0.03 | 15 | 15 | 7 | 3.1623e-10 | 5spot_SharedNeighbor | Water | Porous | Wet | R600a | MinimizeLCOE_Brownfield | IgnoreSilica | 2019 | 131.065 | 32.9514 | 2.7431 | 4 | 6006.4168 | 7899.3095 | 122.4489 | 161.0381 | 127.1658 | 0 | 215.7683 | 4875705.3891 | 353921.0338 | 5562996.2688 | 5519662.1338 | 0 | 410414.5335 | 0 | 6521852.75 | 16968523.0396 | 11581365.6428 | 51794440.7915 | 961560.8286 | 13149413.2377 | 13149413.2377 | 1478867.319 | 6141486.3649 | 0 | 65905414.8578 | 86675181.7795 | 316227.766 | 10.9725 | 6006.4168 | 7899.3095 | 122.4489 | 161.0381
1 | 3900 | 707 | 0.03 | 15 | 15 | 7 | 4.217e-10 | 5spot_SharedNeighbor | Water | Porous | Wet | R600a | MinimizeLCOE_Brownfield | IgnoreSilica | 2019 | 135.0667 | 33.9025 | 2.8304 | 4 | 5927.1682 | 7761.7117 | 120.8333 | 158.233 | 127.0532 | 0 | 202.635 | 4972203.3874 | 360577.3967 | 5691527.1971 | 5682495.9629 | 0 | 403000.8226 | 0 | 6672823.859 | 17361318.8967 | 11849456.8864 | 52993404.4086 | 961560.8286 | 13149413.2377 | 13149413.2377 | 1478867.319 | 6141486.3649 | 0 | 67104378.4749 | 87874145.3965 | 421696.5034 | 11.3215 | 5927.1682 | 7761.7117 | 120.8333 | 158.233
1 | 3900 | 707 | 0.03 | 15 | 15 | 7 | 5.6234e-10 | 5spot_SharedNeighbor | Water | Porous | Wet | R600a | MinimizeLCOE_Brownfield | IgnoreSilica | 2019 | 136.9233 | 34.3448 | 2.8813 | 4 | 5866.7154 | 7668.8068 | 119.6009 | 156.339 | 127.0051 | 0 | 215.1117 | 5016878.5723 | 363664.1087 | 5751039.7927 | 5758136.0103 | 0 | 385290.7642 | 0 | 6737253.6068 | 17528951.8841 | 11963869.8448 | 53505084.5839 | 961560.8286 | 13149413.2377 | 13149413.2377 | 1478867.319 | 6141486.3649 | 0 | 67616058.6502 | 88385825.5718 | 562341.3252 | 11.5254 | 5866.7154 | 7668.8068 | 119.6009 | 156.339
1 | 3900 | 707 | 0.03 | 15 | 15 | 7 | 7.4989e-10 | 5spot_SharedNeighbor | Water | Porous | Wet | R600a | MinimizeLCOE_Brownfield | IgnoreSilica | 2019 | 138.3628 | 34.6866 | 2.9208 | 4 | 5821.2083 | 7598.9825 | 118.6732 | 154.9155 | 126.9673 | 0 | 221.9368 | 5051253.1033 | 366035.1021 | 5796940.6024 | 5816502.3401 | 0 | 371235.3136 | 0 | 6786766.92 | 17657775.3685 | 12051794.52 | 53898303.2701 | 961560.8286 | 13149413.2377 | 13149413.2377 | 1478867.319 | 6141486.3649 | 0 | 68009277.3364 | 88779044.258 | 749894.2093 | 11.683 | 5821.2083 | 7598.9825 | 118.6732 | 154.9155
1 | 3900 | 707 | 0.03 | 15 | 15 | 7 | 1e-09 | 5spot_SharedNeighbor | Water | Porous | Wet | R600a | MinimizeLCOE_Brownfield | IgnoreSilica | 2019 | 139.7979 | 35.0268 | 2.9569 | 4 | 5784.0599 | 7540.0783 | 117.9159 | 153.7147 | 126.9293 | 0 | 224.2906 | 5085334.0049 | 368383.0897 | 5842531.5537 | 5874598.3396 | 0 | 361300.1951 | 0 | 6837537.4014 | 17789869.7466 | 12141951.6474 | 54301505.9784 | 961560.8286 | 13149413.2377 | 13149413.2377 | 1478867.319 | 6141486.3649 | 0 | 68412480.0447 | 89182246.9664 | 1000000 | 11.8278 | 5784.0599 | 7540.0783 | 117.9159 | 153.7147
1 | 3900 | 707 | 0.03 | 15 | 15 | 7 | 1.3335e-09 | 5spot_SharedNeighbor | Water | Porous | Wet | R600a | MinimizeLCOE_Brownfield | IgnoreSilica | 2019 | 140.5897 | 35.2142 | 2.9791 | 4 | 5758.6944 | 7501.6257 | 117.3988 | 152.9308 | 126.9081 | 0 | 192.3668 | 5104049.3937 | 369670.9491 | 5867608.7914 | 5906621.6148 | 0 | 352455.7669 | 0 | 6864158.5412 | 17859132.4917 | 12189224.894 | 54512922.4428 | 961560.8286 | 13149413.2377 | 13149413.2377 | 1478867.319 | 6141486.3649 | 0 | 68623896.5091 | 89393663.4308 | 1333521.4322 | 11.9166 | 5758.6944 | 7501.6257 | 117.3988 | 152.9308
1 | 3900 | 707 | 0.03 | 15 | 15 | 7 | 1.7783e-09 | 5spot_SharedNeighbor | Water | Porous | Wet | R600a | MinimizeLCOE_Brownfield | IgnoreSilica | 2019 | 141.1887 | 35.3558 | 2.996 | 4 | 5739.6384 | 7472.781 | 117.0103 | 152.3427 | 126.8919 | 0 | 180.3155 | 5118169.2579 | 370641.966 | 5886545.8403 | 5930834.4225 | 0 | 345621.7488 | 0 | 6884207.1618 | 17911294.8899 | 12224826.8027 | 54672142.0897 | 961560.8286 | 13149413.2377 | 13149413.2377 | 1478867.319 | 6141486.3649 | 0 | 68783116.156 | 89552883.0777 | 1778279.41 | 11.9839 | 5739.6384 | 7472.781 | 117.0103 | 152.3427
1 | 3900 | 707 | 0.03 | 15 | 15 | 7 | 2.3714e-09 | 5spot_SharedNeighbor | Water | Porous | Wet | R600a | MinimizeLCOE_Brownfield | IgnoreSilica | 2019 | 141.6297 | 35.46 | 3.0085 | 4 | 5725.3282 | 7451.2364 | 116.7186 | 151.9035 | 126.8799 | 0 | 181.9819 | 5128543.1712 | 371355.0316 | 5900468.6894 | 5948652.9134 | 0 | 340280.6857 | 0 | 6898827.1916 | 17949333.2085 | 12250788.7367 | 54788249.6282 | 961560.8286 | 13149413.2377 | 13149413.2377 | 1478867.319 | 6141486.3649 | 0 | 68899223.6945 | 89668990.6161 | 2371373.7057 | 12.0341 | 5725.3282 | 7451.2364 | 116.7186 | 151.9035
1 | 3900 | 707 | 0.03 | 15 | 15 | 7 | 3.1623e-09 | 5spot_SharedNeighbor | Water | Porous | Wet | R600a | MinimizeLCOE_Brownfield | IgnoreSilica | 2019 | 141.9682 | 35.5399 | 3.0181 | 4 | 5714.5854 | 7435.026 | 116.4996 | 151.5731 | 126.8707 | 0 | 213.399 | 5136493.3223 | 371901.3066 | 5911144.0573 | 5962324.8233 | 0 | 336259.7403 | 0 | 6910068.0674 | 17978579.6616 | 12270750.0419 | 54877521.0208 | 961560.8286 | 13149413.2377 | 13149413.2377 | 1478867.319 | 6141486.3649 | 0 | 68988495.0871 | 89758262.0087 | 3162277.6602 | 12.0724 | 5714.5854 | 7435.026 | 116.4996 | 151.5731
1 | 3900 | 707 | 0.03 | 15 | 15 | 7 | 4.217e-09 | 5spot_SharedNeighbor | Water | Porous | Wet | R600a | MinimizeLCOE_Brownfield | IgnoreSilica | 2019 | 142.224 | 35.6003 | 3.0253 | 4 | 5706.5226 | 7422.8593 | 116.3352 | 151.325 | 126.8637 | 0 | 219.4994 | 5142494.2171 | 372313.5321 | 5919205.1565 | 5972654.1618 | 0 | 333213.4629 | 0 | 6918553.4068 | 18000656.7741 | 12285818.1249 | 54944908.8362 | 961560.8286 | 13149413.2377 | 13149413.2377 | 1478867.319 | 6141486.3649 | 0 | 69055882.9025 | 89825649.8241 | 4216965.0343 | 12.1012 | 5706.5226 | 7422.8593 | 116.3352 | 151.325
1 | 3900 | 707 | 0.03 | 15 | 15 | 7 | 5.6234e-09 | 5spot_SharedNeighbor | Water | Porous | Wet | R600a | MinimizeLCOE_Brownfield | IgnoreSilica | 2019 | 142.4092 | 35.644 | 3.0306 | 4 | 5700.4725 | 7413.7921 | 116.2118 | 151.1402 | 126.8586 | 0 | 215.4664 | 5146835.8122 | 372611.7091 | 5925039.0796 | 5980132.66 | 0 | 330843.7901 | 0 | 6924630.5899 | 18016468.3578 | 12296609.8556 | 54993171.8543 | 961560.8286 | 13149413.2377 | 13149413.2377 | 1478867.319 | 6141486.3649 | 0 | 69104145.9207 | 89873912.8423 | 5623413.2519 | 12.1225 | 5700.4725 | 7413.7921 | 116.2118 | 151.1402
1 | 3900 | 707 | 0.03 | 15 | 15 | 7 | 7.4989e-09 | 5spot_SharedNeighbor | Water | Porous | Wet | R600a | MinimizeLCOE_Brownfield | IgnoreSilica | 2019 | 142.5381 | 35.6744 | 3.0345 | 4 | 5695.9334 | 7407.075 | 116.1193 | 151.0032 | 126.8551 | 0 | 221.929 | 5149855.2854 | 372819.0473 | 5929097.3969 | 5985336.5638 | 0 | 328963.4945 | 0 | 6928767.9973 | 18027233.0431 | 12303956.9745 | 55026029.8028 | 961560.8286 | 13149413.2377 | 13149413.2377 | 1478867.319 | 6141486.3649 | 0 | 69137003.8691 | 89906770.7908 | 7498942.0933 | 12.138 | 5695.9334 | 7407.075 | 116.1193 | 151.0032
1 | 3900 | 707 | 0.03 | 15 | 15 | 7 | 1e-08 | 5spot_SharedNeighbor | Water | Porous | Wet | R600a | MinimizeLCOE_Brownfield | IgnoreSilica | 2019 | 142.6501 | 35.7008 | 3.0376 | 4 | 5692.5282 | 7401.914 | 116.0499 | 150.898 | 126.852 | 0 | 223.5628 | 5152479.2725 | 372999.2197 | 5932624.5352 | 5989860.1905 | 0 | 327679.4336 | 0 | 6932500.6341 | 18036944.5984 | 12310585.3106 | 55055673.1944 | 961560.8286 | 13149413.2377 | 13149413.2377 | 1478867.319 | 6141486.3649 | 0 | 69166647.2607 | 89936414.1824 | 10000000 | 12.1504 | 5692.5282 | 7401.914 | 116.0499 | 150.898
1 | 4000 | 707 | 0.03 | 15 | 15 | 7 | 1e-13 | 5spot_SharedNeighbor | Water | Porous | Wet | R600a | MinimizeLCOE_Brownfield | IgnoreSilica | 2019 | 0 | 0 | 0 | 0 |  |  |  |  | 15 |  | 25.7874 | [19 empty] | 100 | 0
1 | 4000 | 707 | 0.03 | 15 | 15 | 7 | 1.3335e-13 | 5spot_SharedNeighbor | Water | Porous | Wet | R600a | MinimizeLCOE_Brownfield | IgnoreSilica | 2019 | 0 | 0 | 0 | 0 |  |  |  |  | 15 |  | 25.6475 | [19 empty] | 133.3521 | 0
1 | 4000 | 707 | 0.03 | 15 | 15 | 7 | 1.7783e-13 | 5spot_SharedNeighbor | Water | Porous | Wet | R600a | MinimizeLCOE_Brownfield | IgnoreSilica | 2019 | 0 | 0 | 0 | 0 |  |  |  |  | 15 |  | 26.4756 | [19 empty] | 177.8279 | 0
1 | 4000 | 707 | 0.03 | 15 | 15 | 7 | 2.3714e-13 | 5spot_SharedNeighbor | Water | Porous | Wet | R600a | MinimizeLCOE_Brownfield | IgnoreSilica | 2019 | 0 | 0 | 0 | 0 |  |  |  |  | 15 |  | 25.0755 | [19 empty] | 237.1374 | 0
1 | 4000 | 707 | 0.03 | 15 | 15 | 7 | 3.1623e-13 | 5spot_SharedNeighbor | Water | Porous | Wet | R600a | MinimizeLCOE_Brownfield | IgnoreSilica | 2019 | 1.4714 | 0.25306 | 0.0035301 | 4 | 1121709.4399 | 2635690.5424 | 22867.5642 | 53732.1167 | 103.2537 | 0 | 52.7478 | 139235.6326 | 8844.5234 | 115060.4872 | 74833.643 | 0 | 79671.1572 | 0 | 162881.723 | 423784.8315 | 289241.8554 | 1293553.8533 | 961560.8286 | 13584081.2916 | 13584081.2916 | 1478867.319 | 6315353.5865 | 0 | 15839195.9735 | 37217498.1707 | 316.2278 | 0.014121 | 1121709.4399 | 2635690.5424 | 22867.5642 | 53732.1167
1 | 4000 | 707 | 0.03 | 15 | 15 | 7 | 4.217e-13 | 5spot_SharedNeighbor | Water | Porous | Wet | R600a | MinimizeLCOE_Brownfield | IgnoreSilica | 2019 | 1.9626 | 0.37474 | 0.0094886 | 4 | 427974.388 | 991239.0812 | 8724.8368 | 20207.7494 | 109.4013 | 0 | 361.5255 | 190192.4752 | 12545.2396 | 156822.7119 | 95225.4162 | 0 | 93382.0035 | 0 | 213785.4601 | 556225.9139 | 379635.6155 | 1697814.8361 | 961560.8286 | 13584081.2916 | 13584081.2916 | 1478867.319 | 6315353.5865 | 0 | 16243456.9563 | 37621759.1535 | 421.6965 | 0.037954 | 427974.388 | 991239.0812 | 8724.8368 | 20207.7494
1 | 4000 | 707 | 0.03 | 15 | 15 | 7 | 5.6234e-13 | 5spot_SharedNeighbor | Water | Porous | Wet | R600a | MinimizeLCOE_Brownfield | IgnoreSilica | 2019 | 2.6044 | 0.53873 | 0.018365 | 4 | 227929.8731 | 518949.7394 | 4646.6588 | 10579.4924 | 114.3225 | 0 | 461.7906 | 252138.3639 | 17144.3921 | 208928.1443 | 122402.1789 | 0 | 109071.4317 | 0 | 276776.9592 | 720116.8732 | 491494.5629 | 2198072.9062 | 961560.8286 | 13584081.2916 | 13584081.2916 | 1478867.319 | 6315353.5865 | 0 | 16743715.0264 | 38122017.2236 | 562.3413 | 0.07346 | 227929.8731 | 518949.7394 | 4646.6588 | 10579.4924
1 | 4000 | 707 | 0.03 | 15 | 15 | 7 | 7.4989e-13 | 5spot_SharedNeighbor | Water | Porous | Wet | R600a | MinimizeLCOE_Brownfield | IgnoreSilica | 2019 | 3.4406 | 0.75633 | 0.03093 | 4 | 140295.9541 | 313094.0817 | 2860.1228 | 6382.8463 | 118.2082 | 0 | 614.7714 | 326522.6097 | 22743.9408 | 273328.1819 | 158080.5282 | 0 | 127078.7064 | 0 | 354024.0472 | 921097.9504 | 628668.2778 | 2811544.2424 | 961560.8286 | 13584081.2916 | 13584081.2916 | 1478867.319 | 6315353.5865 | 0 | 17357186.3627 | 38735488.5598 | 749.8942 | 0.12372 | 140295.9541 | 313094.0817 | 2860.1228 | 6382.8463
1 | 4000 | 707 | 0.03 | 15 | 15 | 7 | 1e-12 | 5spot_SharedNeighbor | Water | Porous | Wet | R600a | MinimizeLCOE_Brownfield | IgnoreSilica | 2019 | 4.5648 | 1.0525 | 0.048426 | 4 | 93627.072 | 203993.509 | 1908.7145 | 4158.6836 | 121.3269 | 0 | 82.4177 | 418329.6577 | 29710.8646 | 355253.7494 | 206476.7639 | 0 | 149383.6578 | 0 | 452070.3304 | 1176194.2674 | 802776.7559 | 3590196.0471 | 961560.8286 | 13584081.2916 | 13584081.2916 | 1478867.319 | 6315353.5865 | 0 | 18135838.1674 | 39514140.3645 | 1000 | 0.1937 | 93627.072 | 203993.509 | 1908.7145 | 4158.6836
1 | 4000 | 707 | 0.03 | 15 | 15 | 7 | 1.3335e-12 | 5spot_SharedNeighbor | Water | Porous | Wet | R600a | MinimizeLCOE_Brownfield | IgnoreSilica | 2019 | 6.0728 | 1.4517 | 0.072236 | 4 | 66155.5742 | 140143.0306 | 1348.6709 | 2857.0052 | 123.7671 | 0 | 69.6907 | 530551.9854 | 38247.5841 | 458721.1619 | 271002.7774 | 0 | 176873.0299 | 0 | 575404.6501 | 1497084.8679 | 1021791.1844 | 4569677.2412 | 961560.8286 | 13584081.2916 | 13584081.2916 | 1478867.319 | 6315353.5865 | 0 | 19115319.3614 | 40493621.5586 | 1333.5214 | 0.28894 | 66155.5742 | 140143.0306 | 1348.6709 | 2857.0052
1 | 4000 | 707 | 0.03 | 15 | 15 | 7 | 1.7783e-12 | 5spot_SharedNeighbor | Water | Porous | Wet | R600a | MinimizeLCOE_Brownfield | IgnoreSilica | 2019 | 8.0654 | 1.9794 | 0.10399 | 4 | 48880.4696 | 100277.2164 | 996.4945 | 2044.2867 | 125.5305 | 0 | 88.2749 | 665394.429 | 48498.1733 | 587130.2039 | 357253.9311 | 0 | 209837.3643 | 0 | 728564.4996 | 1895575.3788 | 1293769.1462 | 5786023.126 | 961560.8286 | 13584081.2916 | 13584081.2916 | 1478867.319 | 6315353.5865 | 0 | 20331665.2462 | 41709967.4434 | 1778.2794 | 0.41595 | 48880.4696 | 100277.2164 | 996.4945 | 2044.2867
1 | 4000 | 707 | 0.03 | 15 | 15 | 7 | 2.3714e-12 | 5spot_SharedNeighbor | Water | Porous | Wet | R600a | MinimizeLCOE_Brownfield | IgnoreSilica | 2019 | 10.7326 | 2.6968 | 0.14825 | 4 | 36907.0532 | 72957.4922 | 752.4002 | 1487.3372 | 127.127 | 0 | 101.2679 | 833540.6206 | 61347.5309 | 751105.4829 | 473961.3878 | 0 | 250093.5963 | 0 | 924318.9612 | 2404888.3331 | 1641385.7029 | 7340641.6156 | 961560.8286 | 13584081.2916 | 13584081.2916 | 1478867.319 | 6315353.5865 | 0 | 21886283.7359 | 43264585.933 | 2371.3737 | 0.59301 | 36907.0532 | 72957.4922 | 752.4002 | 1487.3372
1 | 4000 | 707 | 0.03 | 15 | 15 | 7 | 3.1623e-12 | 5spot_SharedNeighbor | Water | Porous | Wet | R600a | MinimizeLCOE_Brownfield | IgnoreSilica | 2019 | 14.2675 | 3.6428 | 0.20634 | 4 | 28854.7218 | 54756.5776 | 588.2425 | 1116.2869 | 128.236 | 0 | 90.685 | 1035360.9547 | 76681.4886 | 954634.5174 | 627428.923 | 0 | 298813.9008 | 0 | 1167238.716 | 3036915.7054 | 2072757.3713 | 9269831.5772 | 961560.8286 | 13584081.2916 | 13584081.2916 | 1478867.319 | 6315353.5865 | 0 | 23815473.6975 | 45193775.8946 | 3162.2777 | 0.82536 | 28854.7218 | 54756.5776 | 588.2425 | 1116.2869
1 | 4000 | 707 | 0.03 | 15 | 15 | 7 | 4.217e-12 | 5spot_SharedNeighbor | Water | Porous | Wet | R600a | MinimizeLCOE_Brownfield | IgnoreSilica | 2019 | 18.9622 | 4.9009 | 0.28376 | 4 | 23118.3411 | 41953.4401 | 471.2987 | 855.2776 | 129.0799 | 0 | 80.0968 | 1281037.1575 | 95292.0594 | 1209646.6634 | 831656.3258 | 0 | 358050.0564 | 0 | 1472516.0824 | 3831184.7917 | 2614862.3433 | 11694245.4798 | 961560.8286 | 13584081.2916 | 13584081.2916 | 1478867.319 | 6315353.5865 | 0 | 26239887.6001 | 47618189.7972 | 4216.965 | 1.135 | 23118.3411 | 41953.4401 | 471.2987 | 855.2776
1 | 4000 | 707 | 0.03 | 15 | 15 | 7 | 5.6234e-12 | 5spot_SharedNeighbor | Water | Porous | Wet | R600a | MinimizeLCOE_Brownfield | IgnoreSilica | 2019 | 24.4844 | 6.3813 | 0.38188 | 4 | 18933.1827 | 32928.7906 | 385.9785 | 671.2979 | 129.6643 | 0 | 111.3098 | 1547337.9082 | 115405.5547 | 1493452.4056 | 1072018.7275 | 0 | 412932.4605 | 0 | 1810047.352 | 4709371.9182 | 3214243.1021 | 14374809.4287 | 961560.8286 | 13584081.2916 | 13584081.2916 | 1478867.319 | 6315353.5865 | 0 | 28920451.549 | 50298753.7461 | 5623.4133 | 1.5275 | 18933.1827 | 32928.7906 | 385.9785 | 671.2979
1 | 4000 | 707 | 0.03 | 15 | 15 | 7 | 7.4989e-12 | 5spot_SharedNeighbor | Water | Porous | Wet | R600a | MinimizeLCOE_Brownfield | IgnoreSilica | 2019 | 30.8787 | 8.0964 | 0.50424 | 4 | 15794.2954 | 26393.5738 | 321.9881 | 538.0687 | 130.0836 | 0 | 86.2104 | 1833986.3229 | 136989.0748 | 1806206.2123 | 1350427.0463 | 0 | 461469.6608 | 0 | 2179740.5436 | 5671237.7683 | 3870736.3091 | 17310792.9381 | 961560.8286 | 13584081.2916 | 13584081.2916 | 1478867.319 | 6315353.5865 | 0 | 31856435.0583 | 53234737.2555 | 7498.9421 | 2.017 | 15794.2954 | 26393.5738 | 321.9881 | 538.0687
1 | 4000 | 707 | 0.03 | 15 | 15 | 7 | 1e-11 | 5spot_SharedNeighbor | Water | Porous | Wet | R600a | MinimizeLCOE_Brownfield | IgnoreSilica | 2019 | 38.613 | 10.171 | 0.65756 | 4 | 13401.6315 | 21529.5562 | 273.2104 | 438.9091 | 130.4079 | 0 | 107.8554 | 2157951.6178 | 161311.4507 | 2167345.6003 | 1687147.9329 | 0 | 510783.5208 | 0 | 2606970.6478 | 6782802.8623 | 4629402.3262 | 20703715.9589 | 961560.8286 | 13584081.2916 | 13584081.2916 | 1478867.319 | 6315353.5865 | 0 | 35249358.0791 | 56627660.2763 | 10000 | 2.6302 | 13401.6315 | 21529.5562 | 273.2104 | 438.9091
1 | 4000 | 707 | 0.03 | 15 | 15 | 7 | 1.3335e-11 | 5spot_SharedNeighbor | Water | Porous | Wet | R600a | MinimizeLCOE_Brownfield | IgnoreSilica | 2019 | 47.7628 | 12.6251 | 0.84558 | 4 | 11558.0546 | 17878.6851 | 235.6266 | 364.4812 | 130.6534 | 0 | 137.4906 | 2517145.7995 | 188193.5802 | 2576033.3828 | 2085490.5897 | 0 | 558618.5181 | 0 | 3090937.9294 | 8041986.4538 | 5488821.001 | 24547227.2546 | 961560.8286 | 13584081.2916 | 13584081.2916 | 1478867.319 | 6315353.5865 | 0 | 39092869.3748 | 60471171.572 | 13335.2143 | 3.3823 | 11558.0546 | 17878.6851 | 235.6266 | 364.4812
1 | 4000 | 707 | 0.03 | 15 | 15 | 7 | 1.7783e-11 | 5spot_SharedNeighbor | Water | Porous | Wet | R600a | MinimizeLCOE_Brownfield | IgnoreSilica | 2019 | 58.0741 | 15.3867 | 1.0671 | 4 | 10130.4538 | 15139.0951 | 206.523 | 308.6309 | 130.8182 | 0 | 129.8275 | 2897535.9442 | 216554.0048 | 3017380.6348 | 2534014.5927 | 0 | 598854.3247 | 0 | 3613092.4055 | 9400525.2918 | 6416051.6732 | 28694008.8716 | 961560.8286 | 13584081.2916 | 13584081.2916 | 1478867.319 | 6315353.5865 | 0 | 43239650.9919 | 64617953.189 | 17782.7941 | 4.2683 | 10130.4538 | 15139.0951 | 206.523 | 308.6309
1 | 4000 | 707 | 0.03 | 15 | 15 | 7 | 2.3714e-11 | 5spot_SharedNeighbor | Water | Porous | Wet | R600a | MinimizeLCOE_Brownfield | IgnoreSilica | 2019 | 69.107 | 18.3298 | 1.3153 | 4 | 9025.7661 | 13089.0929 | 184.0024 | 266.8389 | 130.8948 | 0 | 155.5365 | 3280947.1352 | 244995.3149 | 3470702.5863 | 3012793.7676 | 0 | 626256.3143 | 0 | 4147921.0962 | 10792039.8366 | 7365788.9427 | 32941444.9939 | 961560.8286 | 13584081.2916 | 13584081.2916 | 1478867.319 | 6315353.5865 | 0 | 47487087.1142 | 68865389.3113 | 23713.7371 | 5.2613 | 9025.7661 | 13089.0929 | 184.0024 | 266.8389
1 | 4000 | 707 | 0.03 | 15 | 15 | 7 | 3.1623e-11 | 5spot_SharedNeighbor | Water | Porous | Wet | R600a | MinimizeLCOE_Brownfield | IgnoreSilica | 2019 | 80.264 | 21.2853 | 1.578 | 4 | 8174.3918 | 11561.2306 | 166.646 | 235.6913 | 130.8824 | 0 | 173.5071 | 3647156.5345 | 271982.6017 | 3911637.9859 | 3494941.1183 | 0 | 637302.1544 | 0 | 4665577.954 | 12138876.7948 | 8285032.8414 | 37052507.9851 | 961560.8286 | 13584081.2916 | 13584081.2916 | 1478867.319 | 6315353.5865 | 0 | 51598150.1054 | 72976452.3025 | 31622.7766 | 6.3122 | 8174.3918 | 11561.2306 | 166.646 | 235.6913
1 | 4000 | 707 | 0.03 | 15 | 15 | 7 | 4.217e-11 | 5spot_SharedNeighbor | Water | Porous | Wet | R600a | MinimizeLCOE_Brownfield | IgnoreSilica | 2019 | 90.9387 | 24.0864 | 1.8403 | 4 | 7521.3411 | 10425.5591 | 153.3327 | 212.5391 | 130.7957 | 0 | 189.0024 | 3979350.0034 | 296273.4852 | 4318558.4808 | 3953661.4587 | 0 | 631531.129 | 0 | 5139956.0772 | 13373111.363 | 9127423.2952 | 40819865.2926 | 961560.8286 | 13584081.2916 | 13584081.2916 | 1478867.319 | 6315353.5865 | 0 | 55365507.4128 | 76743809.6099 | 42169.6503 | 7.3611 | 7521.3411 | 10425.5591 | 153.3327 | 212.5391
1 | 4000 | 707 | 0.03 | 15 | 15 | 7 | 5.6234e-11 | 5spot_SharedNeighbor | Water | Porous | Wet | R600a | MinimizeLCOE_Brownfield | IgnoreSilica | 2019 | 100.6876 | 26.617 | 2.0886 | 4 | 7022.5092 | 9581.4581 | 143.1633 | 195.331 | 130.6596 | 0 | 179.4785 | 4268435.3886 | 317236.0348 | 4678309.0752 | 4369917.435 | 0 | 611856.0802 | 0 | 5555844.0654 | 14455166.5977 | 9865948.2269 | 44122712.9037 | 961560.8286 | 13584081.2916 | 13584081.2916 | 1478867.319 | 6315353.5865 | 0 | 58668355.024 | 80046657.2211 | 56234.1325 | 8.3543 | 7022.5092 | 9581.4581 | 143.1633 | 195.331
1 | 4000 | 707 | 0.03 | 15 | 15 | 7 | 7.4989e-11 | 5spot_SharedNeighbor | Water | Porous | Wet | R600a | MinimizeLCOE_Brownfield | IgnoreSilica | 2019 | 109.2138 | 28.8057 | 2.3126 | 4 | 6642.7679 | 8953.8007 | 135.4218 | 182.5353 | 130.5004 | 0 | 181.2518 | 4510783.9271 | 334663.7654 | 4984160.5248 | 4731601.3671 | 0 | 582384.6504 | 0 | 5906001.7515 | 15366205.07 | 10487750.7042 | 46903551.7604 | 961560.8286 | 13584081.2916 | 13584081.2916 | 1478867.319 | 6315353.5865 | 0 | 61449193.8807 | 82827496.0778 | 74989.4209 | 9.2505 | 6642.7679 | 8953.8007 | 135.4218 | 182.5353
1 | 4000 | 707 | 0.03 | 15 | 15 | 7 | 1e-10 | 5spot_SharedNeighbor | Water | Porous | Wet | R600a | MinimizeLCOE_Brownfield | IgnoreSilica | 2019 | 116.4144 | 30.6346 | 2.5068 | 4 | 6354.4559 | 8486.4592 | 129.5442 | 173.0079 | 130.3392 | 0 | 200.4155 | 4708209.056 | 348750.823 | 5236348.7281 | 5035185.329 | 0 | 547696.9798 | 0 | 6191714.4572 | 16109570.9223 | 10995113.173 | 49172589.4682 | 961560.8286 | 13584081.2916 | 13584081.2916 | 1478867.319 | 6315353.5865 | 0 | 63718231.5885 | 85096533.7856 | 100000 | 10.0273 | 6354.4559 | 8486.4592 | 129.5442 | 173.0079
1 | 4000 | 707 | 0.03 | 15 | 15 | 7 | 1.3335e-10 | 5spot_SharedNeighbor | Water | Porous | Wet | R600a | MinimizeLCOE_Brownfield | IgnoreSilica | 2019 | 122.307 | 32.1173 | 2.6694 | 4 | 6136.0133 | 8138.1629 | 125.0909 | 165.9075 | 130.1903 | 0 | 206.6126 | 4865019.482 | 359862.6279 | 5438696.0989 | 5282276.043 | 0 | 511535.824 | 0 | 6418382.1296 | 16699313.71 | 11397624.7436 | 50972710.6591 | 961560.8286 | 13584081.2916 | 13584081.2916 | 1478867.319 | 6315353.5865 | 0 | 65518352.7793 | 86896654.9765 | 133352.1432 | 10.6777 | 6136.0133 | 8138.1629 | 125.0909 | 165.9075
1 | 4000 | 707 | 0.03 | 15 | 15 | 7 | 1.7783e-10 | 5spot_SharedNeighbor | Water | Porous | Wet | R600a | MinimizeLCOE_Brownfield | IgnoreSilica | 2019 | 127.0204 | 33.2938 | 2.802 | 4 | 5970.7758 | 7878.2181 | 121.7223 | 160.6081 | 130.0608 | 0 | 212.0928 | 4987456.4619 | 368487.5886 | 5598000.4833 | 5479009.7387 | 0 | 476813.379 | 0 | 6594809.3841 | 17158341.2361 | 11710920.4623 | 52373838.734 | 961560.8286 | 13584081.2916 | 13584081.2916 | 1478867.319 | 6315353.5865 | 0 | 66919480.8543 | 88297783.0514 | 177827.941 | 11.2078 | 5970.7758 | 7878.2181 | 121.7223 | 160.6081
1 | 4000 | 707 | 0.03 | 15 | 15 | 7 | 2.3714e-10 | 5spot_SharedNeighbor | Water | Porous | Wet | R600a | MinimizeLCOE_Brownfield | IgnoreSilica | 2019 | 130.7212 | 34.2111 | 2.9077 | 4 | 5845.9414 | 7684.0093 | 119.1774 | 156.6489 | 129.9529 | 0 | 207.5339 | 5081750.1928 | 375098.613 | 5721487.1149 | 5632831.4309 | 0 | 445301.1453 | 0 | 6730022.7138 | 17510138.5839 | 11951029.3809 | 53447659.1756 | 961560.8286 | 13584081.2916 | 13584081.2916 | 1478867.319 | 6315353.5865 | 0 | 67993301.2958 | 89371603.493 | 237137.3706 | 11.6309 | 5845.9414 | 7684.0093 | 119.1774 | 156.6489
1 | 4000 | 707 | 0.03 | 15 | 15 | 7 | 3.1623e-10 | 5spot_SharedNeighbor | Water | Porous | Wet | R600a | MinimizeLCOE_Brownfield | IgnoreSilica | 2019 | 135.3419 | 35.3518 | 3.017 | 4 | 5751.503 | 7523.0024 | 117.2522 | 153.3666 | 129.8177 | 0 | 220.9273 | 5197798.9019 | 383214.5756 | 5874144.5024 | 5824368.1023 | 0 | 433909.2497 | 0 | 6908239.7795 | 17973822.8313 | 12267503.4075 | 54863001.3502 | 961560.8286 | 13584081.2916 | 13584081.2916 | 1478867.319 | 6315353.5865 | 0 | 69408643.4704 | 90786945.6676 | 316227.766 | 12.0679 | 5751.503 | 7523.0024 | 117.2522 | 153.3666
1 | 4000 | 707 | 0.03 | 15 | 15 | 7 | 4.217e-10 | 5spot_SharedNeighbor | Water | Porous | Wet | R600a | MinimizeLCOE_Brownfield | IgnoreSilica | 2019 | 137.7003 | 35.9349 | 3.0848 | 4 | 5679.3803 | 7411.9047 | 115.7818 | 151.1017 | 129.7539 | 0 | 198.5456 | 5256777.9673 | 387344.4181 | 5951794.4871 | 5922222.7898 | 0 | 412090.8669 | 0 | 6992789.9064 | 18193804.918 | 12417645.7019 | 55534471.0555 | 961560.8286 | 13584081.2916 | 13584081.2916 | 1478867.319 | 6315353.5865 | 0 | 70080113.1757 | 91458415.3729 | 421696.5034 | 12.3394 | 5679.3803 | 7411.9047 | 115.7818 | 151.1017
1 | 4000 | 707 | 0.03 | 15 | 15 | 7 | 5.6234e-10 | 5spot_SharedNeighbor | Water | Porous | Wet | R600a | MinimizeLCOE_Brownfield | IgnoreSilica | 2019 | 139.4714 | 36.3716 | 3.1367 | 4 | 5625.0409 | 7328.9276 | 114.6741 | 149.4101 | 129.7051 | 0 | 190.0477 | 5300708.9365 | 390414.551 | 6009793.3494 | 5995593.7995 | 0 | 393884.2549 | 0 | 7055254.0076 | 18356323.6962 | 12528568.1074 | 56030540.7024 | 961560.8286 | 13584081.2916 | 13584081.2916 | 1478867.319 | 6315353.5865 | 0 | 70576182.8227 | 91954485.0198 | 562341.3252 | 12.5468 | 5625.0409 | 7328.9276 | 114.6741 | 149.4101
1 | 4000 | 707 | 0.03 | 15 | 15 | 7 | 7.4989e-10 | 5spot_SharedNeighbor | Water | Porous | Wet | R600a | MinimizeLCOE_Brownfield | IgnoreSilica | 2019 | 140.8138 | 36.702 | 3.1763 | 4 | 5584.1363 | 7266.7665 | 113.8402 | 148.1429 | 129.6676 | 0 | 204.4315 | 5333804.5712 | 392724.0184 | 6053578.5351 | 6051142.8962 | 0 | 379212.2981 | 0 | 7102080.3044 | 18478156.115 | 12611721.2367 | 56402419.975 | 961560.8286 | 13584081.2916 | 13584081.2916 | 1478867.319 | 6315353.5865 | 0 | 70948062.0953 | 92326364.2924 | 749894.2093 | 12.7053 | 5584.1363 | 7266.7665 | 113.8402 | 148.1429
1 | 4000 | 707 | 0.03 | 15 | 15 | 7 | 1e-09 | 5spot_SharedNeighbor | Water | Porous | Wet | R600a | MinimizeLCOE_Brownfield | IgnoreSilica | 2019 | 141.8265 | 36.9508 | 3.2064 | 4 | 5553.3679 | 7220.1975 | 113.2129 | 147.1935 | 129.639 | 0 | 233.775 | 5358654.7998 | 394456.1439 | 6086507.1988 | 6093008.7827 | 0 | 367567.93 | 0 | 7137075.9936 | 18569207.7196 | 12673865.8277 | 56680344.3962 | 961560.8286 | 13584081.2916 | 13584081.2916 | 1478867.319 | 6315353.5865 | 0 | 71225986.5164 | 92604288.7136 | 1000000 | 12.8257 | 5553.3679 | 7220.1975 | 113.2129 | 147.1935
1 | 4000 | 707 | 0.03 | 15 | 15 | 7 | 1.3335e-09 | 5spot_SharedNeighbor | Water | Porous | Wet | R600a | MinimizeLCOE_Brownfield | IgnoreSilica | 2019 | 142.9474 | 37.2259 | 3.236 | 4 | 5527.6288 | 7179.2432 | 112.6882 | 146.3586 | 129.6073 | 0 | 215.7937 | 5386060.2898 | 396364.8609 | 6122866.5009 | 6139321.0604 | 0 | 359865.4816 | 0 | 7177746.4955 | 18675024.023 | 12746087.6291 | 57003336.3412 | 961560.8286 | 13584081.2916 | 13584081.2916 | 1478867.319 | 6315353.5865 | 0 | 71548978.4615 | 92927280.6586 | 1333521.4322 | 12.9439 | 5527.6288 | 7179.2432 | 112.6882 | 146.3586
1 | 4000 | 707 | 0.03 | 15 | 15 | 7 | 1.7783e-09 | 5spot_SharedNeighbor | Water | Porous | Wet | R600a | MinimizeLCOE_Brownfield | IgnoreSilica | 2019 | 143.5346 | 37.3698 | 3.2533 | 4 | 5510.5047 | 7153.3234 | 112.3391 | 145.8302 | 129.5905 | 0 | 206.2538 | 5400359.8217 | 397359.7108 | 6141863.7325 | 6163559.0197 | 0 | 353071.2524 | 0 | 7197923.2794 | 18727519.876 | 12781917.1274 | 57163573.8198 | 961560.8286 | 13584081.2916 | 13584081.2916 | 1478867.319 | 6315353.5865 | 0 | 71709215.94 | 93087518.1372 | 1778279.41 | 13.0132 | 5510.5047 | 7153.3234 | 112.3391 | 145.8302
1 | 4000 | 707 | 0.03 | 15 | 15 | 7 | 2.3714e-09 | 5spot_SharedNeighbor | Water | Porous | Wet | R600a | MinimizeLCOE_Brownfield | IgnoreSilica | 2019 | 143.9607 | 37.4741 | 3.2661 | 4 | 5497.645 | 7134.0095 | 112.0769 | 145.4364 | 129.5782 | 0 | 207.8035 | 5410718.1391 | 398079.9929 | 6155634.5584 | 6181145.0436 | 0 | 347709.955 | 0 | 7212382.1987 | 18765139.018 | 12807592.9649 | 57278401.8706 | 961560.8286 | 13584081.2916 | 13584081.2916 | 1478867.319 | 6315353.5865 | 0 | 71824043.9909 | 93202346.188 | 2371373.7057 | 13.0645 | 5497.645 | 7134.0095 | 112.0769 | 145.4364
1 | 4000 | 707 | 0.03 | 15 | 15 | 7 | 3.1623e-09 | 5spot_SharedNeighbor | Water | Porous | Wet | R600a | MinimizeLCOE_Brownfield | IgnoreSilica | 2019 | 144.2749 | 37.551 | 3.2757 | 4 | 5487.9908 | 7119.5749 | 111.8801 | 145.1422 | 129.5691 | 0 | 227.5776 | 5418341.654 | 398609.9089 | 6165774.7464 | 6194103.2921 | 0 | 343559.6832 | 0 | 7222951.821 | 18792639.007 | 12826362.2724 | 57362342.3849 | 961560.8286 | 13584081.2916 | 13584081.2916 | 1478867.319 | 6315353.5865 | 0 | 71907984.5052 | 93286286.7023 | 3162277.6602 | 13.1028 | 5487.9908 | 7119.5749 | 111.8801 | 145.1422
1 | 4000 | 707 | 0.03 | 15 | 15 | 7 | 4.217e-09 | 5spot_SharedNeighbor | Water | Porous | Wet | R600a | MinimizeLCOE_Brownfield | IgnoreSilica | 2019 | 144.5138 | 37.6095 | 3.2829 | 4 | 5480.7449 | 7108.7283 | 111.7324 | 144.921 | 129.5622 | 0 | 207.842 | 5424134.1406 | 399012.4416 | 6173482.2799 | 6203957.7196 | 0 | 340431.5505 | 0 | 7230997.0716 | 18813571.0988 | 12840648.8552 | 57426235.1579 | 961560.8286 | 13584081.2916 | 13584081.2916 | 1478867.319 | 6315353.5865 | 0 | 71971877.2782 | 93350179.4753 | 4216965.0343 | 13.1318 | 5480.7449 | 7108.7283 | 111.7324 | 144.921
1 | 4000 | 707 | 0.03 | 15 | 15 | 7 | 5.6234e-09 | 5spot_SharedNeighbor | Water | Porous | Wet | R600a | MinimizeLCOE_Brownfield | IgnoreSilica | 2019 | 144.6964 | 37.6541 | 3.2884 | 4 | 5475.3077 | 7100.5704 | 111.6216 | 144.7547 | 129.5569 | 0 | 225.5659 | 5428557.7772 | 399319.7888 | 6179370.04 | 6211488.3186 | 0 | 338090.3849 | 0 | 7237162.2607 | 18829611.6564 | 12851596.8653 | 57475197.092 | 961560.8286 | 13584081.2916 | 13584081.2916 | 1478867.319 | 6315353.5865 | 0 | 72020839.2123 | 93399141.4094 | 5623413.2519 | 13.1538 | 5475.3077 | 7100.5704 | 111.6216 | 144.7547
1 | 4000 | 707 | 0.03 | 15 | 15 | 7 | 7.4989e-09 | 5spot_SharedNeighbor | Water | Porous | Wet | R600a | MinimizeLCOE_Brownfield | IgnoreSilica | 2019 | 144.8233 | 37.6852 | 3.2924 | 4 | 5471.2284 | 7094.5303 | 111.5384 | 144.6316 | 129.5532 | 0 | 205.027 | 5431629.0311 | 399533.134 | 6183458.7934 | 6216719.4949 | 0 | 336228.6683 | 0 | 7241351.9575 | 18840512.3879 | 12859036.8386 | 57508470.3058 | 961560.8286 | 13584081.2916 | 13584081.2916 | 1478867.319 | 6315353.5865 | 0 | 72054112.4261 | 93432414.6232 | 7498942.0933 | 13.1696 | 5471.2284 | 7094.5303 | 111.5384 | 144.6316
1 | 4000 | 707 | 0.03 | 15 | 15 | 7 | 1e-08 | 5spot_SharedNeighbor | Water | Porous | Wet | R600a | MinimizeLCOE_Brownfield | IgnoreSilica | 2019 | 144.9204 | 37.7089 | 3.2954 | 4 | 5468.1682 | 7089.9867 | 111.476 | 144.539 | 129.5504 | 0 | 206.8198 | 5433977.7074 | 399696.2688 | 6186586.0273 | 6220721.2863 | 0 | 334841.3533 | 0 | 7244570.8308 | 18848887.2359 | 12864752.8444 | 57534033.5542 | 961560.8286 | 13584081.2916 | 13584081.2916 | 1478867.319 | 6315353.5865 | 0 | 72079675.6744 | 93457977.8716 | 10000000 | 13.1817 | 5468.1682 | 7089.9867 | 111.476 | 144.539
1 | 4100 | 707 | 0.03 | 15 | 15 | 7 | 1e-13 | 5spot_SharedNeighbor | Water | Porous | Wet | R600a | MinimizeLCOE_Brownfield | IgnoreSilica | 2019 | 0 | 0 | 0 | 0 |  |  |  |  | 15 |  | 25.8688 | [19 empty] | 100 | 0
1 | 4100 | 707 | 0.03 | 15 | 15 | 7 | 1.3335e-13 | 5spot_SharedNeighbor | Water | Porous | Wet | R600a | MinimizeLCOE_Brownfield | IgnoreSilica | 2019 | 0 | 0 | 0 | 0 |  |  |  |  | 15 |  | 25.1066 | [19 empty] | 133.3521 | 0
1 | 4100 | 707 | 0.03 | 15 | 15 | 7 | 1.7783e-13 | 5spot_SharedNeighbor | Water | Porous | Wet | R600a | MinimizeLCOE_Brownfield | IgnoreSilica | 2019 | 0 | 0 | 0 | 0 |  |  |  |  | 15 |  | 24.8335 | [19 empty] | 177.8279 | 0
1 | 4100 | 707 | 0.03 | 15 | 15 | 7 | 2.3714e-13 | 5spot_SharedNeighbor | Water | Porous | Wet | R600a | MinimizeLCOE_Brownfield | IgnoreSilica | 2019 | 0 | 0 | 0 | 0 |  |  |  |  | 15 |  | 25.6122 | [19 empty] | 237.1374 | 0
1 | 4100 | 707 | 0.03 | 15 | 15 | 7 | 3.1623e-13 | 5spot_SharedNeighbor | Water | Porous | Wet | R600a | MinimizeLCOE_Brownfield | IgnoreSilica | 2019 | 1.5297 | 0.27479 | 0.0049695 | 4 | 822782.2094 | 1929285.2151 | 16773.5282 | 39331.0887 | 105.7663 | 0 | 60.3388 | 149895.3462 | 9663.6599 | 122677.275 | 77949.4528 | 0 | 81843.2287 | 0 | 172391.2954 | 448526.7884 | 306128.7494 | 1369075.7958 | 961560.8286 | 14024609.4364 | 14024609.4364 | 1478867.319 | 6491564.8444 | 0 | 16355246.0608 | 38350287.6607 | 316.2278 | 0.019878 | 822782.2094 | 1929285.2151 | 16773.5282 | 39331.0887
1 | 4100 | 707 | 0.03 | 15 | 15 | 7 | 4.217e-13 | 5spot_SharedNeighbor | Water | Porous | Wet | R600a | MinimizeLCOE_Brownfield | IgnoreSilica | 2019 | 2.0209 | 0.40155 | 0.011827 | 4 | 354436.3892 | 819362.667 | 7225.6652 | 16703.8162 | 111.8131 | 0 | 348.0455 | 202540.8978 | 13551.7944 | 165447.5325 | 98870.2562 | 0 | 94854.7128 | 0 | 224353.4256 | 583721.5921 | 398401.9809 | 1781742.1922 | 961560.8286 | 14024609.4364 | 14024609.4364 | 1478867.319 | 6491564.8444 | 0 | 16767912.4573 | 38762954.0571 | 421.6965 | 0.047309 | 354436.3892 | 819362.667 | 7225.6652 | 16703.8162
1 | 4100 | 707 | 0.03 | 15 | 15 | 7 | 5.6234e-13 | 5spot_SharedNeighbor | Water | Porous | Wet | R600a | MinimizeLCOE_Brownfield | IgnoreSilica | 2019 | 2.6627 | 0.57198 | 0.021868 | 4 | 197531.1726 | 448982.2236 | 4026.9401 | 9153.1099 | 116.7204 | 0 | 481.9995 | 266564.5856 | 18383.8333 | 218812.2063 | 126542.1369 | 0 | 109826.1737 | 0 | 288650.285 | 751008.8311 | 512578.9589 | 2292367.0108 | 961560.8286 | 14024609.4364 | 14024609.4364 | 1478867.319 | 6491564.8444 | 0 | 17278537.2758 | 39273578.8757 | 562.3413 | 0.087472 | 197531.1726 | 448982.2236 | 4026.9401 | 9153.1099
1 | 4100 | 707 | 0.03 | 15 | 15 | 7 | 7.4989e-13 | 5spot_SharedNeighbor | Water | Porous | Wet | R600a | MinimizeLCOE_Brownfield | IgnoreSilica | 2019 | 3.5184 | 0.80366 | 0.036123 | 4 | 124043.6517 | 276268.5103 | 2528.7976 | 5632.1073 | 120.7089 | 0 | 630.6814 | 345447.0944 | 24424.1681 | 286426.9678 | 163940.5601 | 0 | 128006.2788 | 0 | 369815.577 | 962184.2718 | 656710.5364 | 2936955.4544 | 961560.8286 | 14024609.4364 | 14024609.4364 | 1478867.319 | 6491564.8444 | 0 | 17923125.7194 | 39918167.3193 | 749.8942 | 0.14449 | 124043.6517 | 276268.5103 | 2528.7976 | 5632.1073
1 | 4100 | 707 | 0.03 | 15 | 15 | 7 | 1e-12 | 5spot_SharedNeighbor | Water | Porous | Wet | R600a | MinimizeLCOE_Brownfield | IgnoreSilica | 2019 | 4.6574 | 1.1153 | 0.055792 | 4 | 83925.4434 | 182483.0376 | 1710.9337 | 3720.1635 | 123.8845 | 0 | 80.8845 | 441637.707 | 31845.9145 | 371468.787 | 213645.9733 | 0 | 150028.0725 | 0 | 471364.3172 | 1226393.2631 | 837038.602 | 3743422.6365 | 961560.8286 | 14024609.4364 | 14024609.4364 | 1478867.319 | 6491564.8444 | 0 | 18729592.9016 | 40724634.5014 | 1000 | 0.22317 | 83925.4434 | 182483.0376 | 1710.9337 | 3720.1635
1 | 4100 | 707 | 0.03 | 15 | 15 | 7 | 1.3335e-12 | 5spot_SharedNeighbor | Water | Porous | Wet | R600a | MinimizeLCOE_Brownfield | IgnoreSilica | 2019 | 6.1849 | 1.5371 | 0.082814 | 4 | 59632.9792 | 126031.8072 | 1215.6989 | 2569.3289 | 126.3756 | 0 | 69.6993 | 560079.328 | 41032.944 | 479296.451 | 281645.0624 | 0 | 177258.3604 | 0 | 600331.7369 | 1561940.0344 | 1066056.1681 | 4767640.0852 | 961560.8286 | 14024609.4364 | 14024609.4364 | 1478867.319 | 6491564.8444 | 0 | 19753810.3502 | 41748851.9501 | 1333.5214 | 0.33126 | 59632.9792 | 126031.8072 | 1215.6989 | 2569.3289
1 | 4100 | 707 | 0.03 | 15 | 15 | 7 | 1.7783e-12 | 5spot_SharedNeighbor | Water | Porous | Wet | R600a | MinimizeLCOE_Brownfield | IgnoreSilica | 2019 | 8.2117 | 2.0947 | 0.11854 | 4 | 44334.5991 | 90721.2504 | 903.8208 | 1849.4754 | 128.1743 | 0 | 75.0295 | 702153.9164 | 52020.4101 | 613217.1565 | 371160.3802 | 0 | 210224.593 | 0 | 760022.8179 | 1977423.4701 | 1349632.1503 | 6035854.8945 | 961560.8286 | 14024609.4364 | 14024609.4364 | 1478867.319 | 6491564.8444 | 0 | 21022025.1595 | 43017066.7594 | 1778.2794 | 0.47417 | 44334.5991 | 90721.2504 | 903.8208 | 1849.4754
1 | 4100 | 707 | 0.03 | 15 | 15 | 7 | 2.3714e-12 | 5spot_SharedNeighbor | Water | Porous | Wet | R600a | MinimizeLCOE_Brownfield | IgnoreSilica | 2019 | 10.93 | 2.8558 | 0.16851 | 4 | 33601.0969 | 66232.3618 | 685.0038 | 1350.2363 | 129.8371 | 0 | 98.4939 | 880089.3886 | 65865.1592 | 784850.08 | 492578.4358 | 0 | 250610.2705 | 0 | 964857.4003 | 2510361.0362 | 1713372.99 | 7662584.7606 | 961560.8286 | 14024609.4364 | 14024609.4364 | 1478867.319 | 6491564.8444 | 0 | 22648755.0257 | 44643796.6255 | 2371.3737 | 0.67405 | 33601.0969 | 66232.3618 | 685.0038 | 1350.2363
1 | 4100 | 707 | 0.03 | 15 | 15 | 7 | 3.1623e-12 | 5spot_SharedNeighbor | Water | Porous | Wet | R600a | MinimizeLCOE_Brownfield | IgnoreSilica | 2019 | 14.5259 | 3.8574 | 0.23408 | 4 | 26343.8667 | 49835.1731 | 537.0554 | 1015.9574 | 130.9779 | 0 | 88.2641 | 1093361.2627 | 82369.4322 | 997468.0367 | 652729.9448 | 0 | 299336.7355 | 0 | 1218853.5107 | 3171206.8135 | 2164413.812 | 9679739.5481 | 961560.8286 | 14024609.4364 | 14024609.4364 | 1478867.319 | 6491564.8444 | 0 | 24665909.8131 | 46660951.413 | 3162.2777 | 0.93631 | 26343.8667 | 49835.1731 | 537.0554 | 1015.9574
1 | 4100 | 707 | 0.03 | 15 | 15 | 7 | 4.217e-12 | 5spot_SharedNeighbor | Water | Porous | Wet | R600a | MinimizeLCOE_Brownfield | IgnoreSilica | 2019 | 19.3178 | 5.1936 | 0.3215 | 4 | 21156.9547 | 38260.208 | 431.3131 | 779.9861 | 131.8489 | 0 | 97.4601 | 1353719.4492 | 102450.4099 | 1264692.0318 | 866179.9228 | 0 | 359032.3824 | 0 | 1538968.9365 | 4004081.4868 | 2732867.8904 | 12221992.5098 | 961560.8286 | 14024609.4364 | 14024609.4364 | 1478867.319 | 6491564.8444 | 0 | 27208162.7749 | 49203204.3747 | 4216.965 | 1.286 | 21156.9547 | 38260.208 | 431.3131 | 779.9861
1 | 4100 | 707 | 0.03 | 15 | 15 | 7 | 5.6234e-12 | 5spot_SharedNeighbor | Water | Porous | Wet | R600a | MinimizeLCOE_Brownfield | IgnoreSilica | 2019 | 25.6442 | 6.9574 | 0.43707 | 4 | 17377.411 | 29958.314 | 354.262 | 610.7408 | 132.5073 | 0 | 97.2096 | 1668656.7791 | 126646.0125 | 1597244.2836 | 1146885.1839 | 0 | 430954.6524 | 0 | 1938450.8955 | 5043451.5991 | 3442259.3489 | 15394548.7549 | 961560.8286 | 14024609.4364 | 14024609.4364 | 1478867.319 | 6491564.8444 | 0 | 30380719.0199 | 52375760.6198 | 5623.4133 | 1.7483 | 17377.411 | 29958.314 | 354.262 | 610.7408
1 | 4100 | 707 | 0.03 | 15 | 15 | 7 | 7.4989e-12 | 5spot_SharedNeighbor | Water | Porous | Wet | R600a | MinimizeLCOE_Brownfield | IgnoreSilica | 2019 | 32.9787 | 9.0027 | 0.58096 | 4 | 14563.5542 | 24028.5027 | 296.8978 | 489.8535 | 132.9591 | 0 | 84.0344 | 2005691.2762 | 152446.4298 | 1962388.6654 | 1472118.6002 | 0 | 495724.2331 | 0 | 2374463.9899 | 6177868.2321 | 4216522.0109 | 18857223.4376 | 961560.8286 | 14024609.4364 | 14024609.4364 | 1478867.319 | 6491564.8444 | 0 | 33843393.7027 | 55838435.3025 | 7498.9421 | 2.3238 | 14563.5542 | 24028.5027 | 296.8978 | 489.8535
1 | 4100 | 707 | 0.03 | 15 | 15 | 7 | 1e-11 | 5spot_SharedNeighbor | Water | Porous | Wet | R600a | MinimizeLCOE_Brownfield | IgnoreSilica | 2019 | 41.1882 | 11.2942 | 0.75576 | 4 | 12411.0485 | 19686.8232 | 253.016 | 401.3425 | 133.276 | 0 | 91.6338 | 2357789.0867 | 179331.085 | 2352193.3956 | 1837704.954 | 0 | 548158.7895 | 0 | 2837319.1512 | 7382122.4172 | 5038450.2372 | 22533069.1163 | 961560.8286 | 14024609.4364 | 14024609.4364 | 1478867.319 | 6491564.8444 | 0 | 37519239.3813 | 59514280.9812 | 10000 | 3.0231 | 12411.0485 | 19686.8232 | 253.016 | 401.3425
1 | 4100 | 707 | 0.03 | 15 | 15 | 7 | 1.3335e-11 | 5spot_SharedNeighbor | Water | Porous | Wet | R600a | MinimizeLCOE_Brownfield | IgnoreSilica | 2019 | 50.7667 | 13.9669 | 0.9681 | 4 | 10748.853 | 16428.8271 | 219.1299 | 334.9239 | 133.5097 | 0 | 99.3447 | 2743025.0823 | 208648.3796 | 2787389.1643 | 2264364.0608 | 0 | 596940.2681 | 0 | 3354143.1125 | 8726792.3494 | 5956215.0961 | 26637517.5131 | 961560.8286 | 14024609.4364 | 14024609.4364 | 1478867.319 | 6491564.8444 | 0 | 41623687.7781 | 63618729.378 | 13335.2143 | 3.8724 | 10748.853 | 16428.8271 | 219.1299 | 334.9239
1 | 4100 | 707 | 0.03 | 15 | 15 | 7 | 1.7783e-11 | 5spot_SharedNeighbor | Water | Porous | Wet | R600a | MinimizeLCOE_Brownfield | IgnoreSilica | 2019 | 61.4387 | 16.9382 | 1.2155 | 4 | 9461.0557 | 13984.9441 | 192.8764 | 285.102 | 133.6563 | 0 | 151.493 | 3146475.7251 | 239219.3715 | 3252120.7287 | 2739049.5603 | 0 | 636284.9352 | 0 | 3905128.6251 | 10160343.6305 | 6934643.302 | 31013265.8783 | 961560.8286 | 14024609.4364 | 14024609.4364 | 1478867.319 | 6491564.8444 | 0 | 45999436.1433 | 67994477.7432 | 17782.7941 | 4.862 | 9461.0557 | 13984.9441 | 192.8764 | 285.102
1 | 4100 | 707 | 0.03 | 15 | 15 | 7 | 2.3714e-11 | 5spot_SharedNeighbor | Water | Porous | Wet | R600a | MinimizeLCOE_Brownfield | IgnoreSilica | 2019 | 72.695 | 20.056 | 1.4888 | 4 | 8465.1243 | 12158.4448 | 172.573 | 247.8663 | 133.7077 | 0 | 167.0558 | 3547319.6653 | 269415.0191 | 3722665.0516 | 3238015.0252 | 0 | 660675.4319 | 0 | 4460855.1753 | 11606230.1188 | 7921490.5403 | 35426666.0273 | 961560.8286 | 14024609.4364 | 14024609.4364 | 1478867.319 | 6491564.8444 | 0 | 50412836.2924 | 72407877.8922 | 23713.7371 | 5.9554 | 8465.1243 | 12158.4448 | 172.573 | 247.8663
1 | 4100 | 707 | 0.03 | 15 | 15 | 7 | 3.1623e-11 | 5spot_SharedNeighbor | Water | Porous | Wet | R600a | MinimizeLCOE_Brownfield | IgnoreSilica | 2019 | 83.913 | 23.1377 | 1.7737 | 4 | 7698.2152 | 10798.3558 | 156.9385 | 220.1391 | 133.6672 | 0 | 159.453 | 3924631.8733 | 297625.0294 | 4173751.3834 | 3732564.7115 | 0 | 667129.3581 | 0 | 4990323.9187 | 12983799.1804 | 8861709.731 | 39631535.1858 | 961560.8286 | 14024609.4364 | 14024609.4364 | 1478867.319 | 6491564.8444 | 0 | 54617705.4508 | 76612747.0507 | 31622.7766 | 7.0949 | 7698.2152 | 10798.3558 | 156.9385 | 220.1391
1 | 4100 | 707 | 0.03 | 15 | 15 | 7 | 4.217e-11 | 5spot_SharedNeighbor | Water | Porous | Wet | R600a | MinimizeLCOE_Brownfield | IgnoreSilica | 2019 | 94.5534 | 26.0298 | 2.0546 | 4 | 7110.3196 | 9786.6395 | 144.9535 | 199.5139 | 133.5541 | 0 | 180.486 | 4263971.7295 | 322775.5825 | 4586500.4984 | 4198368.5231 | 0 | 656686.3552 | 0 | 5471038.0485 | 14234518.7381 | 9715351.5289 | 43449211.0041 | 961560.8286 | 14024609.4364 | 14024609.4364 | 1478867.319 | 6491564.8444 | 0 | 58435381.2691 | 80430422.869 | 42169.6503 | 8.2184 | 7110.3196 | 9786.6395 | 144.9535 | 199.5139
1 | 4100 | 707 | 0.03 | 15 | 15 | 7 | 5.6234e-11 | 5spot_SharedNeighbor | Water | Porous | Wet | R600a | MinimizeLCOE_Brownfield | IgnoreSilica | 2019 | 104.1512 | 28.608 | 2.317 | 4 | 6661.3919 | 9034.6271 | 135.8015 | 184.1831 | 133.3964 | 0 | 188.9506 | 4555717.6536 | 344199.9559 | 4947005.5371 | 4615299.0521 | 0 | 632221.7433 | 0 | 5886833.1374 | 15316332.2679 | 10453711.492 | 46751320.8392 | 961560.8286 | 14024609.4364 | 14024609.4364 | 1478867.319 | 6491564.8444 | 0 | 61737491.1043 | 83732532.7042 | 56234.1325 | 9.268 | 6661.3919 | 9034.6271 | 135.8015 | 184.1831
1 | 4100 | 707 | 0.03 | 15 | 15 | 7 | 7.4989e-11 | 5spot_SharedNeighbor | Water | Porous | Wet | R600a | MinimizeLCOE_Brownfield | IgnoreSilica | 2019 | 112.5117 | 30.8274 | 2.5518 | 4 | 6319.6562 | 8474.5028 | 128.8347 | 172.7642 | 133.2203 | 0 | 204.0083 | 4799405.0846 | 361933.5234 | 5252367.9163 | 4975690.8821 | 0 | 598990.0427 | 0 | 6235471.1052 | 16223416.7446 | 11072815.2861 | 49520090.5851 | 961560.8286 | 14024609.4364 | 14024609.4364 | 1478867.319 | 6491564.8444 | 0 | 64506260.8501 | 86501302.45 | 74989.4209 | 10.2072 | 6319.6562 | 8474.5028 | 128.8347 | 172.7642
1 | 4100 | 707 | 0.03 | 15 | 15 | 7 | 1e-10 | 5spot_SharedNeighbor | Water | Porous | Wet | R600a | MinimizeLCOE_Brownfield | IgnoreSilica | 2019 | 119.4908 | 32.6597 | 2.7531 | 4 | 6060.1732 | 8057.488 | 123.5448 | 164.2628 | 133.0477 | 0 | 193.7185 | 4995712.8819 | 376099.5201 | 5501336.3927 | 5274401.0527 | 0 | 560901.5494 | 0 | 6516296.0447 | 16954065.6323 | 11571498.1652 | 51750311.239 | 961560.8286 | 14024609.4364 | 14024609.4364 | 1478867.319 | 6491564.8444 | 0 | 66736481.504 | 88731523.1039 | 100000 | 11.0123 | 6060.1732 | 8057.488 | 123.5448 | 164.2628
1 | 4100 | 707 | 0.03 | 15 | 15 | 7 | 1.3335e-10 | 5spot_SharedNeighbor | Water | Porous | Wet | R600a | MinimizeLCOE_Brownfield | IgnoreSilica | 2019 | 125.2371 | 34.1554 | 2.9217 | 4 | 5863.4742 | 7745.4834 | 119.5349 | 157.9022 | 132.8893 | 0 | 219.5602 | 5153004.4954 | 387382.9272 | 5702590.755 | 5520607.0426 | 0 | 522778.4384 | 0 | 6741681.8269 | 17540473.2044 | 11971733.3827 | 53540252.0727 | 961560.8286 | 14024609.4364 | 14024609.4364 | 1478867.319 | 6491564.8444 | 0 | 68526422.3377 | 90521463.9376 | 133352.1432 | 11.687 | 5863.4742 | 7745.4834 | 119.5349 | 157.9022
1 | 4100 | 707 | 0.03 | 15 | 15 | 7 | 1.7783e-10 | 5spot_SharedNeighbor | Water | Porous | Wet | R600a | MinimizeLCOE_Brownfield | IgnoreSilica | 2019 | 129.764 | 35.3248 | 3.0579 | 4 | 5714.6498 | 7512.8678 | 116.5009 | 153.16 | 132.7547 | 0 | 215.3824 | 5274178.5464 | 396029.2097 | 5858785.9038 | 5714467.1919 | 0 | 486120.3413 | 0 | 6914536.6653 | 17990206.0366 | 12278685.2818 | 54913009.1768 | 961560.8286 | 14024609.4364 | 14024609.4364 | 1478867.319 | 6491564.8444 | 0 | 69899179.4418 | 91894221.0417 | 177827.941 | 12.2316 | 5714.6498 | 7512.8678 | 116.5009 | 153.16
1 | 4100 | 707 | 0.03 | 15 | 15 | 7 | 2.3714e-10 | 5spot_SharedNeighbor | Water | Porous | Wet | R600a | MinimizeLCOE_Brownfield | IgnoreSilica | 2019 | 133.3003 | 36.2324 | 3.166 | 4 | 5602.2094 | 7339.0248 | 114.2086 | 149.6159 | 132.6436 | 0 | 244.0916 | 5367117.316 | 402628.561 | 5979340.5449 | 5865475.0053 | 0 | 453138.6427 | 0 | 7046403.0273 | 18333295.261 | 12512850.7272 | 55960249.0855 | 961560.8286 | 14024609.4364 | 14024609.4364 | 1478867.319 | 6491564.8444 | 0 | 70946419.3505 | 92941460.9504 | 237137.3706 | 12.664 | 5602.2094 | 7339.0248 | 114.2086 | 149.6159
1 | 4100 | 707 | 0.03 | 15 | 15 | 7 | 3.1623e-10 | 5spot_SharedNeighbor | Water | Porous | Wet | R600a | MinimizeLCOE_Brownfield | IgnoreSilica | 2019 | 138 | 37.4409 | 3.2832 | 4 | 5515.9527 | 7190.7835 | 112.4502 | 146.5938 | 132.5092 | 0 | 223.5156 | 5490018.8165 | 411369.0654 | 6138918.7668 | 6066356.0438 | 0 | 443045.379 | 0 | 7234386.1479 | 18822388.7802 | 12846667.1039 | 57453150.1035 | 961560.8286 | 14024609.4364 | 14024609.4364 | 1478867.319 | 6491564.8444 | 0 | 72439320.3686 | 94434361.9685 | 316227.766 | 13.1327 | 5515.9527 | 7190.7835 | 112.4502 | 146.5938
1 | 4100 | 707 | 0.03 | 15 | 15 | 7 | 4.217e-10 | 5spot_SharedNeighbor | Water | Porous | Wet | R600a | MinimizeLCOE_Brownfield | IgnoreSilica | 2019 | 140.2413 | 38.0155 | 3.3523 | 4 | 5450.9281 | 7091.2452 | 111.1245 | 144.5646 | 132.4447 | 0 | 203.7207 | 5547956.7801 | 415479.8356 | 6214432.1212 | 6162027.317 | 0 | 420409.3777 | 0 | 7316519.1183 | 19036081.9214 | 12992517.0637 | 58105423.535 | 961560.8286 | 14024609.4364 | 14024609.4364 | 1478867.319 | 6491564.8444 | 0 | 73091593.8001 | 95086635.4 | 421696.5034 | 13.409 | 5450.9281 | 7091.2452 | 111.1245 | 144.5646
1 | 4100 | 707 | 0.03 | 15 | 15 | 7 | 5.6234e-10 | 5spot_SharedNeighbor | Water | Porous | Wet | R600a | MinimizeLCOE_Brownfield | IgnoreSilica | 2019 | 141.9339 | 38.4482 | 3.4051 | 4 | 5401.935 | 7016.784 | 110.1258 | 143.0466 | 132.3951 | 0 | 223.4186 | 5591375.2656 | 418554.4808 | 6271169.8768 | 6234197.7024 | 0 | 401737.4667 | 0 | 7377643.569 | 19195115.2036 | 13101060.5466 | 58590854.1114 | 961560.8286 | 14024609.4364 | 14024609.4364 | 1478867.319 | 6491564.8444 | 0 | 73577024.3764 | 95572065.9763 | 562341.3252 | 13.6205 | 5401.935 | 7016.784 | 110.1258 | 143.0466
1 | 4100 | 707 | 0.03 | 15 | 15 | 7 | 7.4989e-10 | 5spot_SharedNeighbor | Water | Porous | Wet | R600a | MinimizeLCOE_Brownfield | IgnoreSilica | 2019 | 143.2102 | 38.7739 | 3.4454 | 4 | 5365.0536 | 6961.0302 | 109.3739 | 141.91 | 132.3572 | 0 | 222.4111 | 5623926.2448 | 420856.1576 | 6313790.5487 | 6288573.4519 | 0 | 386689.6 | 0 | 7423196.0412 | 19313633.3923 | 13181951.6457 | 58952617.0821 | 961560.8286 | 14024609.4364 | 14024609.4364 | 1478867.319 | 6491564.8444 | 0 | 73938787.3472 | 95933828.947 | 749894.2093 | 13.7816 | 5365.0536 | 6961.0302 | 109.3739 | 141.91
1 | 4100 | 707 | 0.03 | 15 | 15 | 7 | 1e-09 | 5spot_SharedNeighbor | Water | Porous | Wet | R600a | MinimizeLCOE_Brownfield | IgnoreSilica | 2019 | 144.1628 | 39.0166 | 3.4758 | 4 | 5337.3107 | 6919.3241 | 108.8083 | 141.0598 | 132.3287 | 0 | 243.4981 | 5648113.9311 | 422564.5548 | 6345507.9116 | 6329129.3382 | 0 | 374689.7042 | 0 | 7456802.1216 | 19401069.52 | 13241628.5995 | 59219505.6811 | 961560.8286 | 14024609.4364 | 14024609.4364 | 1478867.319 | 6491564.8444 | 0 | 74205675.9461 | 96200717.546 | 1000000 | 13.9032 | 5337.3107 | 6919.3241 | 108.8083 | 141.0598
1 | 4100 | 707 | 0.03 | 15 | 15 | 7 | 1.3335e-09 | 5spot_SharedNeighbor | Water | Porous | Wet | R600a | MinimizeLCOE_Brownfield | IgnoreSilica | 2019 | 144.8841 | 39.2002 | 3.4989 | 4 | 5316.4551 | 6888.032 | 108.3831 | 140.4218 | 132.307 | 0 | 188.9682 | 5666368.6591 | 423852.8198 | 6369472.0692 | 6359822.766 | 0 | 365353.7044 | 0 | 7482099.3072 | 19466887.6077 | 13286550.7968 | 59420407.7302 | 961560.8286 | 14024609.4364 | 14024609.4364 | 1478867.319 | 6491564.8444 | 0 | 74406577.9953 | 96401619.5951 | 1333521.4322 | 13.9955 | 5316.4551 | 6888.032 | 108.3831 | 140.4218
1 | 4100 | 707 | 0.03 | 15 | 15 | 7 | 1.7783e-09 | 5spot_SharedNeighbor | Water | Porous | Wet | R600a | MinimizeLCOE_Brownfield | IgnoreSilica | 2019 | 144.787 | 39.1754 | 3.5071 | 4 | 5298.4915 | 6866.3916 | 108.0169 | 139.9807 | 132.3098 | 0 | 247.8517 | 5663905.5681 | 423678.7249 | 6366242.218 | 6355688.3995 | 0 | 350326.7346 | 0 | 7472338.2416 | 19441491.3173 | 13269217.3067 | 59342888.5106 | 961560.8286 | 14024609.4364 | 14024609.4364 | 1478867.319 | 6491564.8444 | 0 | 74329058.7757 | 96324100.3755 | 1778279.41 | 14.0283 | 5298.4915 | 6866.3916 | 108.0169 | 139.9807
1 | 4100 | 707 | 0.03 | 15 | 15 | 7 | 2.3714e-09 | 5spot_SharedNeighbor | Water | Porous | Wet | R600a | MinimizeLCOE_Brownfield | IgnoreSilica | 2019 | 146.2117 | 39.5377 | 3.5369 | 4 | 5286.7914 | 6841.4907 | 107.7784 | 139.473 | 132.2668 | 0 | 213.0413 | 5699852.3128 | 426213.9179 | 6413479.9505 | 6416295.0563 | 0 | 354326.1233 | 0 | 7530965.2707 | 19594026.8209 | 13373325.9222 | 59808485.3745 | 961560.8286 | 14024609.4364 | 14024609.4364 | 1478867.319 | 6491564.8444 | 0 | 74794655.6395 | 96789697.2394 | 2371373.7057 | 14.1475 | 5286.7914 | 6841.4907 | 107.7784 | 139.473
1 | 4100 | 707 | 0.03 | 15 | 15 | 7 | 3.1623e-09 | 5spot_SharedNeighbor | Water | Porous | Wet | R600a | MinimizeLCOE_Brownfield | IgnoreSilica | 2019 | 146.5017 | 39.6113 | 3.5464 | 4 | 5278.0904 | 6828.598 | 107.601 | 139.2102 | 132.258 | 0 | 204.841 | 5707141.1632 | 426727.3557 | 6423071.832 | 6428625.2407 | 0 | 350035.0487 | 0 | 7540884.2497 | 19619833.9697 | 13390939.8316 | 59887258.6913 | 961560.8286 | 14024609.4364 | 14024609.4364 | 1478867.319 | 6491564.8444 | 0 | 74873428.9563 | 96868470.5562 | 3162277.6602 | 14.1857 | 5278.0904 | 6828.598 | 107.601 | 139.2102
1 | 4100 | 707 | 0.03 | 15 | 15 | 7 | 4.217e-09 | 5spot_SharedNeighbor | Water | Porous | Wet | R600a | MinimizeLCOE_Brownfield | IgnoreSilica | 2019 | 146.7381 | 39.6713 | 3.5539 | 4 | 5271.56 | 6818.7974 | 107.4679 | 139.0104 | 132.2507 | 0 | 210.5825 | 5713074.6264 | 427145.2241 | 6430882.5351 | 6438670.7203 | 0 | 346947.6972 | 0 | 7549121.1132 | 19641264.5989 | 13405566.6763 | 59952673.1914 | 961560.8286 | 14024609.4364 | 14024609.4364 | 1478867.319 | 6491564.8444 | 0 | 74938843.4565 | 96933885.0563 | 4216965.0343 | 14.2157 | 5271.56 | 6818.7974 | 107.4679 | 139.0104
1 | 4100 | 707 | 0.03 | 15 | 15 | 7 | 5.6234e-09 | 5spot_SharedNeighbor | Water | Porous | Wet | R600a | MinimizeLCOE_Brownfield | IgnoreSilica | 2019 | 146.9085 | 39.7146 | 3.5594 | 4 | 5266.6596 | 6811.4983 | 107.368 | 138.8616 | 132.2455 | 0 | 220.1271 | 5717349.2655 | 427446.2 | 6436511.216 | 6445912.8835 | 0 | 344543.5086 | 0 | 7554987.5987 | 19656527.9909 | 13415984.255 | 59999262.9183 | 961560.8286 | 14024609.4364 | 14024609.4364 | 1478867.319 | 6491564.8444 | 0 | 74985433.1833 | 96980474.7832 | 5623413.2519 | 14.2378 | 5266.6596 | 6811.4983 | 107.368 | 138.8616
1 | 4100 | 707 | 0.03 | 15 | 15 | 7 | 7.4989e-09 | 5spot_SharedNeighbor | Water | Porous | Wet | R600a | MinimizeLCOE_Brownfield | IgnoreSilica | 2019 | 147.0204 | 39.7429 | 3.5633 | 4 | 5262.983 | 6806.1387 | 107.293 | 138.7523 | 132.2421 | 0 | 204.9727 | 5720153.9568 | 427643.6338 | 6440205.2529 | 6450667.3955 | 0 | 342577.9776 | 0 | 7558686.8045 | 19666152.5654 | 13422553.2249 | 60028640.8115 | 961560.8286 | 14024609.4364 | 14024609.4364 | 1478867.319 | 6491564.8444 | 0 | 75014811.0765 | 97009852.6764 | 7498942.0933 | 14.2533 | 5262.983 | 6806.1387 | 107.293 | 138.7523
1 | 4100 | 707 | 0.03 | 15 | 15 | 7 | 1e-08 | 5spot_SharedNeighbor | Water | Porous | Wet | R600a | MinimizeLCOE_Brownfield | IgnoreSilica | 2019 | 147.113 | 39.7664 | 3.5664 | 4 | 5260.2249 | 6802.0578 | 107.2368 | 138.6691 | 132.2392 | 0 | 201.1823 | 5722474.8396 | 427807.0026 | 6443262.344 | 6454602.7615 | 0 | 341176.8384 | 0 | 7561836.2766 | 19674346.8458 | 13428145.9896 | 60053652.8981 | 961560.8286 | 14024609.4364 | 14024609.4364 | 1478867.319 | 6491564.8444 | 0 | 75039823.1631 | 97034864.763 | 10000000 | 14.2655 | 5260.2249 | 6802.0578 | 107.2368 | 138.6691
1 | 4200 | 707 | 0.03 | 15 | 15 | 7 | 1e-13 | 5spot_SharedNeighbor | Water | Porous | Wet | R600a | MinimizeLCOE_Brownfield | IgnoreSilica | 2019 | 0 | 0 | 0 | 0 |  |  |  |  | 15 |  | 25.8744 | [19 empty] | 100 | 0
1 | 4200 | 707 | 0.03 | 15 | 15 | 7 | 1.3335e-13 | 5spot_SharedNeighbor | Water | Porous | Wet | R600a | MinimizeLCOE_Brownfield | IgnoreSilica | 2019 | 0 | 0 | 0 | 0 |  |  |  |  | 15 |  | 25.5392 | [19 empty] | 133.3521 | 0
1 | 4200 | 707 | 0.03 | 15 | 15 | 7 | 1.7783e-13 | 5spot_SharedNeighbor | Water | Porous | Wet | R600a | MinimizeLCOE_Brownfield | IgnoreSilica | 2019 | 0 | 0 | 0 | 0 |  |  |  |  | 15 |  | 25.1298 | [19 empty] | 177.8279 | 0
1 | 4200 | 707 | 0.03 | 15 | 15 | 7 | 2.3714e-13 | 5spot_SharedNeighbor | Water | Porous | Wet | R600a | MinimizeLCOE_Brownfield | IgnoreSilica | 2019 | 0 | 0 | 0 | 0 |  |  |  |  | 15 |  | 25.6507 | [19 empty] | 237.1374 | 0
1 | 4200 | 707 | 0.03 | 15 | 15 | 7 | 3.1623e-13 | 5spot_SharedNeighbor | Water | Porous | Wet | R600a | MinimizeLCOE_Brownfield | IgnoreSilica | 2019 | 1.5686 | 0.2925 | 0.0065344 | 4 | 645051.9029 | 1510470.5165 | 13150.2555 | 30792.9845 | 107.9715 | 0 | 72.1041 | 158768.6131 | 10369.3155 | 128756.5794 | 80324.9942 | 0 | 82693.5809 | 0 | 179756.1025 | 467688.5055 | 319207.0151 | 1427564.7063 | 961560.8286 | 14470997.6721 | 14470997.6721 | 1478867.319 | 6670120.1387 | 0 | 16860123.207 | 39480108.3368 | 316.2278 | 0.026138 | 645051.9029 | 1510470.5165 | 13150.2555 | 30792.9845
1 | 4200 | 707 | 0.03 | 15 | 15 | 7 | 4.217e-13 | 5spot_SharedNeighbor | Water | Porous | Wet | R600a | MinimizeLCOE_Brownfield | IgnoreSilica | 2019 | 2.0598 | 0.42413 | 0.014269 | 4 | 302782.8172 | 699094.7871 | 6172.6373 | 14251.9928 | 114.0334 | 0 | 355.8067 | 213198.7253 | 14452.2024 | 172580.4683 | 101658.6747 | 0 | 95134.6913 | 0 | 232839.6572 | 605801.026 | 413471.6482 | 1849137.0934 | 961560.8286 | 14470997.6721 | 14470997.6721 | 1478867.319 | 6670120.1387 | 0 | 17281695.5941 | 39901680.7238 | 421.6965 | 0.057076 | 302782.8172 | 699094.7871 | 6172.6373 | 14251.9928
1 | 4200 | 707 | 0.03 | 15 | 15 | 7 | 5.6234e-13 | 5spot_SharedNeighbor | Water | Porous | Wet | R600a | MinimizeLCOE_Brownfield | IgnoreSilica | 2019 | 2.7211 | 0.60655 | 0.025629 | 4 | 173845.0068 | 394492.7462 | 3544.0656 | 8042.2682 | 119.1162 | 0 | 483.3242 | 281488.0666 | 19692.3028 | 228946.6074 | 130809.9899 | 0 | 110515.734 | 0 | 300866.5532 | 782793.0553 | 534272.3451 | 2389384.6543 | 961560.8286 | 14470997.6721 | 14470997.6721 | 1478867.319 | 6670120.1387 | 0 | 17821943.155 | 40441928.2848 | 562.3413 | 0.10252 | 173845.0068 | 394492.7462 | 3544.0656 | 8042.2682
1 | 4200 | 707 | 0.03 | 15 | 15 | 7 | 7.4989e-13 | 5spot_SharedNeighbor | Water | Porous | Wet | R600a | MinimizeLCOE_Brownfield | IgnoreSilica | 2019 | 3.5962 | 0.85253 | 0.041632 | 4 | 111071.7948 | 246906.1015 | 2264.3488 | 5033.5148 | 123.2072 | 0 | 638.3089 | 364828.1916 | 26179.0996 | 299766.8887 | 169585.7625 | 0 | 128844.5016 | 0 | 385789.7331 | 1003745.7492 | 685077.0988 | 3063817.025 | 961560.8286 | 14470997.6721 | 14470997.6721 | 1478867.319 | 6670120.1387 | 0 | 18496375.5257 | 41116360.6555 | 749.8942 | 0.16653 | 111071.7948 | 246906.1015 | 2264.3488 | 5033.5148
1 | 4200 | 707 | 0.03 | 15 | 15 | 7 | 1e-12 | 5spot_SharedNeighbor | Water | Porous | Wet | R600a | MinimizeLCOE_Brownfield | IgnoreSilica | 2019 | 4.7622 | 1.1851 | 0.063921 | 4 | 75675.1997 | 164144.3703 | 1542.7413 | 3346.305 | 126.4654 | 0 | 78.8387 | 467257.9336 | 34238.7757 | 389239.6113 | 222555.4939 | 0 | 151130.6514 | 0 | 493124.7617 | 1283009.4762 | 875680.3307 | 3916237.0345 | 961560.8286 | 14470997.6721 | 14470997.6721 | 1478867.319 | 6670120.1387 | 0 | 19348795.5352 | 41968780.665 | 1000 | 0.25568 | 75675.1997 | 164144.3703 | 1542.7413 | 3346.305
1 | 4200 | 707 | 0.03 | 15 | 15 | 7 | 1.3335e-12 | 5spot_SharedNeighbor | Water | Porous | Wet | R600a | MinimizeLCOE_Brownfield | IgnoreSilica | 2019 | 6.3164 | 1.6307 | 0.094153 | 4 | 54207.2033 | 114268.7765 | 1105.0872 | 2329.5236 | 129.0042 | 0 | 76.1389 | 591837.761 | 44070.9657 | 501611.9409 | 292912.7428 | 0 | 178279.9584 | 0 | 627398.2138 | 1632361.4553 | 1114120.2349 | 4982593.2729 | 961560.8286 | 14470997.6721 | 14470997.6721 | 1478867.319 | 6670120.1387 | 0 | 20415151.7736 | 43035136.9034 | 1333.5214 | 0.37661 | 54207.2033 | 114268.7765 | 1105.0872 | 2329.5236
1 | 4200 | 707 | 0.03 | 15 | 15 | 7 | 1.7783e-12 | 5spot_SharedNeighbor | Water | Porous | Wet | R600a | MinimizeLCOE_Brownfield | IgnoreSilica | 2019 | 8.3775 | 2.2198 | 0.13416 | 4 | 40508.7774 | 82661.4403 | 825.8262 | 1685.1653 | 130.8247 | 0 | 68.0542 | 741414.3629 | 55849.2593 | 641156.8709 | 386167.4775 | 0 | 211178.1451 | 0 | 793948.7851 | 2065691.8775 | 1409877.1521 | 6305283.9303 | 961560.8286 | 14470997.6721 | 14470997.6721 | 1478867.319 | 6670120.1387 | 0 | 21737842.431 | 44357827.5608 | 1778.2794 | 0.53662 | 40508.7774 | 82661.4403 | 825.8262 | 1685.1653
1 | 4200 | 707 | 0.03 | 15 | 15 | 7 | 2.3714e-12 | 5spot_SharedNeighbor | Water | Porous | Wet | R600a | MinimizeLCOE_Brownfield | IgnoreSilica | 2019 | 11.1347 | 3.0225 | 0.19009 | 4 | 30814.2661 | 60563.713 | 628.1905 | 1234.6732 | 132.5467 | 0 | 99.1765 | 928589.2065 | 70685.0245 | 819782.1508 | 511719.354 | 0 | 251209.0478 | 0 | 1006974.0656 | 2619939.96 | 1788162.8571 | 7997061.6664 | 961560.8286 | 14470997.6721 | 14470997.6721 | 1478867.319 | 6670120.1387 | 0 | 23429620.1671 | 46049605.2969 | 2371.3737 | 0.76035 | 30814.2661 | 60563.713 | 628.1905 | 1234.6732
1 | 4200 | 707 | 0.03 | 15 | 15 | 7 | 3.1623e-12 | 5spot_SharedNeighbor | Water | Porous | Wet | R600a | MinimizeLCOE_Brownfield | IgnoreSilica | 2019 | 14.8011 | 4.0842 | 0.26358 | 4 | 24224.2775 | 45678.9611 | 493.8447 | 931.2274 | 133.7203 | 0 | 95.0522 | 1154032.4862 | 88448.9629 | 1042182.4874 | 678529.9068 | 0 | 300164.9751 | 0 | 1272709.9391 | 3311330.193 | 2260050.8977 | 10107449.8482 | 961560.8286 | 14470997.6721 | 14470997.6721 | 1478867.319 | 6670120.1387 | 0 | 25540008.3489 | 48159993.4787 | 3162.2777 | 1.0543 | 24224.2775 | 45678.9611 | 493.8447 | 931.2274
1 | 4200 | 707 | 0.03 | 15 | 15 | 7 | 4.217e-12 | 5spot_SharedNeighbor | Water | Porous | Wet | R600a | MinimizeLCOE_Brownfield | IgnoreSilica | 2019 | 19.681 | 5.4992 | 0.36162 | 4 | 19494.5248 | 35132.5884 | 397.4223 | 716.2253 | 134.6151 | 0 | 80.1286 | 1429094.2265 | 110062.2823 | 1321364.3477 | 901095.3745 | 0 | 359996.8167 | 0 | 1607429.0886 | 4182200.7595 | 2854437.954 | 12765680.8498 | 961560.8286 | 14470997.6721 | 14470997.6721 | 1478867.319 | 6670120.1387 | 0 | 28198239.3505 | 50818224.4803 | 4216.965 | 1.4465 | 19494.5248 | 35132.5884 | 397.4223 | 716.2253
1 | 4200 | 707 | 0.03 | 15 | 15 | 7 | 5.6234e-12 | 5spot_SharedNeighbor | Water | Porous | Wet | R600a | MinimizeLCOE_Brownfield | IgnoreSilica | 2019 | 26.1117 | 7.3648 | 0.49127 | 4 | 16037.476 | 27548.4451 | 326.9456 | 561.6123 | 135.2909 | 0 | 86.3918 | 1761639.1039 | 136100.7042 | 1668428.699 | 1194435.3013 | 0 | 431860.5453 | 0 | 2025061.098 | 5268793.5798 | 3596059.8811 | 16082378.9126 | 961560.8286 | 14470997.6721 | 14470997.6721 | 1478867.319 | 6670120.1387 | 0 | 31514937.4133 | 54134922.5431 | 5623.4133 | 1.9651 | 16037.476 | 27548.4451 | 326.9456 | 561.6123
1 | 4200 | 707 | 0.03 | 15 | 15 | 7 | 7.4989e-12 | 5spot_SharedNeighbor | Water | Porous | Wet | R600a | MinimizeLCOE_Brownfield | IgnoreSilica | 2019 | 34.599 | 9.8283 | 0.66228 | 4 | 13465.7289 | 22004.4552 | 274.5171 | 448.5906 | 135.8041 | 0 | 83.1206 | 2165034.9207 | 167572.0461 | 2100917.9211 | 1581931.2088 | 0 | 519228.5922 | 0 | 2548527.0287 | 6630744.5538 | 4525619.4061 | 20239575.6774 | 961560.8286 | 14470997.6721 | 14470997.6721 | 1478867.319 | 6670120.1387 | 0 | 35672134.1781 | 58292119.3079 | 7498.9421 | 2.6491 | 13465.7289 | 22004.4552 | 274.5171 | 448.5906
1 | 4200 | 707 | 0.03 | 15 | 15 | 7 | 1e-11 | 5spot_SharedNeighbor | Water | Porous | Wet | R600a | MinimizeLCOE_Brownfield | IgnoreSilica | 2019 | 43.8413 | 12.5113 | 0.86631 | 4 | 11523.3184 | 18050.9683 | 234.9184 | 367.9934 | 136.1381 | 0 | 92.2511 | 2571893.5756 | 199197.3776 | 2547807.8472 | 2003883.1588 | 0 | 587032.7812 | 0 | 3084827.7487 | 8026089.017 | 5477970.6737 | 24498702.1798 | 961560.8286 | 14470997.6721 | 14470997.6721 | 1478867.319 | 6670120.1387 | 0 | 39931260.6805 | 62551245.8103 | 10000 | 3.4653 | 11523.3184 | 18050.9683 | 234.9184 | 367.9934
1 | 4200 | 707 | 0.03 | 15 | 15 | 7 | 1.3335e-11 | 5spot_SharedNeighbor | Water | Porous | Wet | R600a | MinimizeLCOE_Brownfield | IgnoreSilica | 2019 | 53.8218 | 15.4058 | 1.1049 | 4 | 10022.4514 | 15140.743 | 204.3212 | 308.6645 | 136.3579 | 0 | 95.0977 | 2983043.3214 | 231035.5408 | 3008889.6836 | 2459192.2189 | 0 | 636116.9875 | 0 | 3634128.3233 | 9455256.4351 | 6453406.8031 | 28861069.3137 | 961560.8286 | 14470997.6721 | 14470997.6721 | 1478867.319 | 6670120.1387 | 0 | 44293627.8144 | 66913612.9442 | 13335.2143 | 4.4194 | 10022.4514 | 15140.743 | 204.3212 | 308.6645
1 | 4200 | 707 | 0.03 | 15 | 15 | 7 | 1.7783e-11 | 5spot_SharedNeighbor | Water | Porous | Wet | R600a | MinimizeLCOE_Brownfield | IgnoreSilica | 2019 | 64.8345 | 18.5901 | 1.3799 | 4 | 8859.1142 | 12957.3029 | 180.605 | 264.1521 | 136.4835 | 0 | 127.2419 | 3409559.9022 | 263900.0183 | 3496591.9776 | 2960638.3443 | 0 | 674170.0527 | 0 | 4213895.515 | 10963691.7413 | 7482944.8948 | 33465392.446 | 961560.8286 | 14470997.6721 | 14470997.6721 | 1478867.319 | 6670120.1387 | 0 | 48897950.9467 | 71517936.0765 | 17782.7941 | 5.5195 | 8859.1142 | 12957.3029 | 180.605 | 264.1521
1 | 4200 | 707 | 0.03 | 15 | 15 | 7 | 2.3714e-11 | 5spot_SharedNeighbor | Water | Porous | Wet | R600a | MinimizeLCOE_Brownfield | IgnoreSilica | 2019 | 76.2714 | 21.8765 | 1.6792 | 4 | 7959.8628 | 11327.4522 | 162.2726 | 230.9254 | 136.5071 | 0 | 137.5382 | 3826817.8605 | 295833.6603 | 3982855.6837 | 3479356.2976 | 0 | 694910.3593 | 0 | 4789111.8059 | 12460286.5371 | 8504401.5949 | 38033573.7994 | 961560.8286 | 14470997.6721 | 14470997.6721 | 1478867.319 | 6670120.1387 | 0 | 53466132.3001 | 76086117.4298 | 23713.7371 | 6.717 | 7959.8628 | 11327.4522 | 162.2726 | 230.9254
1 | 4200 | 707 | 0.03 | 15 | 15 | 7 | 3.1623e-11 | 5spot_SharedNeighbor | Water | Porous | Wet | R600a | MinimizeLCOE_Brownfield | IgnoreSilica | 2019 | 87.5398 | 25.0845 | 1.9871 | 4 | 7267.8486 | 10113.7243 | 148.1649 | 206.1819 | 136.4374 | 0 | 187.3682 | 4215195.3068 | 325304.465 | 4443839.3643 | 3987448.4896 | 0 | 696698.3577 | 0 | 5330709.5336 | 13869412.7275 | 9466159.1744 | 42334767.4189 | 961560.8286 | 14470997.6721 | 14470997.6721 | 1478867.319 | 6670120.1387 | 0 | 57767325.9196 | 80387311.0494 | 31622.7766 | 7.9483 | 7267.8486 | 10113.7243 | 148.1649 | 206.1819
1 | 4200 | 707 | 0.03 | 15 | 15 | 7 | 4.217e-11 | 5spot_SharedNeighbor | Water | Porous | Wet | R600a | MinimizeLCOE_Brownfield | IgnoreSilica | 2019 | 98.0929 | 28.0548 | 2.2865 | 4 | 6737.6115 | 9210.8494 | 137.3553 | 187.7756 | 136.2979 | 0 | 193.2499 | 4560229.785 | 351233.706 | 4860508.2553 | 4459892.3496 | 0 | 681012.4739 | 0 | 5816021.8622 | 15132095.8554 | 10327966.3548 | 46188960.6422 | 961560.8286 | 14470997.6721 | 14470997.6721 | 1478867.319 | 6670120.1387 | 0 | 61621519.1429 | 84241504.2727 | 42169.6503 | 9.1459 | 6737.6115 | 9210.8494 | 137.3553 | 187.7756
1 | 4200 | 707 | 0.03 | 15 | 15 | 7 | 5.6234e-11 | 5spot_SharedNeighbor | Water | Porous | Wet | R600a | MinimizeLCOE_Brownfield | IgnoreSilica | 2019 | 107.5593 | 30.6867 | 2.5636 | 4 | 6332.8088 | 8538.7132 | 129.1029 | 174.0732 | 136.1184 | 0 | 194.6615 | 4855419.6325 | 373194.2956 | 5222641.3742 | 4880465.6979 | 0 | 652085.6558 | 0 | 6233684.5958 | 16218768.6138 | 11069642.8413 | 49505902.707 | 961560.8286 | 14470997.6721 | 14470997.6721 | 1478867.319 | 6670120.1387 | 0 | 64938461.2077 | 87558446.3375 | 56234.1325 | 10.2543 | 6332.8088 | 8538.7132 | 129.1029 | 174.0732
1 | 4200 | 707 | 0.03 | 15 | 15 | 7 | 7.4989e-11 | 5spot_SharedNeighbor | Water | Porous | Wet | R600a | MinimizeLCOE_Brownfield | IgnoreSilica | 2019 | 115.7176 | 32.927 | 2.8088 | 4 | 6024.6596 | 8037.9595 | 122.8208 | 163.8647 | 135.9263 | 0 | 186.0687 | 5099512.3829 | 391178.3934 | 5526256.7036 | 5240079.4347 | 0 | 614748.8223 | 0 | 6579992.5374 | 17119790.8402 | 11684609.0249 | 52256168.1393 | 961560.8286 | 14470997.6721 | 14470997.6721 | 1478867.319 | 6670120.1387 | 0 | 67688726.64 | 90308711.7698 | 74989.4209 | 11.2353 | 6024.6596 | 8037.9595 | 122.8208 | 163.8647
1 | 4200 | 707 | 0.03 | 15 | 15 | 7 | 1e-10 | 5spot_SharedNeighbor | Water | Porous | Wet | R600a | MinimizeLCOE_Brownfield | IgnoreSilica | 2019 | 122.5117 | 34.7711 | 3.0178 | 4 | 5790.6407 | 7664.5483 | 118.05 | 156.2522 | 135.742 | 0 | 204.6009 | 5295760.0475 | 405511.5186 | 5773235.8014 | 5537227.2656 | 0 | 573655.4501 | 0 | 6858302.1325 | 17843895.3174 | 12178825.2095 | 54466412.7426 | 961560.8286 | 14470997.6721 | 14470997.6721 | 1478867.319 | 6670120.1387 | 0 | 69898971.2433 | 92518956.3731 | 100000 | 12.071 | 5790.6407 | 7664.5483 | 118.05 | 156.2522
1 | 4200 | 707 | 0.03 | 15 | 15 | 7 | 1.3335e-10 | 5spot_SharedNeighbor | Water | Porous | Wet | R600a | MinimizeLCOE_Brownfield | IgnoreSilica | 2019 | 128 | 36.2461 | 3.1901 | 4 | 5613.2627 | 7385.9112 | 114.434 | 150.5718 | 135.578 | 0 | 217.7352 | 5449809.1347 | 416675.2471 | 5969026.5979 | 5775796.7136 | 0 | 532446.8536 | 0 | 7076064.2733 | 18410467.7389 | 12565522.5291 | 56195809.0883 | 961560.8286 | 14470997.6721 | 14470997.6721 | 1478867.319 | 6670120.1387 | 0 | 71628367.589 | 94248352.7187 | 133352.1432 | 12.7606 | 5613.2627 | 7385.9112 | 114.434 | 150.5718
1 | 4200 | 707 | 0.03 | 15 | 15 | 7 | 1.7783e-10 | 5spot_SharedNeighbor | Water | Porous | Wet | R600a | MinimizeLCOE_Brownfield | IgnoreSilica | 2019 | 132.3601 | 37.4083 | 3.3293 | 4 | 5479.0237 | 7177.5816 | 111.6973 | 146.3247 | 135.4384 | 0 | 236.7193 | 5569403.274 | 425285.2963 | 6122246.7925 | 5964359.0828 | 0 | 494043.4802 | 0 | 7244381.791 | 18848395.3932 | 12864417.1516 | 57532532.2615 | 961560.8286 | 14470997.6721 | 14470997.6721 | 1478867.319 | 6670120.1387 | 0 | 72965090.7622 | 95585075.892 | 177827.941 | 13.3172 | 5479.0237 | 7177.5816 | 111.6973 | 146.3247
1 | 4200 | 707 | 0.03 | 15 | 15 | 7 | 2.3714e-10 | 5spot_SharedNeighbor | Water | Porous | Wet | R600a | MinimizeLCOE_Brownfield | IgnoreSilica | 2019 | 137.7586 | 38.8457 | 3.4741 | 4 | 5376.3493 | 7004.1308 | 109.6042 | 142.7887 | 135.2744 | 0 | 211.8 | 5715818.2294 | 435818.439 | 6310451.3448 | 6197691.6875 | 0 | 479205.0797 | 0 | 7464204.0644 | 19420327.8567 | 13254772.81 | 59278289.5115 | 961560.8286 | 14470997.6721 | 14470997.6721 | 1478867.319 | 6670120.1387 | 0 | 74710848.0122 | 97330833.142 | 237137.3706 | 13.8962 | 5376.3493 | 7004.1308 | 109.6042 | 142.7887
1 | 4200 | 707 | 0.03 | 15 | 15 | 7 | 3.1623e-10 | 5spot_SharedNeighbor | Water | Porous | Wet | R600a | MinimizeLCOE_Brownfield | IgnoreSilica | 2019 | 140.5749 | 39.5936 | 3.5649 | 4 | 5298.4532 | 6884.7566 | 108.0161 | 140.3551 | 135.1903 | 0 | 228.2445 | 5791302.6314 | 441238.269 | 6407844.5557 | 6319229.6544 | 0 | 451465.9283 | 0 | 7570321.6051 | 19696423.9301 | 13443214.0533 | 60121040.6274 | 961560.8286 | 14470997.6721 | 14470997.6721 | 1478867.319 | 6670120.1387 | 0 | 75553599.1281 | 98173584.2578 | 316227.766 | 14.2596 | 5298.4532 | 6884.7566 | 108.0161 | 140.3551
1 | 4200 | 707 | 0.03 | 15 | 15 | 7 | 4.217e-10 | 5spot_SharedNeighbor | Water | Porous | Wet | R600a | MinimizeLCOE_Brownfield | IgnoreSilica | 2019 | 142.7038 | 40.1571 | 3.6347 | 4 | 5239.6889 | 6795.5191 | 106.8181 | 138.5358 | 135.1253 | 0 | 224.499 | 5847801.0567 | 445283.849 | 6480992.1585 | 6410917.328 | 0 | 428027.8286 | 0 | 7649078.6661 | 19901333.6474 | 13583069.1459 | 60746503.6801 | 961560.8286 | 14470997.6721 | 14470997.6721 | 1478867.319 | 6670120.1387 | 0 | 76179062.1808 | 98799047.3106 | 421696.5034 | 14.5389 | 5239.6889 | 6795.5191 | 106.8181 | 138.5358
1 | 4200 | 707 | 0.03 | 15 | 15 | 7 | 5.6234e-10 | 5spot_SharedNeighbor | Water | Porous | Wet | R600a | MinimizeLCOE_Brownfield | IgnoreSilica | 2019 | 144.3286 | 40.586 | 3.6884 | 4 | 5195.4053 | 6728.5985 | 105.9154 | 137.1716 | 135.0749 | 0 | 231.2883 | 5890594.0957 | 448341.6456 | 6536540.4179 | 6480777.6695 | 0 | 408971.9933 | 0 | 7708438.0706 | 20055774.6416 | 13688478.2978 | 61217916.8319 | 961560.8286 | 14470997.6721 | 14470997.6721 | 1478867.319 | 6670120.1387 | 0 | 76650475.3326 | 99270460.4624 | 562341.3252 | 14.7535 | 5195.4053 | 6728.5985 | 105.9154 | 137.1716
1 | 4200 | 707 | 0.03 | 15 | 15 | 7 | 7.4989e-10 | 5spot_SharedNeighbor | Water | Porous | Wet | R600a | MinimizeLCOE_Brownfield | IgnoreSilica | 2019 | 145.564 | 40.9115 | 3.7294 | 4 | 5162.0647 | 6678.3976 | 105.2357 | 136.1482 | 135.0361 | 0 | 224.8272 | 5922947.0187 | 450649.7187 | 6578620.4298 | 6533833.501 | 0 | 393769.2815 | 0 | 7753129.7804 | 20172053.303 | 13767840.8736 | 61572843.9068 | 961560.8286 | 14470997.6721 | 14470997.6721 | 1478867.319 | 6670120.1387 | 0 | 77005402.4075 | 99625387.5373 | 749894.2093 | 14.9176 | 5162.0647 | 6678.3976 | 105.2357 | 136.1482
1 | 4200 | 707 | 0.03 | 15 | 15 | 7 | 1e-09 | 5spot_SharedNeighbor | Water | Porous | Wet | R600a | MinimizeLCOE_Brownfield | IgnoreSilica | 2019 | 146.4823 | 41.153 | 3.7603 | 4 | 5136.9825 | 6640.86 | 104.7243 | 135.3829 | 135.0071 | 0 | 215.4144 | 5946891.022 | 452355.7902 | 6609810.4119 | 6573233.5068 | 0 | 381639.7101 | 0 | 7785932.8719 | 20257400.2183 | 13826091.897 | 61833355.4281 | 961560.8286 | 14470997.6721 | 14470997.6721 | 1478867.319 | 6670120.1387 | 0 | 77265913.9288 | 99885899.0586 | 1000000 | 15.0411 | 5136.9825 | 6640.86 | 104.7243 | 135.3829
1 | 4200 | 707 | 0.03 | 15 | 15 | 7 | 1.3335e-09 | 5spot_SharedNeighbor | Water | Porous | Wet | R600a | MinimizeLCOE_Brownfield | IgnoreSilica | 2019 | 147.1861 | 41.3379 | 3.7839 | 4 | 5118.1233 | 6612.6268 | 104.3399 | 134.8073 | 134.9847 | 0 | 201.7614 | 5965187.7428 | 453659.2401 | 6633657.3633 | 6603438.0885 | 0 | 372301.3429 | 0 | 7811015.0733 | 20322658.9611 | 13870632.3298 | 62032550.1417 | 961560.8286 | 14470997.6721 | 14470997.6721 | 1478867.319 | 6670120.1387 | 0 | 77465108.6424 | 100085093.7722 | 1333521.4322 | 15.1355 | 5118.1233 | 6612.6268 | 104.3399 | 134.8073
1 | 4200 | 707 | 0.03 | 15 | 15 | 7 | 1.7783e-09 | 5spot_SharedNeighbor | Water | Porous | Wet | R600a | MinimizeLCOE_Brownfield | IgnoreSilica | 2019 | 147.7003 | 41.4728 | 3.8014 | 4 | 5103.9518 | 6591.559 | 104.051 | 134.3778 | 134.9683 | 0 | 201.0653 | 5978521.9589 | 454608.8168 | 6651046.7505 | 6625500.3974 | 0 | 364938.5637 | 0 | 7829100.4301 | 20369713.3497 | 13902747.9169 | 62176178.184 | 961560.8286 | 14470997.6721 | 14470997.6721 | 1478867.319 | 6670120.1387 | 0 | 77608736.6847 | 100228721.8145 | 1778279.41 | 15.2056 | 5103.9518 | 6591.559 | 104.051 | 134.3778
1 | 4200 | 707 | 0.03 | 15 | 15 | 7 | 2.3714e-09 | 5spot_SharedNeighbor | Water | Porous | Wet | R600a | MinimizeLCOE_Brownfield | IgnoreSilica | 2019 | 146.005 | 41.0272 | 3.7794 | 4 | 5091.6132 | 6587.8634 | 103.7994 | 134.3025 | 135.0216 | 0 | 506.6951 | 5934404.4417 | 451464.3385 | 6593568.1381 | 6552725.0744 | 0 | 337487.2521 | 0 | 7749163.2055 | 20161733.0887 | 13760797.1152 | 61541342.6543 | 961560.8286 | 14470997.6721 | 14470997.6721 | 1478867.319 | 6670120.1387 | 0 | 76973901.155 | 99593886.2848 | 2371373.7057 | 15.1178 | 5091.6132 | 6587.8634 | 103.7994 | 134.3025
1 | 4200 | 707 | 0.03 | 15 | 15 | 7 | 3.1623e-09 | 5spot_SharedNeighbor | Water | Porous | Wet | R600a | MinimizeLCOE_Brownfield | IgnoreSilica | 2019 | 148.0754 | 41.5712 | 3.8206 | 4 | 5083.218 | 6563.3395 | 103.6283 | 133.8026 | 134.9562 | 0 | 198.6023 | 5988230.0501 | 455299.7562 | 6663715.8946 | 6641587.3766 | 0 | 350206.2717 | 0 | 7838625.3462 | 20394495.2278 | 13919662.0579 | 62251821.9813 | 961560.8286 | 14470997.6721 | 14470997.6721 | 1478867.319 | 6670120.1387 | 0 | 77684380.482 | 100304365.6118 | 3162277.6602 | 15.2825 | 5083.218 | 6563.3395 | 103.6283 | 133.8026
1 | 4200 | 707 | 0.03 | 15 | 15 | 7 | 4.217e-09 | 5spot_SharedNeighbor | Water | Porous | Wet | R600a | MinimizeLCOE_Brownfield | IgnoreSilica | 2019 | 148.987 | 41.8101 | 3.8401 | 4 | 5077.2683 | 6549.8725 | 103.507 | 133.528 | 134.927 | 0 | 217.6457 | 6011790.2903 | 456976.2685 | 6694476.5172 | 6680682.3243 | 0 | 353642.6591 | 0 | 7877051.5432 | 20494472.3099 | 13987898.4708 | 62556990.3832 | 961560.8286 | 14470997.6721 | 14470997.6721 | 1478867.319 | 6670120.1387 | 0 | 77989548.8839 | 100609534.0137 | 4216965.0343 | 15.3605 | 5077.2683 | 6549.8725 | 103.507 | 133.528
1 | 4200 | 707 | 0.03 | 15 | 15 | 7 | 5.6234e-09 | 5spot_SharedNeighbor | Water | Porous | Wet | R600a | MinimizeLCOE_Brownfield | IgnoreSilica | 2019 | 149.1398 | 41.8501 | 3.8455 | 4 | 5072.8372 | 6543.3745 | 103.4166 | 133.3955 | 134.9221 | 0 | 206.1505 | 6015727.0346 | 457256.0826 | 6699622.3106 | 6687229.9749 | 0 | 351117.0929 | 0 | 7882271.4734 | 20508053.4975 | 13997167.9104 | 62598445.377 | 961560.8286 | 14470997.6721 | 14470997.6721 | 1478867.319 | 6670120.1387 | 0 | 78031003.8776 | 100650989.0074 | 5623413.2519 | 15.3821 | 5072.8372 | 6543.3745 | 103.4166 | 133.3955
1 | 4200 | 707 | 0.03 | 15 | 15 | 7 | 7.4989e-09 | 5spot_SharedNeighbor | Water | Porous | Wet | R600a | MinimizeLCOE_Brownfield | IgnoreSilica | 2019 | 149.2667 | 41.8833 | 3.8498 | 4 | 5069.5126 | 6538.4205 | 103.3489 | 133.2945 | 134.918 | 0 | 189.3541 | 6018994.269 | 457488.2881 | 6703893.581 | 6692666.0566 | 0 | 349326.9163 | 0 | 7886723.9533 | 20519637.937 | 14005074.5284 | 62633805.5298 | 961560.8286 | 14470997.6721 | 14470997.6721 | 1478867.319 | 6670120.1387 | 0 | 78066364.0305 | 100686349.1603 | 7498942.0933 | 15.3992 | 5069.5126 | 6538.4205 | 103.3489 | 133.2945
1 | 4200 | 707 | 0.03 | 15 | 15 | 7 | 1e-08 | 5spot_SharedNeighbor | Water | Porous | Wet | R600a | MinimizeLCOE_Brownfield | IgnoreSilica | 2019 | 149.3593 | 41.9076 | 3.853 | 4 | 5067.0185 | 6534.7226 | 103.298 | 133.2192 | 134.915 | 0 | 184.974 | 6021377.9832 | 457657.6768 | 6707010.3382 | 6696633.5818 | 0 | 347952.2155 | 0 | 7889946.4002 | 20528022.0828 | 14010796.8802 | 62659397.1587 | 961560.8286 | 14470997.6721 | 14470997.6721 | 1478867.319 | 6670120.1387 | 0 | 78091955.6594 | 100711940.7892 | 10000000 | 15.4118 | 5067.0185 | 6534.7226 | 103.298 | 133.2192
1 | 4300 | 707 | 0.03 | 15 | 15 | 7 | 1e-13 | 5spot_SharedNeighbor | Water | Porous | Wet | R600a | MinimizeLCOE_Brownfield | IgnoreSilica | 2019 | 0 | 0 | 0 | 0 |  |  |  |  | 15 |  | 25.1702 | [19 empty] | 100 | 0
1 | 4300 | 707 | 0.03 | 15 | 15 | 7 | 1.3335e-13 | 5spot_SharedNeighbor | Water | Porous | Wet | R600a | MinimizeLCOE_Brownfield | IgnoreSilica | 2019 | 0 | 0 | 0 | 0 |  |  |  |  | 15 |  | 24.9775 | [19 empty] | 133.3521 | 0
1 | 4300 | 707 | 0.03 | 15 | 15 | 7 | 1.7783e-13 | 5spot_SharedNeighbor | Water | Porous | Wet | R600a | MinimizeLCOE_Brownfield | IgnoreSilica | 2019 | 0 | 0 | 0 | 0 |  |  |  |  | 15 |  | 27.5132 | [19 empty] | 177.8279 | 0
1 | 4300 | 707 | 0.03 | 15 | 15 | 7 | 2.3714e-13 | 5spot_SharedNeighbor | Water | Porous | Wet | R600a | MinimizeLCOE_Brownfield | IgnoreSilica | 2019 | 1.2304 | 0.21052 | 0.0025277 | 4 | 1684093.9265 | 3983915.1186 | 34332.5326 | 81217.4983 | 102.9605 | 0 | 48.1177 | 122366.7935 | 7747.1739 | 99330.3671 | 66413.1049 | 0 | 73115.824 | 0 | 143899.5727 | 374397.1704 | 255533.7619 | 1142803.7683 | 961560.8286 | 14923245.9986 | 14923245.9986 | 1478867.319 | 6851019.4693 | 0 | 17027610.5955 | 40280743.3825 | 237.1374 | 0.010111 | 1684093.9265 | 3983915.1186 | 34332.5326 | 81217.4983
1 | 4300 | 707 | 0.03 | 15 | 15 | 7 | 3.1623e-13 | 5spot_SharedNeighbor | Water | Porous | Wet | R600a | MinimizeLCOE_Brownfield | IgnoreSilica | 2019 | 1.6125 | 0.31229 | 0.008251 | 4 | 526527.6324 | 1231083.7314 | 10733.978 | 25097.307 | 110.2531 | 0 | 273.065 | 168533.437 | 11156.1819 | 135459.2657 | 82974.9372 | 0 | 83814.0218 | 0 | 187955.759 | 489022.33 | 333767.7886 | 1492683.7212 | 961560.8286 | 14923245.9986 | 14923245.9986 | 1478867.319 | 6851019.4693 | 0 | 17377490.5485 | 40630623.3354 | 316.2278 | 0.033004 | 526527.6324 | 1231083.7314 | 10733.978 | 25097.307
1 | 4300 | 707 | 0.03 | 15 | 15 | 7 | 4.217e-13 | 5spot_SharedNeighbor | Water | Porous | Wet | R600a | MinimizeLCOE_Brownfield | IgnoreSilica | 2019 | 2.1182 | 0.45301 | 0.017001 | 4 | 262069.1142 | 604005.9334 | 5342.6334 | 12313.4779 | 116.442 | 0 | 371.0056 | 226343.7199 | 15564.5803 | 181611.6377 | 105392.328 | 0 | 96476.7003 | 0 | 243901.6968 | 634582.184 | 433115.3799 | 1936988.227 | 961560.8286 | 14923245.9986 | 14923245.9986 | 1478867.319 | 6851019.4693 | 0 | 17821795.0542 | 41074927.8411 | 421.6965 | 0.068004 | 262069.1142 | 604005.9334 | 5342.6334 | 12313.4779
1 | 4300 | 707 | 0.03 | 15 | 15 | 7 | 5.6234e-13 | 5spot_SharedNeighbor | Water | Porous | Wet | R600a | MinimizeLCOE_Brownfield | IgnoreSilica | 2019 | 2.7794 | 0.64262 | 0.029673 | 4 | 154806.9909 | 350715.3298 | 3155.9499 | 7149.8064 | 121.5101 | 0 | 492.0004 | 296980.2009 | 21079.1871 | 239373.3347 | 135312.145 | 0 | 111143.1299 | 0 | 313516.3191 | 815705.1512 | 556735.5267 | 2489844.9946 | 961560.8286 | 14923245.9986 | 14923245.9986 | 1478867.319 | 6851019.4693 | 0 | 18374651.8218 | 41627784.6087 | 562.3413 | 0.11869 | 154806.9909 | 350715.3298 | 3155.9499 | 7149.8064
1 | 4300 | 707 | 0.03 | 15 | 15 | 7 | 7.4989e-13 | 5spot_SharedNeighbor | Water | Porous | Wet | R600a | MinimizeLCOE_Brownfield | IgnoreSilica | 2019 | 3.674 | 0.90401 | 0.047645 | 4 | 100132.7651 | 222145.1939 | 2041.3419 | 4528.7303 | 125.7032 | 0 | 655.4501 | 385260.1305 | 28077.6311 | 313613.0717 | 176115.5177 | 0 | 129622.3879 | 0 | 402748.6082 | 1047869.2633 | 715192.3038 | 3198498.9141 | 961560.8286 | 14923245.9986 | 14923245.9986 | 1478867.319 | 6851019.4693 | 0 | 19083305.7413 | 42336438.5283 | 749.8942 | 0.19058 | 100132.7651 | 222145.1939 | 2041.3419 | 4528.7303
1 | 4300 | 707 | 0.03 | 15 | 15 | 7 | 1e-12 | 5spot_SharedNeighbor | Water | Porous | Wet | R600a | MinimizeLCOE_Brownfield | IgnoreSilica | 2019 | 4.8548 | 1.2536 | 0.072423 | 4 | 68924.0953 | 149192.2295 | 1405.1109 | 3041.4854 | 129.0173 | 0 | 78.6305 | 492508.3027 | 36666.343 | 406435.9186 | 230728.641 | 0 | 151613.9087 | 0 | 514001.7145 | 1337327.0248 | 912753.1738 | 4082035.0272 | 961560.8286 | 14923245.9986 | 14923245.9986 | 1478867.319 | 6851019.4693 | 0 | 19966841.8544 | 43219974.6413 | 1000 | 0.28969 | 68924.0953 | 149192.2295 | 1405.1109 | 3041.4854
1 | 4300 | 707 | 0.03 | 15 | 15 | 7 | 1.3335e-12 | 5spot_SharedNeighbor | Water | Porous | Wet | R600a | MinimizeLCOE_Brownfield | IgnoreSilica | 2019 | 6.4406 | 1.726 | 0.10621 | 4 | 49628.7594 | 104363.4371 | 1011.7494 | 2127.5898 | 131.6202 | 0 | 78.6899 | 624193.6651 | 47257.953 | 523964.1676 | 304302.1878 | 0 | 178917.609 | 0 | 654667.8772 | 1703311.5256 | 1162545.1158 | 5199160.1012 | 961560.8286 | 14923245.9986 | 14923245.9986 | 1478867.319 | 6851019.4693 | 0 | 21083966.9284 | 44337099.7153 | 1333.5214 | 0.42483 | 49628.7594 | 104363.4371 | 1011.7494 | 2127.5898
1 | 4300 | 707 | 0.03 | 15 | 15 | 7 | 1.7783e-12 | 5spot_SharedNeighbor | Water | Porous | Wet | R600a | MinimizeLCOE_Brownfield | IgnoreSilica | 2019 | 8.5406 | 2.3484 | 0.15066 | 4 | 37273.6944 | 75859.5481 | 759.8747 | 1546.4995 | 133.4706 | 0 | 77.0654 | 781590.8065 | 59866.7731 | 669493.012 | 400829.3899 | 0 | 211899.7426 | 0 | 828235.0924 | 2154897.8161 | 1470762.0382 | 6577574.6708 | 961560.8286 | 14923245.9986 | 14923245.9986 | 1478867.319 | 6851019.4693 | 0 | 22462381.498 | 45715514.2849 | 1778.2794 | 0.60263 | 37273.6944 | 75859.5481 | 759.8747 | 1546.4995
1 | 4300 | 707 | 0.03 | 15 | 15 | 7 | 2.3714e-12 | 5spot_SharedNeighbor | Water | Porous | Wet | R600a | MinimizeLCOE_Brownfield | IgnoreSilica | 2019 | 11.369 | 3.2055 | 0.21352 | 4 | 28392.8234 | 55618.4024 | 578.8261 | 1133.8564 | 135.2653 | 0 | 99.1151 | 981074.3787 | 76005.1624 | 857634.1774 | 533534.6537 | 0 | 252615.2165 | 0 | 1053336.7996 | 2740566.2834 | 1870492.8014 | 8365259.473 | 961560.8286 | 14923245.9986 | 14923245.9986 | 1478867.319 | 6851019.4693 | 0 | 24250066.3003 | 47503199.0872 | 2371.3737 | 0.85409 | 28392.8234 | 55618.4024 | 578.8261 | 1133.8564
1 | 4300 | 707 | 0.03 | 15 | 15 | 7 | 3.1623e-12 | 5spot_SharedNeighbor | Water | Porous | Wet | R600a | MinimizeLCOE_Brownfield | IgnoreSilica | 2019 | 15.0984 | 4.328 | 0.29556 | 4 | 22376.9661 | 42045.4504 | 456.1847 | 857.1534 | 136.4644 | 0 | 94.2208 | 1218848.3349 | 95114.939 | 1089578.9425 | 707816.95 | 0 | 301483.0845 | 0 | 1331008.4778 | 3463011.032 | 2363576.1871 | 10570437.9477 | 961560.8286 | 14923245.9986 | 14923245.9986 | 1478867.319 | 6851019.4693 | 0 | 26455244.775 | 49708377.5619 | 3162.2777 | 1.1823 | 22376.9661 | 42045.4504 | 456.1847 | 857.1534
1 | 4300 | 707 | 0.03 | 15 | 15 | 7 | 4.217e-12 | 5spot_SharedNeighbor | Water | Porous | Wet | R600a | MinimizeLCOE_Brownfield | IgnoreSilica | 2019 | 20.048 | 5.8163 | 0.4043 | 4 | 18062.3125 | 32440.9064 | 368.2247 | 661.3518 | 137.3782 | 0 | 101.1507 | 1507229.0962 | 118188.4533 | 1379368.6424 | 936798.6707 | 0 | 360824.8642 | 0 | 1677939.7935 | 4365655.1498 | 2979649.345 | 13325654.0151 | 961560.8286 | 14923245.9986 | 14923245.9986 | 1478867.319 | 6851019.4693 | 0 | 29210460.8423 | 52463593.6292 | 4216.965 | 1.6172 | 18062.3125 | 32440.9064 | 368.2247 | 661.3518
1 | 4300 | 707 | 0.03 | 15 | 15 | 7 | 5.6234e-12 | 5spot_SharedNeighbor | Water | Porous | Wet | R600a | MinimizeLCOE_Brownfield | IgnoreSilica | 2019 | 26.6064 | 7.7859 | 0.54789 | 4 | 14899.7933 | 25510.0097 | 303.7524 | 520.0561 | 138.0729 | 0 | 82.5621 | 1856927.6533 | 146026.9262 | 1741078.1128 | 1237222.4053 | 0 | 432985.0078 | 0 | 2111553.6411 | 5493829.4349 | 3749651.4763 | 16769274.6577 | 961560.8286 | 14923245.9986 | 14923245.9986 | 1478867.319 | 6851019.4693 | 0 | 32654081.4849 | 55907214.2718 | 5623.4133 | 2.1916 | 14899.7933 | 25510.0097 | 303.7524 | 520.0561
1 | 4300 | 707 | 0.03 | 15 | 15 | 7 | 7.4989e-12 | 5spot_SharedNeighbor | Water | Porous | Wet | R600a | MinimizeLCOE_Brownfield | IgnoreSilica | 2019 | 35.2226 | 10.3783 | 0.73718 | 4 | 12534.3788 | 20420.2554 | 255.5303 | 416.2945 | 138.5983 | 0 | 101.1004 | 2280063.5135 | 179602.6127 | 2190419.5545 | 1634480.6945 | 0 | 519975.831 | 0 | 2653771.4604 | 6904568.9765 | 4712510.2012 | 21075392.8441 | 961560.8286 | 14923245.9986 | 14923245.9986 | 1478867.319 | 6851019.4693 | 0 | 36960199.6714 | 60213332.4583 | 7498.9421 | 2.9487 | 12534.3788 | 20420.2554 | 255.5303 | 416.2945
1 | 4300 | 707 | 0.03 | 15 | 15 | 7 | 1e-11 | 5spot_SharedNeighbor | Water | Porous | Wet | R600a | MinimizeLCOE_Brownfield | IgnoreSilica | 2019 | 46.4212 | 13.7485 | 0.98317 | 4 | 10751.6796 | 16664.4565 | 219.1875 | 339.7275 | 138.99 | 0 | 92.993 | 2786409.8448 | 219615.527 | 2742324.0584 | 2150920.8398 | 0 | 623842.5787 | 0 | 3324014.011 | 8648402.6076 | 5902712.4866 | 26398241.9541 | 961560.8286 | 14923245.9986 | 14923245.9986 | 1478867.319 | 6851019.4693 | 0 | 42283048.7813 | 65536181.5682 | 10000 | 3.9327 | 10751.6796 | 16664.4565 | 219.1875 | 339.7275
1 | 4300 | 707 | 0.03 | 15 | 15 | 7 | 1.3335e-11 | 5spot_SharedNeighbor | Water | Porous | Wet | R600a | MinimizeLCOE_Brownfield | IgnoreSilica | 2019 | 56.9493 | 16.9158 | 1.2511 | 4 | 9386.0626 | 14032.6021 | 191.3476 | 286.0736 | 139.1976 | 0 | 119.5647 | 3230200.5499 | 254575.4106 | 3236551.2772 | 2639506.0363 | 0 | 676054.1893 | 0 | 3914386.1107 | 10184429.709 | 6951082.5455 | 31086785.8285 | 961560.8286 | 14923245.9986 | 14923245.9986 | 1478867.319 | 6851019.4693 | 0 | 46971592.6557 | 70224725.4426 | 13335.2143 | 5.0044 | 9386.0626 | 14032.6021 | 191.3476 | 286.0736
1 | 4300 | 707 | 0.03 | 15 | 15 | 7 | 1.7783e-11 | 5spot_SharedNeighbor | Water | Porous | Wet | R600a | MinimizeLCOE_Brownfield | IgnoreSilica | 2019 | 68.2233 | 20.2934 | 1.5537 | 4 | 8328.3248 | 12069.9316 | 169.7842 | 246.0619 | 139.2988 | 0 | 156.7599 | 3676709.6372 | 289543.1584 | 3743697.2564 | 3161020.535 | 0 | 711422.4974 | 0 | 4517133.3029 | 11752654.2627 | 8021428.0272 | 35873608.6773 | 961560.8286 | 14923245.9986 | 14923245.9986 | 1478867.319 | 6851019.4693 | 0 | 51758415.5045 | 75011548.2914 | 17782.7941 | 6.2147 | 8328.3248 | 12069.9316 | 169.7842 | 246.0619
1 | 4300 | 707 | 0.03 | 15 | 15 | 7 | 2.3714e-11 | 5spot_SharedNeighbor | Water | Porous | Wet | R600a | MinimizeLCOE_Brownfield | IgnoreSilica | 2019 | 79.7844 | 23.7304 | 1.8784 | 4 | 7511.7243 | 10606.5448 | 153.1367 | 216.2288 | 139.2932 | 0 | 170.8827 | 4107826.9814 | 323033.8046 | 4242903.0094 | 3692361.0514 | 0 | 727738.6998 | 0 | 5106606.7832 | 13286343.3407 | 9068202.3371 | 40555016.0076 | 961560.8286 | 14923245.9986 | 14923245.9986 | 1478867.319 | 6851019.4693 | 0 | 56439822.8349 | 79692955.6218 | 23713.7371 | 7.5136 | 7511.7243 | 10606.5448 | 153.1367 | 216.2288
1 | 4300 | 707 | 0.03 | 15 | 15 | 7 | 3.1623e-11 | 5spot_SharedNeighbor | Water | Porous | Wet | R600a | MinimizeLCOE_Brownfield | IgnoreSilica | 2019 | 91.0554 | 27.045 | 2.2078 | 4 | 6883.959 | 9517.058 | 140.3388 | 194.0181 | 139.1941 | 0 | 192.2347 | 4504642.6029 | 353552.6345 | 4711075.3316 | 4205671.8392 | 0 | 724370.9731 | 0 | 5654732.2187 | 14712453.2881 | 10041551.6798 | 44908050.5681 | 961560.8286 | 14923245.9986 | 14923245.9986 | 1478867.319 | 6851019.4693 | 0 | 60792857.3953 | 84045990.1822 | 31622.7766 | 8.8311 | 6883.959 | 9517.058 | 140.3388 | 194.0181
1 | 4300 | 707 | 0.03 | 15 | 15 | 7 | 4.217e-11 | 5spot_SharedNeighbor | Water | Porous | Wet | R600a | MinimizeLCOE_Brownfield | IgnoreSilica | 2019 | 101.4964 | 30.0764 | 2.5238 | 4 | 6403.2545 | 8706.6207 | 130.539 | 177.4962 | 139.0293 | 0 | 206.0841 | 4853166.3918 | 380058.7135 | 5129597.134 | 4676116.6441 | 0 | 703348.7398 | 0 | 6139492.173 | 15973699.2512 | 10902377.9657 | 48757857.0132 | 961560.8286 | 14923245.9986 | 14923245.9986 | 1478867.319 | 6851019.4693 | 0 | 64642663.8404 | 87895796.6273 | 42169.6503 | 10.0953 | 6403.2545 | 8706.6207 | 130.539 | 177.4962
1 | 4300 | 707 | 0.03 | 15 | 15 | 7 | 5.6234e-11 | 5spot_SharedNeighbor | Water | Porous | Wet | R600a | MinimizeLCOE_Brownfield | IgnoreSilica | 2019 | 110.9233 | 32.7816 | 2.8165 | 4 | 6035.9727 | 8100.0188 | 123.0515 | 165.1298 | 138.8268 | 0 | 242.1747 | 5154274.8172 | 402763.8775 | 5496228.8731 | 5101716.5314 | 0 | 671297.2544 | 0 | 6562249.7279 | 17073627.6896 | 11653101.7261 | 52115260.4974 | 961560.8286 | 14923245.9986 | 14923245.9986 | 1478867.319 | 6851019.4693 | 0 | 68000067.3246 | 91253200.1115 | 56234.1325 | 11.2658 | 6035.9727 | 8100.0188 | 123.0515 | 165.1298
1 | 4300 | 707 | 0.03 | 15 | 15 | 7 | 7.4989e-11 | 5spot_SharedNeighbor | Water | Porous | Wet | R600a | MinimizeLCOE_Brownfield | IgnoreSilica | 2019 | 118.877 | 35.0369 | 3.0717 | 4 | 5756.4159 | 7648.9637 | 117.3523 | 155.9345 | 138.6197 | 0 | 236.4566 | 5398510.2051 | 421010.0111 | 5797479.3994 | 5459827.5053 | 0 | 629970.7861 | 0 | 6905651.1837 | 17967087.8361 | 12262906.6349 | 54842443.5616 | 961560.8286 | 14923245.9986 | 14923245.9986 | 1478867.319 | 6851019.4693 | 0 | 70727250.3888 | 93980383.1757 | 74989.4209 | 12.2867 | 5756.4159 | 7648.9637 | 117.3523 | 155.9345
1 | 4300 | 707 | 0.03 | 15 | 15 | 7 | 1e-10 | 5spot_SharedNeighbor | Water | Porous | Wet | R600a | MinimizeLCOE_Brownfield | IgnoreSilica | 2019 | 125.4734 | 36.8868 | 3.2879 | 4 | 5544.1723 | 7312.2445 | 113.0255 | 149.07 | 138.4247 | 0 | 227.0344 | 5594416.966 | 435517.0886 | 6041847.3223 | 5755583.5745 | 0 | 585855.9043 | 0 | 7181156.1337 | 18683895.2023 | 12752142.3912 | 57030414.5829 | 961560.8286 | 14923245.9986 | 14923245.9986 | 1478867.319 | 6851019.4693 | 0 | 72915221.4101 | 96168354.197 | 100000 | 13.1517 | 5544.1723 | 7312.2445 | 113.0255 | 149.07
1 | 4300 | 707 | 0.03 | 15 | 15 | 7 | 1.3335e-10 | 5spot_SharedNeighbor | Water | Porous | Wet | R600a | MinimizeLCOE_Brownfield | IgnoreSilica | 2019 | 130.7749 | 38.3593 | 3.4654 | 4 | 5383.3275 | 7060.8645 | 109.7464 | 143.9453 | 138.2536 | 0 | 200.9441 | 5747623.5502 | 446775.5876 | 6234735.8444 | 5992436.779 | 0 | 542338.301 | 0 | 7395924.9242 | 19242679.54 | 13133524.1836 | 58736038.71 | 961560.8286 | 14923245.9986 | 14923245.9986 | 1478867.319 | 6851019.4693 | 0 | 74620845.5372 | 97873978.3242 | 133352.1432 | 13.8615 | 5383.3275 | 7060.8645 | 109.7464 | 143.9453
1 | 4300 | 707 | 0.03 | 15 | 15 | 7 | 1.7783e-10 | 5spot_SharedNeighbor | Water | Porous | Wet | R600a | MinimizeLCOE_Brownfield | IgnoreSilica | 2019 | 136.9038 | 40.0531 | 3.6431 | 4 | 5260.8539 | 6856.559 | 107.2496 | 139.7802 | 138.0552 | 0 | 215.6312 | 5921372.0608 | 459492.7374 | 6454853.6767 | 6265776.0081 | 0 | 521716.4881 | 0 | 7653052.2787 | 19911672.1724 | 13590125.4016 | 60778060.8239 | 961560.8286 | 14923245.9986 | 14923245.9986 | 1478867.319 | 6851019.4693 | 0 | 76662867.6511 | 99916000.438 | 177827.941 | 14.5723 | 5260.8539 | 6856.559 | 107.2496 | 139.7802
1 | 4300 | 707 | 0.03 | 15 | 15 | 7 | 2.3714e-10 | 5spot_SharedNeighbor | Water | Porous | Wet | R600a | MinimizeLCOE_Brownfield | IgnoreSilica | 2019 | 140.3922 | 41.0174 | 3.7619 | 4 | 5167.2723 | 6712.5779 | 105.3418 | 136.845 | 137.9473 | 0 | 209.4644 | 6019368.1909 | 466665.5824 | 6579325.5661 | 6422359.3985 | 0 | 488111.7195 | 0 | 7790573.8784 | 20269475.1651 | 13834333.2963 | 61870212.7972 | 961560.8286 | 14923245.9986 | 14923245.9986 | 1478867.319 | 6851019.4693 | 0 | 77755019.6244 | 101008152.4113 | 237137.3706 | 15.0476 | 5167.2723 | 6712.5779 | 105.3418 | 136.845
1 | 4300 | 707 | 0.03 | 15 | 15 | 7 | 3.1623e-10 | 5spot_SharedNeighbor | Water | Porous | Wet | R600a | MinimizeLCOE_Brownfield | IgnoreSilica | 2019 | 143.0787 | 41.7582 | 3.8548 | 4 | 5096.6041 | 6604.6739 | 103.9012 | 134.6452 | 137.8619 | 0 | 214.3469 | 6094115.0819 | 472124.9313 | 6674575.9171 | 6543729.1305 | 0 | 459333.5934 | 0 | 7895112.6751 | 20541463.6704 | 14019971.0399 | 62700426.0397 | 961560.8286 | 14923245.9986 | 14923245.9986 | 1478867.319 | 6851019.4693 | 0 | 78585232.8669 | 101838365.6538 | 316227.766 | 15.4191 | 5096.6041 | 6604.6739 | 103.9012 | 134.6452
1 | 4300 | 707 | 0.03 | 15 | 15 | 7 | 4.217e-10 | 5spot_SharedNeighbor | Water | Porous | Wet | R600a | MinimizeLCOE_Brownfield | IgnoreSilica | 2019 | 145.1056 | 42.3155 | 3.926 | 4 | 5043.301 | 6524.0006 | 102.8145 | 133.0006 | 137.7962 | 0 | 217.9799 | 6149997.7907 | 476196.2821 | 6746008.7516 | 6635265.2392 | 0 | 435148.0265 | 0 | 7972620.2751 | 20743122.5465 | 14157607.3665 | 63315966.2781 | 961560.8286 | 14923245.9986 | 14923245.9986 | 1478867.319 | 6851019.4693 | 0 | 79200773.1053 | 102453905.8922 | 421696.5034 | 15.7042 | 5043.301 | 6524.0006 | 102.8145 | 133.0006
1 | 4300 | 707 | 0.03 | 15 | 15 | 7 | 5.6234e-10 | 5spot_SharedNeighbor | Water | Porous | Wet | R600a | MinimizeLCOE_Brownfield | IgnoreSilica | 2019 | 146.6332 | 42.7345 | 3.9804 | 4 | 5003.1372 | 6463.6099 | 101.9957 | 131.7694 | 137.746 | 0 | 243.3043 | 6191830.3582 | 479238.1887 | 6799607.2034 | 6704240.0302 | 0 | 415384.7911 | 0 | 8030217.2229 | 20892977.99 | 14259886.786 | 63773382.5706 | 961560.8286 | 14923245.9986 | 14923245.9986 | 1478867.319 | 6851019.4693 | 0 | 79658189.3978 | 102911322.1847 | 562341.3252 | 15.9216 | 5003.1372 | 6463.6099 | 101.9957 | 131.7694
1 | 4300 | 707 | 0.03 | 15 | 15 | 7 | 7.4989e-10 | 5spot_SharedNeighbor | Water | Porous | Wet | R600a | MinimizeLCOE_Brownfield | IgnoreSilica | 2019 | 147.7929 | 43.052 | 4.0219 | 4 | 4972.9004 | 6418.3054 | 101.3793 | 130.8458 | 137.7074 | 0 | 201.3058 | 6223422.0826 | 481532.0838 | 6840156.1551 | 6756588.8999 | 0 | 399656.2836 | 0 | 8073528.6469 | 21005665.4309 | 14336798.2799 | 64117347.8627 | 961560.8286 | 14923245.9986 | 14923245.9986 | 1478867.319 | 6851019.4693 | 0 | 80002154.6899 | 103255287.4768 | 749894.2093 | 16.0876 | 4972.9004 | 6418.3054 | 101.3793 | 130.8458
1 | 4300 | 707 | 0.03 | 15 | 15 | 7 | 1e-09 | 5spot_SharedNeighbor | Water | Porous | Wet | R600a | MinimizeLCOE_Brownfield | IgnoreSilica | 2019 | 148.6601 | 43.2891 | 4.0532 | 4 | 4950.1544 | 6384.3855 | 100.9156 | 130.1543 | 137.6784 | 0 | 227.8287 | 6246954.1363 | 483238.8634 | 6870400.8202 | 6795729.3816 | 0 | 387204.2002 | 0 | 8105575.6867 | 21089045.2545 | 14393706.7228 | 64371855.0657 | 961560.8286 | 14923245.9986 | 14923245.9986 | 1478867.319 | 6851019.4693 | 0 | 80256661.8929 | 103509794.6798 | 1000000 | 16.213 | 4950.1544 | 6384.3855 | 100.9156 | 130.1543
1 | 4300 | 707 | 0.03 | 15 | 15 | 7 | 1.3335e-09 | 5spot_SharedNeighbor | Water | Porous | Wet | R600a | MinimizeLCOE_Brownfield | IgnoreSilica | 2019 | 149.3197 | 43.4692 | 4.0771 | 4 | 4933.0544 | 6358.9056 | 100.567 | 129.6349 | 137.6562 | 0 | 235.0977 | 6264802.5009 | 484532.3288 | 6893363.5497 | 6825499.9441 | 0 | 377580.5971 | 0 | 8129853.779 | 21152211.8707 | 14436819.2363 | 64564663.8066 | 961560.8286 | 14923245.9986 | 14923245.9986 | 1478867.319 | 6851019.4693 | 0 | 80449470.6338 | 103702603.4208 | 1333521.4322 | 16.3082 | 4933.0544 | 6358.9056 | 100.567 | 129.6349
1 | 4300 | 707 | 0.03 | 15 | 15 | 7 | 1.7783e-09 | 5spot_SharedNeighbor | Water | Porous | Wet | R600a | MinimizeLCOE_Brownfield | IgnoreSilica | 2019 | 149.7802 | 43.5949 | 4.0944 | 4 | 4920.2058 | 6340.0289 | 100.305 | 129.2501 | 137.6406 | 0 | 235.1847 | 6277233.0856 | 485432.5725 | 6909368.4542 | 6846278.4012 | 0 | 369803.6591 | 0 | 8146365.3073 | 21195171.4804 | 14466140.0526 | 64695793.013 | 961560.8286 | 14923245.9986 | 14923245.9986 | 1478867.319 | 6851019.4693 | 0 | 80580599.8402 | 103833732.6272 | 1778279.41 | 16.3775 | 4920.2058 | 6340.0289 | 100.305 | 129.2501
1 | 4300 | 707 | 0.03 | 15 | 15 | 7 | 2.3714e-09 | 5spot_SharedNeighbor | Water | Porous | Wet | R600a | MinimizeLCOE_Brownfield | IgnoreSilica | 2019 | 150.148 | 43.6953 | 4.1078 | 4 | 4910.5557 | 6325.7303 | 100.1083 | 128.9586 | 137.6281 | 0 | 245.4875 | 6287148.4023 | 486150.3539 | 6922141.4928 | 6862876.8328 | 0 | 364063.6102 | 0 | 8159728.4699 | 21229939.6882 | 14489870.0688 | 64801918.9189 | 961560.8286 | 14923245.9986 | 14923245.9986 | 1478867.319 | 6851019.4693 | 0 | 80686725.7461 | 103939858.533 | 2371373.7057 | 16.4313 | 4910.5557 | 6325.7303 | 100.1083 | 128.9586
1 | 4300 | 707 | 0.03 | 15 | 15 | 7 | 3.1623e-09 | 5spot_SharedNeighbor | Water | Porous | Wet | R600a | MinimizeLCOE_Brownfield | IgnoreSilica | 2019 | 150.4233 | 43.7703 | 4.1179 | 4 | 4903.3105 | 6315.0137 | 99.9606 | 128.7401 | 137.6187 | 0 | 262.5061 | 6294558.1726 | 486686.5634 | 6931690.9363 | 6875295.7483 | 0 | 359677.6979 | 0 | 8169684.5562 | 21255843.3826 | 14507549.8725 | 64880986.9299 | 961560.8286 | 14923245.9986 | 14923245.9986 | 1478867.319 | 6851019.4693 | 0 | 80765793.7571 | 104018926.544 | 3162277.6602 | 16.4717 | 4903.3105 | 6315.0137 | 99.9606 | 128.7401
1 | 4300 | 707 | 0.03 | 15 | 15 | 7 | 4.217e-09 | 5spot_SharedNeighbor | Water | Porous | Wet | R600a | MinimizeLCOE_Brownfield | IgnoreSilica | 2019 | 148.046 | 43.1207 | 4.0778 | 4 | 4896.5575 | 6322.1543 | 99.8229 | 128.8857 | 137.6981 | 0 | 621.7179 | 6230227.3099 | 482023.0502 | 6848935.8984 | 6768002.2457 | 0 | 329019.657 | 0 | 8056701.1829 | 20961883.8212 | 14306916.4316 | 63983709.5969 | 961560.8286 | 14923245.9986 | 14923245.9986 | 1478867.319 | 6851019.4693 | 0 | 79868516.4242 | 103121649.2111 | 4216965.0343 | 16.3112 | 4896.5575 | 6322.1543 | 99.8229 | 128.8857
1 | 4300 | 707 | 0.03 | 15 | 15 | 7 | 5.6234e-09 | 5spot_SharedNeighbor | Water | Porous | Wet | R600a | MinimizeLCOE_Brownfield | IgnoreSilica | 2019 | 150.7741 | 43.8659 | 4.131 | 4 | 4893.7915 | 6301.0192 | 99.7666 | 128.4548 | 137.6068 | 0 | 222.1246 | 6303991.303 | 487368.943 | 6943853.2341 | 6891124.7009 | 0 | 353719.2354 | 0 | 8182222.3924 | 21288464.2604 | 14529814.2919 | 64980558.3611 | 961560.8286 | 14923245.9986 | 14923245.9986 | 1478867.319 | 6851019.4693 | 0 | 80865365.1883 | 104118497.9752 | 5623413.2519 | 16.5241 | 4893.7915 | 6301.0192 | 99.7666 | 128.4548
1 | 4300 | 707 | 0.03 | 15 | 15 | 7 | 7.4989e-09 | 5spot_SharedNeighbor | Water | Porous | Wet | R600a | MinimizeLCOE_Brownfield | IgnoreSilica | 2019 | 150.1164 | 43.6865 | 4.122 | 4 | 4888.8813 | 6299.1779 | 99.6665 | 128.4173 | 137.629 | 0 | 230.0085 | 6286278.359 | 486086.7106 | 6921029.3636 | 6861445.5077 | 0 | 342265.7731 | 0 | 8149871.2284 | 21204293.1679 | 14472365.7918 | 64723635.9021 | 961560.8286 | 14923245.9986 | 14923245.9986 | 1478867.319 | 6851019.4693 | 0 | 80608442.7293 | 103861575.5163 | 7498942.0933 | 16.4881 | 4888.8813 | 6299.1779 | 99.6665 | 128.4173
1 | 4300 | 707 | 0.03 | 15 | 15 | 7 | 1e-08 | 5spot_SharedNeighbor | Water | Porous | Wet | R600a | MinimizeLCOE_Brownfield | IgnoreSilica | 2019 | 150.587 | 43.8149 | 4.1325 | 4 | 4886.5566 | 6293.2892 | 99.6191 | 128.2972 | 137.6131 | 0 | 234.8652 | 6298957.5383 | 487004.6396 | 6937365.0822 | 6882683.2082 | 0 | 344623.9431 | 0 | 8170747.4205 | 21258608.7373 | 14509437.284 | 64889427.8533 | 961560.8286 | 14923245.9986 | 14923245.9986 | 1478867.319 | 6851019.4693 | 0 | 80774234.6805 | 104027367.4674 | 10000000 | 16.5299 | 4886.5566 | 6293.2892 | 99.6191 | 128.2972
1 | 4400 | 707 | 0.03 | 15 | 15 | 7 | 1e-13 | 5spot_SharedNeighbor | Water | Porous | Wet | R600a | MinimizeLCOE_Brownfield | IgnoreSilica | 2019 | 0 | 0 | 0 | 0 |  |  |  |  | 15 |  | 25.4583 | [19 empty] | 100 | 0
1 | 4400 | 707 | 0.03 | 15 | 15 | 7 | 1.3335e-13 | 5spot_SharedNeighbor | Water | Porous | Wet | R600a | MinimizeLCOE_Brownfield | IgnoreSilica | 2019 | 0 | 0 | 0 | 0 |  |  |  |  | 15 |  | 25.6261 | [19 empty] | 133.3521 | 0
1 | 4400 | 707 | 0.03 | 15 | 15 | 7 | 1.7783e-13 | 5spot_SharedNeighbor | Water | Porous | Wet | R600a | MinimizeLCOE_Brownfield | IgnoreSilica | 2019 | 0 | 0 | 0 | 0 |  |  |  |  | 15 |  | 25.5056 | [19 empty] | 177.8279 | 0
1 | 4400 | 707 | 0.03 | 15 | 15 | 7 | 2.3714e-13 | 5spot_SharedNeighbor | Water | Porous | Wet | R600a | MinimizeLCOE_Brownfield | IgnoreSilica | 2019 | 1.2545 | 0.22191 | 0.0036162 | 4 | 1211535.8644 | 2863447.777 | 24698.7973 | 58375.256 | 104.8716 | 0 | 50.5455 | 128536.8651 | 8229.3021 | 103462.0289 | 67918.4351 | 0 | 73366.231 | 0 | 148790.0163 | 387121.1013 | 264218.1062 | 1181642.0859 | 961560.8286 | 15381354.416 | 15381354.416 | 1478867.319 | 7034262.8363 | 0 | 17524557.3305 | 41419041.9018 | 237.1374 | 0.014465 | 1211535.8644 | 2863447.777 | 24698.7973 | 58375.256
1 | 4400 | 707 | 0.03 | 15 | 15 | 7 | 3.1623e-13 | 5spot_SharedNeighbor | Water | Porous | Wet | R600a | MinimizeLCOE_Brownfield | IgnoreSilica | 2019 | 1.6514 | 0.33154 | 0.010093 | 4 | 443307.7341 | 1035157.1471 | 9037.4278 | 21103.0786 | 112.4558 | 0 | 276.0415 | 178046.8571 | 11940.4902 | 141875.2326 | 85493.5318 | 0 | 84559.3004 | 0 | 195747.0107 | 509293.5687 | 347603.3256 | 1554559.3171 | 961560.8286 | 15381354.416 | 15381354.416 | 1478867.319 | 7034262.8363 | 0 | 17897474.5617 | 41791959.1329 | 316.2278 | 0.040373 | 443307.7341 | 1035157.1471 | 9037.4278 | 21103.0786
1 | 4400 | 707 | 0.03 | 15 | 15 | 7 | 4.217e-13 | 5spot_SharedNeighbor | Water | Porous | Wet | R600a | MinimizeLCOE_Brownfield | IgnoreSilica | 2019 | 2.1571 | 0.47747 | 0.019808 | 4 | 231610.3575 | 533179.0839 | 4721.6904 | 10869.5768 | 118.6595 | 0 | 376.7892 | 237760.5527 | 16568.1951 | 189118.4228 | 108381.1351 | 0 | 96646.4219 | 0 | 252905.1438 | 658007.3061 | 449103.5071 | 2008490.6846 | 961560.8286 | 15381354.416 | 15381354.416 | 1478867.319 | 7034262.8363 | 0 | 18351405.9292 | 42245890.5005 | 421.6965 | 0.079234 | 231610.3575 | 533179.0839 | 4721.6904 | 10869.5768
1 | 4400 | 707 | 0.03 | 15 | 15 | 7 | 5.6234e-13 | 5spot_SharedNeighbor | Water | Porous | Wet | R600a | MinimizeLCOE_Brownfield | IgnoreSilica | 2019 | 2.8377 | 0.67973 | 0.033941 | 4 | 139460.9577 | 315459.1532 | 2843.1003 | 6431.0615 | 123.902 | 0 | 511.203 | 312793.3165 | 22521.9 | 249962.3613 | 139599.8699 | 0 | 111693.5851 | 0 | 326262.7028 | 848868.627 | 579370.2804 | 2591072.6429 | 961560.8286 | 15381354.416 | 15381354.416 | 1478867.319 | 7034262.8363 | 0 | 18933987.8875 | 42828472.4588 | 562.3413 | 0.13577 | 139460.9577 | 315459.1532 | 2843.1003 | 6431.0615
1 | 4400 | 707 | 0.03 | 15 | 15 | 7 | 7.4989e-13 | 5spot_SharedNeighbor | Water | Porous | Wet | R600a | MinimizeLCOE_Brownfield | IgnoreSilica | 2019 | 3.7559 | 0.95863 | 0.054093 | 4 | 90967.1249 | 201399.5526 | 1854.4879 | 4105.8023 | 128.2118 | 0 | 70.1874 | 406716.0264 | 30110.7923 | 328108.6698 | 182877.5894 | 0 | 130504.4874 | 0 | 420543.8504 | 1094168.8334 | 746792.7117 | 3339822.9607 | 961560.8286 | 15381354.416 | 15381354.416 | 1478867.319 | 7034262.8363 | 0 | 19682738.2053 | 43577222.7766 | 749.8942 | 0.21637 | 90967.1249 | 201399.5526 | 1854.4879 | 4105.8023
1 | 4400 | 707 | 0.03 | 15 | 15 | 7 | 1e-12 | 5spot_SharedNeighbor | Water | Porous | Wet | R600a | MinimizeLCOE_Brownfield | IgnoreSilica | 2019 | 4.9669 | 1.3308 | 0.081732 | 4 | 63047.5759 | 136135.5878 | 1285.3101 | 2775.3081 | 131.6083 | 0 | 80.6473 | 520410.3274 | 39388.7014 | 425567.7991 | 240158.2284 | 0 | 152816.7714 | 0 | 537553.3128 | 1398603.4525 | 954575.5948 | 4269074.1878 | 961560.8286 | 15381354.416 | 15381354.416 | 1478867.319 | 7034262.8363 | 0 | 20611989.4324 | 44506474.0036 | 1000 | 0.32693 | 63047.5759 | 136135.5878 | 1285.3101 | 2775.3081
1 | 4400 | 707 | 0.03 | 15 | 15 | 7 | 1.3335e-12 | 5spot_SharedNeighbor | Water | Porous | Wet | R600a | MinimizeLCOE_Brownfield | IgnoreSilica | 2019 | 6.5721 | 1.8269 | 0.11907 | 4 | 45705.4444 | 95873.7922 | 931.7673 | 1954.5169 | 134.2412 | 0 | 85.4674 | 658103.7409 | 50668.818 | 547342.8346 | 316027.8978 | 0 | 179715.4197 | 0 | 683224.8973 | 1777611.0341 | 1213256.057 | 5425950.6995 | 961560.8286 | 15381354.416 | 15381354.416 | 1478867.319 | 7034262.8363 | 0 | 21768865.9441 | 45663350.5154 | 1333.5214 | 0.47629 | 45705.4444 | 95873.7922 | 931.7673 | 1954.5169
1 | 4400 | 707 | 0.03 | 15 | 15 | 7 | 1.7783e-12 | 5spot_SharedNeighbor | Water | Porous | Wet | R600a | MinimizeLCOE_Brownfield | IgnoreSilica | 2019 | 8.7064 | 2.4841 | 0.16851 | 4 | 34433.3717 | 69883.1239 | 701.9709 | 1424.662 | 136.1232 | 0 | 70.9842 | 823955.7667 | 64226.4901 | 698980.3345 | 417195.0369 | 0 | 212603.2676 | 0 | 864614.7493 | 2249550.2209 | 1535364.2494 | 6866490.1154 | 961560.8286 | 15381354.416 | 15381354.416 | 1478867.319 | 7034262.8363 | 0 | 23209405.36 | 47103889.9313 | 1778.2794 | 0.67404 | 34433.3717 | 69883.1239 | 701.9709 | 1424.662
1 | 4400 | 707 | 0.03 | 15 | 15 | 7 | 2.3714e-12 | 5spot_SharedNeighbor | Water | Porous | Wet | R600a | MinimizeLCOE_Brownfield | IgnoreSilica | 2019 | 11.5757 | 3.3829 | 0.2376 | 4 | 26359.7717 | 51501.1697 | 537.3796 | 1049.921 | 137.9688 | 0 | 105.1909 | 1032295.7321 | 81381.9771 | 893781.4491 | 551653.6156 | 0 | 252899.916 | 0 | 1096684.949 | 2853349.2764 | 1947469.5116 | 8709516.4268 | 961560.8286 | 15381354.416 | 15381354.416 | 1478867.319 | 7034262.8363 | 0 | 25052431.6714 | 48946916.2427 | 2371.3737 | 0.9504 | 26359.7717 | 51501.1697 | 537.3796 | 1049.921
1 | 4400 | 707 | 0.03 | 15 | 15 | 7 | 3.1623e-12 | 5spot_SharedNeighbor | Water | Porous | Wet | R600a | MinimizeLCOE_Brownfield | IgnoreSilica | 2019 | 15.3884 | 4.5712 | 0.32827 | 4 | 20829.6001 | 39026.7755 | 424.6396 | 795.6136 | 139.2032 | 0 | 88.66 | 1282973.4854 | 101874.4119 | 1136246.1391 | 730845.2913 | 0 | 302233.1894 | 0 | 1386127.2817 | 3606418.8531 | 2461454.9717 | 11008173.6235 | 961560.8286 | 15381354.416 | 15381354.416 | 1478867.319 | 7034262.8363 | 0 | 27351088.8681 | 51245573.4394 | 3162.2777 | 1.3131 | 20829.6001 | 39026.7755 | 424.6396 | 795.6136
1 | 4400 | 707 | 0.03 | 15 | 15 | 7 | 4.217e-12 | 5spot_SharedNeighbor | Water | Porous | Wet | R600a | MinimizeLCOE_Brownfield | IgnoreSilica | 2019 | 20.4185 | 6.145 | 0.44933 | 4 | 16823.7497 | 30118.1706 | 342.9749 | 613.9996 | 140.1381 | 0 | 89.0405 | 1587660.1051 | 126778.0645 | 1438690.7262 | 971594.057 | 0 | 361491.5114 | 0 | 1749623.641 | 4552161.8168 | 3106943.9776 | 13894943.8996 | 961560.8286 | 15381354.416 | 15381354.416 | 1478867.319 | 7034262.8363 | 0 | 30237859.1442 | 54132343.7155 | 4216.965 | 1.7973 | 16823.7497 | 30118.1706 | 342.9749 | 613.9996
1 | 4400 | 707 | 0.03 | 15 | 15 | 7 | 5.6234e-12 | 5spot_SharedNeighbor | Water | Porous | Wet | R600a | MinimizeLCOE_Brownfield | IgnoreSilica | 2019 | 27.0863 | 8.2264 | 0.60903 | 4 | 13891.489 | 23699.8953 | 283.1968 | 483.1544 | 140.8499 | 0 | 95.3346 | 1956851.3591 | 156791.5101 | 1815978.6674 | 1286406.7064 | 0 | 433641.7962 | 0 | 2203371.3153 | 5732720.1889 | 3912699.3245 | 17498460.868 | 961560.8286 | 15381354.416 | 15381354.416 | 1478867.319 | 7034262.8363 | 0 | 33841376.1126 | 57735860.6838 | 5623.4133 | 2.4361 | 13891.489 | 23699.8953 | 283.1968 | 483.1544
1 | 4400 | 707 | 0.03 | 15 | 15 | 7 | 7.4989e-12 | 5spot_SharedNeighbor | Water | Porous | Wet | R600a | MinimizeLCOE_Brownfield | IgnoreSilica | 2019 | 35.8559 | 10.9689 | 0.81958 | 4 | 11698.6873 | 18987.2995 | 238.4936 | 387.0818 | 141.3892 | 0 | 85.0487 | 2404002.1257 | 193022.0142 | 2285121.5742 | 1702989.5104 | 0 | 520920.1747 | 0 | 2771361.6057 | 7210514.4135 | 4921324.2485 | 22009255.6668 | 961560.8286 | 15381354.416 | 15381354.416 | 1478867.319 | 7034262.8363 | 0 | 38352170.9114 | 62246655.4827 | 7498.9421 | 3.2783 | 11698.6873 | 18987.2995 | 238.4936 | 387.0818
1 | 4400 | 707 | 0.03 | 15 | 15 | 7 | 1e-11 | 5spot_SharedNeighbor | Water | Porous | Wet | R600a | MinimizeLCOE_Brownfield | IgnoreSilica | 2019 | 47.2495 | 14.5338 | 1.0932 | 4 | 10046.4495 | 15510.9131 | 204.8105 | 316.2109 | 141.7899 | 0 | 112.7585 | 2939078.7318 | 236198.0882 | 2861278.3314 | 2245228.4346 | 0 | 625216.915 | 0 | 3473730.1954 | 9037933.4084 | 6168575.2622 | 27587239.3669 | 961560.8286 | 15381354.416 | 15381354.416 | 1478867.319 | 7034262.8363 | 0 | 43930154.6115 | 67824639.1828 | 10000 | 4.3727 | 10046.4495 | 15510.9131 | 204.8105 | 316.2109
1 | 4400 | 707 | 0.03 | 15 | 15 | 7 | 1.3335e-11 | 5spot_SharedNeighbor | Water | Porous | Wet | R600a | MinimizeLCOE_Brownfield | IgnoreSilica | 2019 | 60.1017 | 18.5473 | 1.4172 | 4 | 8799.098 | 13014.2714 | 179.3815 | 265.3135 | 142.0272 | 0 | 115.44 | 3496983.0217 | 280972.6556 | 3477019.9946 | 2856084.5333 | 0 | 716722.3527 | 0 | 4222835.1976 | 10986950.9614 | 7498819.7904 | 33536388.5073 | 961560.8286 | 15381354.416 | 15381354.416 | 1478867.319 | 7034262.8363 | 0 | 49879303.7519 | 73773788.3231 | 13335.2143 | 5.6687 | 8799.098 | 13014.2714 | 179.3815 | 265.3135
1 | 4400 | 707 | 0.03 | 15 | 15 | 7 | 1.7783e-11 | 5spot_SharedNeighbor | Water | Porous | Wet | R600a | MinimizeLCOE_Brownfield | IgnoreSilica | 2019 | 71.6144 | 22.122 | 1.7494 | 4 | 7839.5541 | 11254.2193 | 159.8199 | 229.4325 | 142.1013 | 0 | 134.2846 | 3963717.2891 | 318166.7487 | 4003313.2631 | 3401094.0272 | 0 | 748983.8799 | 0 | 4849757.3312 | 12618073.7537 | 8612094.6124 | 38515200.9053 | 961560.8286 | 15381354.416 | 15381354.416 | 1478867.319 | 7034262.8363 | 0 | 54858116.1499 | 78752600.7211 | 17782.7941 | 6.9976 | 7839.5541 | 11254.2193 | 159.8199 | 229.4325
1 | 4400 | 707 | 0.03 | 15 | 15 | 7 | 2.3714e-11 | 5spot_SharedNeighbor | Water | Porous | Wet | R600a | MinimizeLCOE_Brownfield | IgnoreSilica | 2019 | 83.3017 | 25.7195 | 2.1016 | 4 | 7099.1248 | 9941.5769 | 144.7253 | 202.6725 | 142.0643 | 0 | 160.5842 | 4409877.1627 | 353392.5297 | 4516291.0791 | 3950746.7674 | 0 | 760928.465 | 0 | 5456582.0415 | 14196907.1732 | 9689680.863 | 43334406.0815 | 961560.8286 | 15381354.416 | 15381354.416 | 1478867.319 | 7034262.8363 | 0 | 59677321.3261 | 83571805.8974 | 23713.7371 | 8.4063 | 7099.1248 | 9941.5769 | 144.7253 | 202.6725
1 | 4400 | 707 | 0.03 | 15 | 15 | 7 | 3.1623e-11 | 5spot_SharedNeighbor | Water | Porous | Wet | R600a | MinimizeLCOE_Brownfield | IgnoreSilica | 2019 | 94.5728 | 29.1481 | 2.4544 | 4 | 6530.1149 | 8963.9733 | 133.1252 | 182.7427 | 141.9345 | 0 | 184.8579 | 4816223.9717 | 385123.7251 | 4992295.775 | 4476240.2063 | 0 | 752393.1662 | 0 | 6014687.9693 | 15648984.3138 | 10680753.3487 | 47766702.476 | 961560.8286 | 15381354.416 | 15381354.416 | 1478867.319 | 7034262.8363 | 0 | 64109617.7206 | 88004102.2919 | 31622.7766 | 9.8175 | 6530.1149 | 8963.9733 | 133.1252 | 182.7427
1 | 4400 | 707 | 0.03 | 15 | 15 | 7 | 4.217e-11 | 5spot_SharedNeighbor | Water | Porous | Wet | R600a | MinimizeLCOE_Brownfield | IgnoreSilica | 2019 | 104.9406 | 32.2587 | 2.7896 | 4 | 6094.4329 | 8235.8282 | 124.2433 | 167.8985 | 141.7429 | 0 | 207.1471 | 5170808.2846 | 412491.7402 | 5414870.7586 | 4954937.9075 | 0 | 726517.5892 | 0 | 6505054.2492 | 16924816.7864 | 11551535.2269 | 51661032.5426 | 961560.8286 | 15381354.416 | 15381354.416 | 1478867.319 | 7034262.8363 | 0 | 68003947.7872 | 91898432.3585 | 42169.6503 | 11.1584 | 6094.4329 | 8235.8282 | 124.2433 | 167.8985
1 | 4400 | 707 | 0.03 | 15 | 15 | 7 | 5.6234e-11 | 5spot_SharedNeighbor | Water | Porous | Wet | R600a | MinimizeLCOE_Brownfield | IgnoreSilica | 2019 | 114.0781 | 34.9621 | 3.0932 | 4 | 5761.9111 | 7693.1138 | 117.4644 | 156.8345 | 141.5228 | 0 | 203.8244 | 5468972.7381 | 435229.0786 | 5775849.3058 | 5372659.6802 | 0 | 688282.0861 | 0 | 6918987.2266 | 18001785.4843 | 12286588.4927 | 54948354.0925 | 961560.8286 | 15381354.416 | 15381354.416 | 1478867.319 | 7034262.8363 | 0 | 71291269.3371 | 95185753.9084 | 56234.1325 | 12.3729 | 5761.9111 | 7693.1138 | 117.4644 | 156.8345
1 | 4400 | 707 | 0.03 | 15 | 15 | 7 | 7.4989e-11 | 5spot_SharedNeighbor | Water | Porous | Wet | R600a | MinimizeLCOE_Brownfield | IgnoreSilica | 2019 | 121.842 | 37.2288 | 3.3572 | 4 | 5508.7825 | 7288.1384 | 112.304 | 148.5786 | 141.3014 | 0 | 207.5037 | 5712252.8165 | 453569.4437 | 6074480.3907 | 5724298.8385 | 0 | 643181.4002 | 0 | 7257035.3269 | 18881317.2981 | 12886887.0282 | 57633022.5428 | 961560.8286 | 15381354.416 | 15381354.416 | 1478867.319 | 7034262.8363 | 0 | 73975937.7874 | 97870422.3586 | 74989.4209 | 13.4287 | 5508.7825 | 7288.1384 | 112.304 | 148.5786
1 | 4400 | 707 | 0.03 | 15 | 15 | 7 | 1e-10 | 5spot_SharedNeighbor | Water | Porous | Wet | R600a | MinimizeLCOE_Brownfield | IgnoreSilica | 2019 | 128.1996 | 39.063 | 3.5782 | 4 | 5316.5151 | 6985.9491 | 108.3844 | 142.418 | 141.0981 | 0 | 220.9705 | 5904821.7564 | 467937.1205 | 6313659.2248 | 6009886.0055 | 0 | 595616.4253 | 0 | 7523849.0077 | 19575511.7644 | 13360689.0157 | 59751970.3204 | 961560.8286 | 15381354.416 | 15381354.416 | 1478867.319 | 7034262.8363 | 0 | 76094885.565 | 99989370.1363 | 100000 | 14.3129 | 5316.5151 | 6985.9491 | 108.3844 | 142.418
1 | 4400 | 707 | 0.03 | 15 | 15 | 7 | 1.3335e-10 | 5spot_SharedNeighbor | Water | Porous | Wet | R600a | MinimizeLCOE_Brownfield | IgnoreSilica | 2019 | 133.3493 | 40.5359 | 3.76 | 4 | 5170.7169 | 6759.4565 | 105.4121 | 137.8007 | 140.9196 | 0 | 229.7226 | 6056896.7025 | 479197.4902 | 6504210.2249 | 6241342.3149 | 0 | 550163.8141 | 0 | 7734406.1132 | 20123338.1616 | 13734591.7886 | 61424146.6099 | 961560.8286 | 15381354.416 | 15381354.416 | 1478867.319 | 7034262.8363 | 0 | 77767061.8545 | 101661546.4258 | 133352.1432 | 15.0399 | 5170.7169 | 6759.4565 | 105.4121 | 137.8007
1 | 4400 | 707 | 0.03 | 15 | 15 | 7 | 1.7783e-10 | 5spot_SharedNeighbor | Water | Porous | Wet | R600a | MinimizeLCOE_Brownfield | IgnoreSilica | 2019 | 139.5808 | 42.3209 | 3.9488 | 4 | 5058.4384 | 6571.2108 | 103.1231 | 133.963 | 140.719 | 0 | 224.2265 | 6239301.0001 | 492723.979 | 6733252.1993 | 6523900.7325 | 0 | 530916.2225 | 0 | 8002836.712 | 20821739.5171 | 14211265.0644 | 63555935.4267 | 961560.8286 | 15381354.416 | 15381354.416 | 1478867.319 | 7034262.8363 | 0 | 79898850.6713 | 103793335.2426 | 177827.941 | 15.7952 | 5058.4384 | 6571.2108 | 103.1231 | 133.963
1 | 4400 | 707 | 0.03 | 15 | 15 | 7 | 2.3714e-10 | 5spot_SharedNeighbor | Water | Porous | Wet | R600a | MinimizeLCOE_Brownfield | IgnoreSilica | 2019 | 142.9519 | 43.2815 | 4.0699 | 4 | 4973.4574 | 6441.211 | 101.3907 | 131.3128 | 140.6085 | 0 | 236.1703 | 6336302.4043 | 499885.1258 | 6855762.8451 | 6676421.6216 | 0 | 496283.7643 | 0 | 8137215.7468 | 21171366.2008 | 14449892.4601 | 64623130.1688 | 961560.8286 | 15381354.416 | 15381354.416 | 1478867.319 | 7034262.8363 | 0 | 80966045.4134 | 104860529.9847 | 237137.3706 | 16.2796 | 4973.4574 | 6441.211 | 101.3907 | 131.3128
1 | 4400 | 707 | 0.03 | 15 | 15 | 7 | 3.1623e-10 | 5spot_SharedNeighbor | Water | Porous | Wet | R600a | MinimizeLCOE_Brownfield | IgnoreSilica | 2019 | 145.5271 | 44.0124 | 4.1638 | 4 | 4909.2619 | 6343.9042 | 100.0819 | 129.3291 | 140.5221 | 0 | 218.093 | 6409524.1494 | 505270.9361 | 6948627.2949 | 6792729.5495 | 0 | 466630.6985 | 0 | 8237885.2251 | 21433287.5331 | 14628659.1513 | 65422614.5379 | 961560.8286 | 15381354.416 | 15381354.416 | 1478867.319 | 7034262.8363 | 0 | 81765529.7825 | 105660014.3537 | 316227.766 | 16.6554 | 4909.2619 | 6343.9042 | 100.0819 | 129.3291
1 | 4400 | 707 | 0.03 | 15 | 15 | 7 | 4.217e-10 | 5spot_SharedNeighbor | Water | Porous | Wet | R600a | MinimizeLCOE_Brownfield | IgnoreSilica | 2019 | 147.4808 | 44.5651 | 4.236 | 4 | 4860.8284 | 6271.0299 | 99.0946 | 127.8434 | 140.4553 | 0 | 228.6521 | 6464569.3811 | 509308.281 | 7018662.3417 | 6880843.7329 | 0 | 441973.7544 | 0 | 8312989.4215 | 21628693.2462 | 14762027.5658 | 66019067.7246 | 961560.8286 | 15381354.416 | 15381354.416 | 1478867.319 | 7034262.8363 | 0 | 82361982.9692 | 106256467.5405 | 421696.5034 | 16.944 | 4860.8284 | 6271.0299 | 99.0946 | 127.8434
1 | 4400 | 707 | 0.03 | 15 | 15 | 7 | 5.6234e-10 | 5spot_SharedNeighbor | Water | Porous | Wet | R600a | MinimizeLCOE_Brownfield | IgnoreSilica | 2019 | 148.9519 | 44.9802 | 4.291 | 4 | 4824.3261 | 6216.4579 | 98.3504 | 126.7309 | 140.4043 | 0 | 223.8051 | 6505733.6411 | 512320.9339 | 7071163.4443 | 6947123.7591 | 0 | 421890.9675 | 0 | 8368710.7709 | 21773668.7673 | 14860976.3379 | 66461588.6221 | 961560.8286 | 15381354.416 | 15381354.416 | 1478867.319 | 7034262.8363 | 0 | 82804503.8667 | 106698988.4379 | 562341.3252 | 17.164 | 4824.3261 | 6216.4579 | 98.3504 | 126.7309
1 | 4400 | 707 | 0.03 | 15 | 15 | 7 | 7.4989e-10 | 5spot_SharedNeighbor | Water | Porous | Wet | R600a | MinimizeLCOE_Brownfield | IgnoreSilica | 2019 | 150.0554 | 45.291 | 4.3327 | 4 | 4796.8413 | 6175.5845 | 97.7901 | 125.8976 | 140.3657 | 0 | 259.7231 | 6536452.8888 | 514565.4315 | 7110414.5994 | 6996803.4584 | 0 | 405818.9397 | 0 | 8409981.574 | 21881046.931 | 14934264.141 | 66789347.9637 | 961560.8286 | 15381354.416 | 15381354.416 | 1478867.319 | 7034262.8363 | 0 | 83132263.2083 | 107026747.7796 | 749894.2093 | 17.3306 | 4796.8413 | 6175.5845 | 97.7901 | 125.8976
1 | 4400 | 707 | 0.03 | 15 | 15 | 7 | 1e-09 | 5spot_SharedNeighbor | Water | Porous | Wet | R600a | MinimizeLCOE_Brownfield | IgnoreSilica | 2019 | 150.8861 | 45.5247 | 4.3642 | 4 | 4776.1628 | 6144.9372 | 97.3685 | 125.2729 | 140.3364 | 0 | 231.7321 | 6559488.4309 | 516246.4135 | 7139888.4558 | 7034179.7747 | 0 | 393184.6502 | 0 | 8440765.2128 | 21961139.6446 | 14988929.0637 | 67033821.6461 | 961560.8286 | 15381354.416 | 15381354.416 | 1478867.319 | 7034262.8363 | 0 | 83376736.8907 | 107271221.4619 | 1000000 | 17.4568 | 4776.1628 | 6144.9372 | 97.3685 | 125.2729
1 | 4400 | 707 | 0.03 | 15 | 15 | 7 | 1.3335e-09 | 5spot_SharedNeighbor | Water | Porous | Wet | R600a | MinimizeLCOE_Brownfield | IgnoreSilica | 2019 | 151.4586 | 45.6856 | 4.387 | 4 | 4760.6169 | 6122.2725 | 97.0516 | 124.8108 | 140.3162 | 0 | 239.5456 | 6575319.9761 | 517400.6698 | 7160164.6987 | 7059927.8424 | 0 | 382836.1985 | 0 | 8461303.2603 | 22014575.4315 | 15025400.0863 | 67196928.1636 | 961560.8286 | 15381354.416 | 15381354.416 | 1478867.319 | 7034262.8363 | 0 | 83539843.4082 | 107434327.9794 | 1333521.4322 | 17.5481 | 4760.6169 | 6122.2725 | 97.0516 | 124.8108
1 | 4400 | 707 | 0.03 | 15 | 15 | 7 | 1.7783e-09 | 5spot_SharedNeighbor | Water | Porous | Wet | R600a | MinimizeLCOE_Brownfield | IgnoreSilica | 2019 | 151.9145 | 45.8136 | 4.4047 | 4 | 4748.9373 | 6105.1193 | 96.8135 | 124.4611 | 140.3 | 0 | 217.2231 | 6587903.4186 | 518317.697 | 7176290.2409 | 7080423.619 | 0 | 375132.6683 | 0 | 8477846.3811 | 22057617.2381 | 15054777.0037 | 67328308.2667 | 961560.8286 | 15381354.416 | 15381354.416 | 1478867.319 | 7034262.8363 | 0 | 83671223.5113 | 107565708.0826 | 1778279.41 | 17.6189 | 4748.9373 | 6105.1193 | 96.8135 | 124.4611
1 | 4400 | 707 | 0.03 | 15 | 15 | 7 | 2.3714e-09 | 5spot_SharedNeighbor | Water | Porous | Wet | R600a | MinimizeLCOE_Brownfield | IgnoreSilica | 2019 | 152.2675 | 45.9127 | 4.4183 | 4 | 4740.1649 | 6092.1903 | 96.6347 | 124.1975 | 140.2875 | 0 | 245.7879 | 6597633.6975 | 519026.443 | 7188766.4147 | 7096293.4353 | 0 | 369343.6326 | 0 | 8490714.813 | 22091098.2583 | 15077628.488 | 67430505.1824 | 961560.8286 | 15381354.416 | 15381354.416 | 1478867.319 | 7034262.8363 | 0 | 83773420.427 | 107667904.9983 | 2371373.7057 | 17.6731 | 4740.1649 | 6092.1903 | 96.6347 | 124.1975
1 | 4400 | 707 | 0.03 | 15 | 15 | 7 | 3.1623e-09 | 5spot_SharedNeighbor | Water | Porous | Wet | R600a | MinimizeLCOE_Brownfield | IgnoreSilica | 2019 | 152.5233 | 45.9844 | 4.4283 | 4 | 4733.5785 | 6082.5494 | 96.5004 | 124.001 | 140.2784 | 0 | 275.7071 | 6604674.84 | 519539.0963 | 7197798.6553 | 7107789.5879 | 0 | 364838.5444 | 0 | 8499909.8823 | 22115021.9426 | 15093956.894 | 67503529.4428 | 961560.8286 | 15381354.416 | 15381354.416 | 1478867.319 | 7034262.8363 | 0 | 83846444.6874 | 107740929.2587 | 3162277.6602 | 17.7131 | 4733.5785 | 6082.5494 | 96.5004 | 124.001
1 | 4400 | 707 | 0.03 | 15 | 15 | 7 | 4.217e-09 | 5spot_SharedNeighbor | Water | Porous | Wet | R600a | MinimizeLCOE_Brownfield | IgnoreSilica | 2019 | 152.7233 | 46.0405 | 4.436 | 4 | 4728.6347 | 6075.2708 | 96.3996 | 123.8526 | 140.2712 | 0 | 227.3069 | 6610176.8074 | 519939.5796 | 7204858.5846 | 7116779.2741 | 0 | 361501.9735 | 0 | 8507169.9255 | 22133911.0857 | 15106849.1224 | 67561186.3528 | 961560.8286 | 15381354.416 | 15381354.416 | 1478867.319 | 7034262.8363 | 0 | 83904101.5974 | 107798586.1686 | 4216965.0343 | 17.7438 | 4728.6347 | 6075.2708 | 96.3996 | 123.8526
1 | 4400 | 707 | 0.03 | 15 | 15 | 7 | 5.6234e-09 | 5spot_SharedNeighbor | Water | Porous | Wet | R600a | MinimizeLCOE_Brownfield | IgnoreSilica | 2019 | 152.8593 | 46.0787 | 4.4414 | 4 | 4724.9247 | 6069.8963 | 96.324 | 123.743 | 140.2664 | 0 | 232.7197 | 6613913.3723 | 520211.4782 | 7209654.6389 | 7122888.5578 | 0 | 358832.81 | 0 | 8511945.3343 | 22146335.7197 | 15115329.1904 | 67599111.1015 | 961560.8286 | 15381354.416 | 15381354.416 | 1478867.319 | 7034262.8363 | 0 | 83942026.3461 | 107836510.9174 | 5623413.2519 | 17.7658 | 4724.9247 | 6069.8963 | 96.324 | 123.743
1 | 4400 | 707 | 0.03 | 15 | 15 | 7 | 7.4989e-09 | 5spot_SharedNeighbor | Water | Porous | Wet | R600a | MinimizeLCOE_Brownfield | IgnoreSilica | 2019 | 152.9667 | 46.1088 | 4.4457 | 4 | 4722.1411 | 6065.8334 | 96.2672 | 123.6602 | 140.2625 | 0 | 211.6934 | 6616864.5245 | 520426.2003 | 7213443.1135 | 7127715.4156 | 0 | 356873.2051 | 0 | 8515775.759 | 22156301.6991 | 15122131.1761 | 67629531.0931 | 961560.8286 | 15381354.416 | 15381354.416 | 1478867.319 | 7034262.8363 | 0 | 83972446.3377 | 107866930.9089 | 7498942.0933 | 17.7827 | 4722.1411 | 6065.8334 | 96.2672 | 123.6602
1 | 4400 | 707 | 0.03 | 15 | 15 | 7 | 1e-08 | 5spot_SharedNeighbor | Water | Porous | Wet | R600a | MinimizeLCOE_Brownfield | IgnoreSilica | 2019 | 153.0398 | 46.1293 | 4.4487 | 4 | 4720.0529 | 6062.8306 | 96.2247 | 123.599 | 140.2599 | 0 | 204.7905 | 6618873.344 | 520572.3295 | 7216022.3778 | 7131002.3583 | 0 | 355320.4676 | 0 | 8518298.4421 | 22162865.2032 | 15126610.9025 | 67649565.4252 | 961560.8286 | 15381354.416 | 15381354.416 | 1478867.319 | 7034262.8363 | 0 | 83992480.6697 | 107886965.241 | 10000000 | 17.7948 | 4720.0529 | 6062.8306 | 96.2247 | 123.599
1 | 4500 | 707 | 0.03 | 15 | 15 | 7 | 1e-13 | 5spot_SharedNeighbor | Water | Porous | Wet | R600a | MinimizeLCOE_Brownfield | IgnoreSilica | 2019 | 0 | 0 | 0 | 0 |  |  |  |  | 15 |  | 25.214 | [19 empty] | 100 | 0
1 | 4500 | 707 | 0.03 | 15 | 15 | 7 | 1.3335e-13 | 5spot_SharedNeighbor | Water | Porous | Wet | R600a | MinimizeLCOE_Brownfield | IgnoreSilica | 2019 | 0 | 0 | 0 | 0 |  |  |  |  | 15 |  | 25.6163 | [19 empty] | 133.3521 | 0
1 | 4500 | 707 | 0.03 | 15 | 15 | 7 | 1.7783e-13 | 5spot_SharedNeighbor | Water | Porous | Wet | R600a | MinimizeLCOE_Brownfield | IgnoreSilica | 2019 | 0 | 0 | 0 | 0 |  |  |  |  | 15 |  | 25.2601 | [19 empty] | 177.8279 | 0
1 | 4500 | 707 | 0.03 | 15 | 15 | 7 | 2.3714e-13 | 5spot_SharedNeighbor | Water | Porous | Wet | R600a | MinimizeLCOE_Brownfield | IgnoreSilica | 2019 | 1.2934 | 0.23777 | 0.0048395 | 4 | 932157.835 | 2200069.4547 | 19003.2983 | 44851.3916 | 107.1316 | 0 | 55.4869 | 136829.2754 | 8878.1462 | 109159.791 | 70114.8367 | 0 | 74625.5199 | 0 | 155846.952 | 405481.8005 | 276749.6607 | 1237685.9825 | 961560.8286 | 15845322.9242 | 15845322.9242 | 1478867.319 | 7219850.2396 | 0 | 18044569.7353 | 42588610.2181 | 237.1374 | 0.019358 | 932157.835 | 2200069.4547 | 19003.2983 | 44851.3916
1 | 4500 | 707 | 0.03 | 15 | 15 | 7 | 3.1623e-13 | 5spot_SharedNeighbor | Water | Porous | Wet | R600a | MinimizeLCOE_Brownfield | IgnoreSilica | 2019 | 1.6709 | 0.34582 | 0.01193 | 4 | 385665.7011 | 899991.5484 | 7862.317 | 18347.545 | 114.3569 | 0 | 277.2711 | 185421.0883 | 12575.6642 | 146543.5014 | 87176.478 | 0 | 84027.8382 | 0 | 201140.3823 | 523326.0152 | 357180.7586 | 1597391.7262 | 961560.8286 | 15845322.9242 | 15845322.9242 | 1478867.319 | 7219850.2396 | 0 | 18404275.479 | 42948315.9618 | 316.2278 | 0.047721 | 385665.7011 | 899991.5484 | 7862.317 | 18347.545
1 | 4500 | 707 | 0.03 | 15 | 15 | 7 | 4.217e-13 | 5spot_SharedNeighbor | Water | Porous | Wet | R600a | MinimizeLCOE_Brownfield | IgnoreSilica | 2019 | 2.196 | 0.50285 | 0.022795 | 4 | 207159.8455 | 476339.8507 | 4223.2337 | 9710.8322 | 120.8748 | 0 | 384.054 | 249549.532 | 17624.0634 | 196815.1657 | 111488.7081 | 0 | 96766.722 | 0 | 262175.2346 | 682126.1809 | 465565.1347 | 2082110.7415 | 961560.8286 | 15845322.9242 | 15845322.9242 | 1478867.319 | 7219850.2396 | 0 | 18888994.4943 | 43433034.9771 | 421.6965 | 0.091181 | 207159.8455 | 476339.8507 | 4223.2337 | 9710.8322
1 | 4500 | 707 | 0.03 | 15 | 15 | 7 | 5.6234e-13 | 5spot_SharedNeighbor | Water | Porous | Wet | R600a | MinimizeLCOE_Brownfield | IgnoreSilica | 2019 | 2.8961 | 0.71886 | 0.03859 | 4 | 126362.9691 | 285366.9686 | 2576.08 | 5817.5916 | 126.292 | 0 | 504.3059 | 329466.1227 | 24081.1219 | 260968.7384 | 144595.6073 | 0 | 112192.4829 | 0 | 339808.5886 | 884112.2431 | 603424.7726 | 2698649.6775 | 961560.8286 | 15845322.9242 | 15845322.9242 | 1478867.319 | 7219850.2396 | 0 | 19505533.4304 | 44049573.9132 | 562.3413 | 0.15436 | 126362.9691 | 285366.9686 | 2576.08 | 5817.5916
1 | 4500 | 707 | 0.03 | 15 | 15 | 7 | 7.4989e-13 | 5spot_SharedNeighbor | Water | Porous | Wet | R600a | MinimizeLCOE_Brownfield | IgnoreSilica | 2019 | 3.8265 | 1.0118 | 0.060826 | 4 | 83359.5688 | 184236.8896 | 1699.3976 | 3755.9182 | 130.6767 | 0 | 81.9661 | 427747.4585 | 32167.5682 | 342000.529 | 189257.8867 | 0 | 130783.6069 | 0 | 437563.2492 | 1138449.8179 | 777015.3935 | 3474985.5099 | 961560.8286 | 15845322.9242 | 15845322.9242 | 1478867.319 | 7219850.2396 | 0 | 20281869.2628 | 44825909.7456 | 749.8942 | 0.24331 | 83359.5688 | 184236.8896 | 1699.3976 | 3755.9182
1 | 4500 | 707 | 0.03 | 15 | 15 | 7 | 1e-12 | 5spot_SharedNeighbor | Water | Porous | Wet | R600a | MinimizeLCOE_Brownfield | IgnoreSilica | 2019 | 5.0595 | 1.4047 | 0.091362 | 4 | 58150.3895 | 125311.7038 | 1185.4743 | 2554.6486 | 134.1545 | 0 | 78.0734 | 547373.6156 | 42113.0466 | 443594.4343 | 248669.0829 | 0 | 153108.9485 | 0 | 559595.0599 | 1455951.5571 | 993716.8545 | 4444122.5994 | 961560.8286 | 15845322.9242 | 15845322.9242 | 1478867.319 | 7219850.2396 | 0 | 21251006.3522 | 45795046.835 | 1000 | 0.36545 | 58150.3895 | 125311.7038 | 1185.4743 | 2554.6486
1 | 4500 | 707 | 0.03 | 15 | 15 | 7 | 1.3335e-12 | 5spot_SharedNeighbor | Water | Porous | Wet | R600a | MinimizeLCOE_Brownfield | IgnoreSilica | 2019 | 6.699 | 1.9306 | 0.13281 | 4 | 42288.2852 | 88488.1826 | 862.1039 | 1803.9513 | 136.8526 | 0 | 70.2898 | 693084.8645 | 54301.4934 | 571030.0464 | 328473.7676 | 0 | 180239.3629 | 0 | 712580.5185 | 1853988.3389 | 1265385.1369 | 5659083.5291 | 961560.8286 | 15845322.9242 | 15845322.9242 | 1478867.319 | 7219850.2396 | 0 | 22465967.2819 | 47010007.7647 | 1333.5214 | 0.53126 | 42288.2852 | 88488.1826 | 862.1039 | 1803.9513
1 | 4500 | 707 | 0.03 | 15 | 15 | 7 | 1.7783e-12 | 5spot_SharedNeighbor | Water | Porous | Wet | R600a | MinimizeLCOE_Brownfield | IgnoreSilica | 2019 | 8.889 | 2.6267 | 0.1872 | 4 | 32001.9903 | 64778.9908 | 652.4039 | 1320.6073 | 138.8177 | 0 | 83.258 | 867724.9011 | 68810.2756 | 729610.8662 | 430962.8188 | 0 | 213588.0726 | 0 | 901171.8044 | 2344664.1794 | 1600281.4805 | 7156814.3987 | 961560.8286 | 15845322.9242 | 15845322.9242 | 1478867.319 | 7219850.2396 | 0 | 23963698.1515 | 48507738.6343 | 1778.2794 | 0.74882 | 32001.9903 | 64778.9908 | 652.4039 | 1320.6073
1 | 4500 | 707 | 0.03 | 15 | 15 | 7 | 2.3714e-12 | 5spot_SharedNeighbor | Water | Porous | Wet | R600a | MinimizeLCOE_Brownfield | IgnoreSilica | 2019 | 11.7996 | 3.5757 | 0.26386 | 4 | 24535.2253 | 47789.8481 | 500.1838 | 974.2607 | 140.6762 | 0 | 85.2183 | 1087519.8329 | 87327.4901 | 932568.8324 | 573404.9797 | 0 | 253638.5412 | 0 | 1144439.2738 | 2977596.2336 | 2032270.6129 | 9088765.7967 | 961560.8286 | 15845322.9242 | 15845322.9242 | 1478867.319 | 7219850.2396 | 0 | 25895649.5496 | 50439690.0324 | 2371.3737 | 1.0554 | 24535.2253 | 47789.8481 | 500.1838 | 974.2607
1 | 4500 | 707 | 0.03 | 15 | 15 | 7 | 3.1623e-12 | 5spot_SharedNeighbor | Water | Porous | Wet | R600a | MinimizeLCOE_Brownfield | IgnoreSilica | 2019 | 15.6831 | 4.834 | 0.36462 | 4 | 19409.9888 | 36238.5462 | 395.6989 | 738.7718 | 141.9396 | 0 | 103.5571 | 1352694.0767 | 109499.9746 | 1185919.6001 | 762420.381 | 0 | 303114.5453 | 0 | 1448322.9453 | 3768239.2117 | 2571900.6916 | 11502111.4262 | 961560.8286 | 15845322.9242 | 15845322.9242 | 1478867.319 | 7219850.2396 | 0 | 28308995.179 | 52853035.6618 | 3162.2777 | 1.4585 | 19409.9888 | 36238.5462 | 395.6989 | 738.7718
1 | 4500 | 707 | 0.03 | 15 | 15 | 7 | 4.217e-12 | 5spot_SharedNeighbor | Water | Porous | Wet | R600a | MinimizeLCOE_Brownfield | IgnoreSilica | 2019 | 20.8058 | 6.4962 | 0.49847 | 4 | 15709.9834 | 28019.7304 | 320.2693 | 571.2201 | 142.8966 | 0 | 104.3174 | 1673815.147 | 136305.5303 | 1501187.8784 | 1013211.9234 | 0 | 362466.5744 | 0 | 1827924.9509 | 4755885.7631 | 3245989.757 | 14516787.5245 | 961560.8286 | 15845322.9242 | 15845322.9242 | 1478867.319 | 7219850.2396 | 0 | 31323671.2773 | 55867711.7601 | 4216.965 | 1.9939 | 15709.9834 | 28019.7304 | 320.2693 | 571.2201
1 | 4500 | 707 | 0.03 | 15 | 15 | 7 | 5.6234e-12 | 5spot_SharedNeighbor | Water | Porous | Wet | R600a | MinimizeLCOE_Brownfield | IgnoreSilica | 2019 | 27.6005 | 8.7 | 0.67553 | 4 | 12990.2149 | 22073.4965 | 264.8231 | 449.9981 | 143.6259 | 0 | 93.6482 | 2063971.875 | 168703.7429 | 1895415.5281 | 1343523.3486 | 0 | 434949.4489 | 0 | 2303559.9379 | 5993390.4334 | 4090612.1226 | 18294126.4373 | 961560.8286 | 15845322.9242 | 15845322.9242 | 1478867.319 | 7219850.2396 | 0 | 35101010.1902 | 59645050.673 | 5623.4133 | 2.7021 | 12990.2149 | 22073.4965 | 264.8231 | 449.9981
1 | 4500 | 707 | 0.03 | 15 | 15 | 7 | 7.4989e-12 | 5spot_SharedNeighbor | Water | Porous | Wet | R600a | MinimizeLCOE_Brownfield | IgnoreSilica | 2019 | 36.5138 | 11.5936 | 0.90823 | 4 | 10957.7453 | 17713.7791 | 223.3885 | 361.1193 | 144.1772 | 0 | 88.6373 | 2534814.859 | 207658.0927 | 2383935.6922 | 1777873.7493 | 0 | 522162.3766 | 0 | 2896313.4603 | 7535613.508 | 5143211.0606 | 23001582.7988 | 961560.8286 | 15845322.9242 | 15845322.9242 | 1478867.319 | 7219850.2396 | 0 | 39808466.5517 | 64352507.0345 | 7498.9421 | 3.6329 | 10957.7453 | 17713.7791 | 223.3885 | 361.1193
1 | 4500 | 707 | 0.03 | 15 | 15 | 7 | 1e-11 | 5spot_SharedNeighbor | Water | Porous | Wet | R600a | MinimizeLCOE_Brownfield | IgnoreSilica | 2019 | 48.0802 | 15.3511 | 1.2105 | 4 | 9423.4832 | 14492.3405 | 192.1105 | 295.446 | 144.5858 | 0 | 87.9111 | 3098089.9432 | 254098.9532 | 2983311.7516 | 2344102.7111 | 0 | 626318.1534 | 0 | 3629309.3899 | 9442718.5587 | 6444849.4448 | 28822798.9059 | 961560.8286 | 15845322.9242 | 15845322.9242 | 1478867.319 | 7219850.2396 | 0 | 45629682.6587 | 70173723.1415 | 10000 | 4.8421 | 9423.4832 | 14492.3405 | 192.1105 | 295.446
1 | 4500 | 707 | 0.03 | 15 | 15 | 7 | 1.3335e-11 | 5spot_SharedNeighbor | Water | Porous | Wet | R600a | MinimizeLCOE_Brownfield | IgnoreSilica | 2019 | 62.8326 | 20.1314 | 1.5932 | 4 | 8268.5593 | 12120.0102 | 168.5658 | 247.0828 | 144.8416 | 0 | 132.5731 | 3758789.0136 | 308220.4367 | 3705143.0651 | 3064830.6278 | 0 | 749393.8099 | 0 | 4518687.0117 | 11756696.6943 | 8024187.0698 | 35885947.7288 | 961560.8286 | 15845322.9242 | 15845322.9242 | 1478867.319 | 7219850.2396 | 0 | 52692831.4817 | 77236871.9645 | 13335.2143 | 6.3727 | 8268.5593 | 12120.0102 | 168.5658 | 247.0828
1 | 4500 | 707 | 0.03 | 15 | 15 | 7 | 1.7783e-11 | 5spot_SharedNeighbor | Water | Porous | Wet | R600a | MinimizeLCOE_Brownfield | IgnoreSilica | 2019 | 75.0197 | 24.0522 | 1.9636 | 4 | 7396.3668 | 10521.3176 | 150.7849 | 214.4913 | 144.8904 | 0 | 126.4611 | 4265272.6924 | 349327.9295 | 4271829.9845 | 3656659.4319 | 0 | 786713.7496 | 0 | 5198623.4773 | 13525751.9035 | 9231603.6006 | 41285782.7692 | 961560.8286 | 15845322.9242 | 15845322.9242 | 1478867.319 | 7219850.2396 | 0 | 58092666.522 | 82636707.0049 | 17782.7941 | 7.8542 | 7396.3668 | 10521.3176 | 150.7849 | 214.4913
1 | 4500 | 707 | 0.03 | 15 | 15 | 7 | 2.3714e-11 | 5spot_SharedNeighbor | Water | Porous | Wet | R600a | MinimizeLCOE_Brownfield | IgnoreSilica | 2019 | 86.7707 | 27.7932 | 2.3433 | 4 | 6723.9642 | 9342.5493 | 137.0771 | 190.4605 | 144.8207 | 0 | 149.567 | 4724284.4386 | 386178.5018 | 4795818.5265 | 4222295.6193 | 0 | 793332.9438 | 0 | 5819544.9117 | 15141262.1074 | 10334222.5101 | 46216939.5592 | 961560.8286 | 15845322.9242 | 15845322.9242 | 1478867.319 | 7219850.2396 | 0 | 63023823.312 | 87567863.7948 | 23713.7371 | 9.373 | 6723.9642 | 9342.5493 | 137.0771 | 190.4605
1 | 4500 | 707 | 0.03 | 15 | 15 | 7 | 3.1623e-11 | 5spot_SharedNeighbor | Water | Porous | Wet | R600a | MinimizeLCOE_Brownfield | IgnoreSilica | 2019 | 97.9808 | 31.3153 | 2.7186 | 4 | 6207.5196 | 8464.5525 | 126.5487 | 172.5614 | 144.6605 | 0 | 189.4799 | 5137656.6328 | 418944.9682 | 5276774.04 | 4755996.6239 | 0 | 778875.1906 | 0 | 6383616.5076 | 16608860.6929 | 11335888.7009 | 50696613.3567 | 961560.8286 | 15845322.9242 | 15845322.9242 | 1478867.319 | 7219850.2396 | 0 | 67503497.1096 | 92047537.5924 | 31622.7766 | 10.8745 | 6207.5196 | 8464.5525 | 126.5487 | 172.5614
1 | 4500 | 707 | 0.03 | 15 | 15 | 7 | 4.217e-11 | 5spot_SharedNeighbor | Water | Porous | Wet | R600a | MinimizeLCOE_Brownfield | IgnoreSilica | 2019 | 108.2197 | 34.4856 | 3.0715 | 4 | 5812.209 | 7809.9629 | 118.4897 | 159.2167 | 144.4436 | 0 | 177.6445 | 5495740.5608 | 446940.2033 | 5700910.5116 | 5237612.7243 | 0 | 747593.3164 | 0 | 6875230.9534 | 17887940.6369 | 12208887.0451 | 54600855.9517 | 961560.8286 | 15845322.9242 | 15845322.9242 | 1478867.319 | 7219850.2396 | 0 | 71407739.7046 | 95951780.1874 | 42169.6503 | 12.2858 | 5812.209 | 7809.9629 | 118.4897 | 159.2167
1 | 4500 | 707 | 0.03 | 15 | 15 | 7 | 5.6234e-11 | 5spot_SharedNeighbor | Water | Porous | Wet | R600a | MinimizeLCOE_Brownfield | IgnoreSilica | 2019 | 117.1472 | 37.2098 | 3.3873 | 4 | 5510.4888 | 7321.9542 | 112.3388 | 149.2679 | 144.2051 | 0 | 196.8393 | 5793622.1948 | 469908.9816 | 6059497.9671 | 5652542.4381 | 0 | 704279.7271 | 0 | 7285142.0104 | 18954445.123 | 12936798.2714 | 57856236.7136 | 961560.8286 | 15845322.9242 | 15845322.9242 | 1478867.319 | 7219850.2396 | 0 | 74663120.4664 | 99207160.9492 | 56234.1325 | 13.5493 | 5510.4888 | 7321.9542 | 112.3388 | 149.2679
1 | 4500 | 707 | 0.03 | 15 | 15 | 7 | 7.4989e-11 | 5spot_SharedNeighbor | Water | Porous | Wet | R600a | MinimizeLCOE_Brownfield | IgnoreSilica | 2019 | 124.787 | 39.5098 | 3.6617 | 4 | 5280.7586 | 6956.4809 | 107.6554 | 141.8173 | 143.9674 | 0 | 237.2514 | 6038542.0772 | 488559.5768 | 6358441.8525 | 6004428.2565 | 0 | 656233.6138 | 0 | 7623020.0969 | 19833534.5958 | 13536794.9 | 60539554.9694 | 961560.8286 | 15845322.9242 | 15845322.9242 | 1478867.319 | 7219850.2396 | 0 | 77346438.7222 | 101890479.205 | 74989.4209 | 14.6468 | 5280.7586 | 6956.4809 | 107.6554 | 141.8173
1 | 4500 | 707 | 0.03 | 15 | 15 | 7 | 1e-10 | 5spot_SharedNeighbor | Water | Porous | Wet | R600a | MinimizeLCOE_Brownfield | IgnoreSilica | 2019 | 130.9575 | 41.3485 | 3.8899 | 4 | 5106.0992 | 6683.5247 | 104.0947 | 136.2527 | 143.7544 | 0 | 220.6273 | 6230682.1349 | 503090.7344 | 6595048.6721 | 6290368.6516 | 0 | 605744.0898 | 0 | 7887724.3703 | 20522240.8168 | 14006851.0473 | 62641750.5173 | 961560.8286 | 15845322.9242 | 15845322.9242 | 1478867.319 | 7219850.2396 | 0 | 79448634.2701 | 103992674.7529 | 100000 | 15.5596 | 5106.0992 | 6683.5247 | 104.0947 | 136.2527
1 | 4500 | 707 | 0.03 | 15 | 15 | 7 | 1.3335e-10 | 5spot_SharedNeighbor | Water | Porous | Wet | R600a | MinimizeLCOE_Brownfield | IgnoreSilica | 2019 | 138.0339 | 43.4446 | 4.1191 | 4 | 4972.5415 | 6462.2069 | 101.372 | 131.7408 | 143.5099 | 0 | 234.3454 | 6446118.6662 | 519296.8605 | 6862321.2046 | 6617298.6156 | 0 | 580611.4297 | 0 | 8200002.2429 | 21334723.7843 | 14561387.3675 | 65121760.1714 | 961560.8286 | 15845322.9242 | 15845322.9242 | 1478867.319 | 7219850.2396 | 0 | 81928643.9243 | 106472684.4071 | 133352.1432 | 16.4762 | 4972.5415 | 6462.2069 | 101.372 | 131.7408
1 | 4500 | 707 | 0.03 | 15 | 15 | 7 | 1.7783e-10 | 5spot_SharedNeighbor | Water | Porous | Wet | R600a | MinimizeLCOE_Brownfield | IgnoreSilica | 2019 | 142.2091 | 44.6774 | 4.2757 | 4 | 4870.3772 | 6305.4498 | 99.2892 | 128.5451 | 143.3696 | 0 | 234.4867 | 6571246.8045 | 528683.2945 | 7018334.5762 | 6809902.8741 | 0 | 539611.3319 | 0 | 8372433.7637 | 21783355.2308 | 14867587.5482 | 66491155.4239 | 961560.8286 | 15845322.9242 | 15845322.9242 | 1478867.319 | 7219850.2396 | 0 | 83298039.1768 | 107842079.6596 | 177827.941 | 17.103 | 4870.3772 | 6305.4498 | 99.2892 | 128.5451
1 | 4500 | 707 | 0.03 | 15 | 15 | 7 | 2.3714e-10 | 5spot_SharedNeighbor | Water | Porous | Wet | R600a | MinimizeLCOE_Brownfield | IgnoreSilica | 2019 | 145.454 | 45.6303 | 4.3991 | 4 | 4793.0744 | 6187.9191 | 97.7133 | 126.1491 | 143.2572 | 0 | 225.136 | 6667028.054 | 535833.1119 | 7138391.1059 | 6959182.5648 | 0 | 503807.2592 | 0 | 8503654.4174 | 22124764.4546 | 15100606.3587 | 67533267.3265 | 961560.8286 | 15845322.9242 | 15845322.9242 | 1478867.319 | 7219850.2396 | 0 | 84340151.0793 | 108884191.5621 | 237137.3706 | 17.5963 | 4793.0744 | 6187.9191 | 97.7133 | 126.1491
1 | 4500 | 707 | 0.03 | 15 | 15 | 7 | 3.1623e-10 | 5spot_SharedNeighbor | Water | Porous | Wet | R600a | MinimizeLCOE_Brownfield | IgnoreSilica | 2019 | 147.9218 | 46.3521 | 4.4943 | 4 | 4734.6719 | 6099.9489 | 96.5227 | 124.3557 | 143.1698 | 0 | 230.1207 | 6739035.7894 | 541187.8544 | 7229016.0675 | 7072481.6418 | 0 | 473267.1794 | 0 | 8601445.5277 | 22379196.8639 | 15274261.7061 | 68309892.6301 | 961560.8286 | 15845322.9242 | 15845322.9242 | 1478867.319 | 7219850.2396 | 0 | 85116776.383 | 109660816.8658 | 316227.766 | 17.9773 | 4734.6719 | 6099.9489 | 96.5227 | 124.3557
1 | 4500 | 707 | 0.03 | 15 | 15 | 7 | 4.217e-10 | 5spot_SharedNeighbor | Water | Porous | Wet | R600a | MinimizeLCOE_Brownfield | IgnoreSilica | 2019 | 149.7996 | 46.8996 | 4.5676 | 4 | 4690.6052 | 6033.9961 | 95.6243 | 123.0112 | 143.1022 | 0 | 246.8669 | 6793343.9844 | 545214.314 | 7297579.9114 | 7158554.8882 | 0 | 448071.8395 | 0 | 8674678.3256 | 22569733.5821 | 15404306.9315 | 68891483.7768 | 961560.8286 | 15845322.9242 | 15845322.9242 | 1478867.319 | 7219850.2396 | 0 | 85698367.5296 | 110242408.0124 | 421696.5034 | 18.2702 | 4690.6052 | 6033.9961 | 95.6243 | 123.0112
1 | 4500 | 707 | 0.03 | 15 | 15 | 7 | 5.6234e-10 | 5spot_SharedNeighbor | Water | Porous | Wet | R600a | MinimizeLCOE_Brownfield | IgnoreSilica | 2019 | 151.2003 | 47.3069 | 4.623 | 4 | 4657.3914 | 5984.6658 | 94.9472 | 122.0055 | 143.0512 | 0 | 252.3041 | 6833579.8195 | 548190.5705 | 7348498.6119 | 7222675.8793 | 0 | 427491.0736 | 0 | 8728370.0224 | 22709428.3634 | 15499651.4901 | 69317885.8308 | 961560.8286 | 15845322.9242 | 15845322.9242 | 1478867.319 | 7219850.2396 | 0 | 86124769.5836 | 110668810.0664 | 562341.3252 | 18.4921 | 4657.3914 | 5984.6658 | 94.9472 | 122.0055
1 | 4500 | 707 | 0.03 | 15 | 15 | 7 | 7.4989e-10 | 5spot_SharedNeighbor | Water | Porous | Wet | R600a | MinimizeLCOE_Brownfield | IgnoreSilica | 2019 | 152.248 | 47.6111 | 4.665 | 4 | 4632.3811 | 5947.7218 | 94.4374 | 121.2524 | 143.0127 | 0 | 251.3688 | 6863528.895 | 550402.0689 | 7386467.0019 | 7270599.5041 | 0 | 411043.8003 | 0 | 8767996.0953 | 22812527.2768 | 15570018.6169 | 69632583.2591 | 961560.8286 | 15845322.9242 | 15845322.9242 | 1478867.319 | 7219850.2396 | 0 | 86439467.012 | 110983507.4948 | 749894.2093 | 18.6598 | 4632.3811 | 5947.7218 | 94.4374 | 121.2524
1 | 4500 | 707 | 0.03 | 15 | 15 | 7 | 1e-09 | 5spot_SharedNeighbor | Water | Porous | Wet | R600a | MinimizeLCOE_Brownfield | IgnoreSilica | 2019 | 153.1176 | 47.8625 | 4.6983 | 4 | 4613.5569 | 5919.5725 | 94.0536 | 120.6785 | 142.9805 | 0 | 228.6431 | 6888192.627 | 552216.0755 | 7417832.6745 | 7309864.5494 | 0 | 398985.2507 | 0 | 8801165.5591 | 22898827.4174 | 15628920.2362 | 69896004.3897 | 961560.8286 | 15845322.9242 | 15845322.9242 | 1478867.319 | 7219850.2396 | 0 | 86702888.1426 | 111246928.6254 | 1000000 | 18.7931 | 4613.5569 | 5919.5725 | 94.0536 | 120.6785
1 | 4500 | 707 | 0.03 | 15 | 15 | 7 | 1.3335e-09 | 5spot_SharedNeighbor | Water | Porous | Wet | R600a | MinimizeLCOE_Brownfield | IgnoreSilica | 2019 | 153.7218 | 48.0368 | 4.7223 | 4 | 4599.3995 | 5898.7552 | 93.765 | 120.2541 | 142.9581 | 0 | 249.0539 | 6905228.1695 | 553465.3186 | 7439548.0619 | 7336901.7244 | 0 | 389088.8113 | 0 | 8823450.5134 | 22956808.2973 | 15668493.3782 | 70072984.2745 | 961560.8286 | 15845322.9242 | 15845322.9242 | 1478867.319 | 7219850.2396 | 0 | 86879868.0274 | 111423908.5102 | 1333521.4322 | 18.8894 | 4599.3995 | 5898.7552 | 93.765 | 120.2541
1 | 4500 | 707 | 0.03 | 15 | 15 | 7 | 1.7783e-09 | 5spot_SharedNeighbor | Water | Porous | Wet | R600a | MinimizeLCOE_Brownfield | IgnoreSilica | 2019 | 154.1628 | 48.1638 | 4.7402 | 4 | 4588.7604 | 5883.2133 | 93.5481 | 119.9373 | 142.9416 | 0 | 253.855 | 6917634.9268 | 554374.3692 | 7455375.9912 | 7356624.4333 | 0 | 381332.0559 | 0 | 8839483.2928 | 22998522.3005 | 15696964.0425 | 70200311.4123 | 961560.8286 | 15845322.9242 | 15845322.9242 | 1478867.319 | 7219850.2396 | 0 | 87007195.1651 | 111551235.6479 | 1778279.41 | 18.9609 | 4588.7604 | 5883.2133 | 93.5481 | 119.9373
1 | 4500 | 707 | 0.03 | 15 | 15 | 7 | 2.3714e-09 | 5spot_SharedNeighbor | Water | Porous | Wet | R600a | MinimizeLCOE_Brownfield | IgnoreSilica | 2019 | 154.4944 | 48.2593 | 4.7537 | 4 | 4580.7688 | 5871.5535 | 93.3852 | 119.6996 | 142.9292 | 0 | 221.4235 | 6926947.1851 | 555056.28 | 7467263.0904 | 7371445.3079 | 0 | 375401.5061 | 0 | 8851484.2141 | 23029746.236 | 15718275.02 | 70295618.8396 | 961560.8286 | 15845322.9242 | 15845322.9242 | 1478867.319 | 7219850.2396 | 0 | 87102502.5925 | 111646543.0753 | 2371373.7057 | 19.0148 | 4580.7688 | 5871.5535 | 93.3852 | 119.6996
1 | 4500 | 707 | 0.03 | 15 | 15 | 7 | 3.1623e-09 | 5spot_SharedNeighbor | Water | Porous | Wet | R600a | MinimizeLCOE_Brownfield | IgnoreSilica | 2019 | 154.7307 | 48.3273 | 4.7636 | 4 | 4574.7683 | 5862.8776 | 93.2628 | 119.5227 | 142.9203 | 0 | 226.5962 | 6933576.6218 | 555541.4941 | 7475729.5625 | 7382006.0022 | 0 | 370754.7215 | 0 | 8859867.2768 | 23051557.2456 | 15733161.4823 | 70362194.4068 | 961560.8286 | 15845322.9242 | 15845322.9242 | 1478867.319 | 7219850.2396 | 0 | 87169078.1597 | 111713118.6425 | 3162277.6602 | 19.0543 | 4574.7683 | 5862.8776 | 93.2628 | 119.5227
1 | 4500 | 707 | 0.03 | 15 | 15 | 7 | 4.217e-09 | 5spot_SharedNeighbor | Water | Porous | Wet | R600a | MinimizeLCOE_Brownfield | IgnoreSilica | 2019 | 154.9157 | 48.3806 | 4.7712 | 4 | 4570.2641 | 5856.3276 | 93.171 | 119.3892 | 142.9134 | 0 | 221.6181 | 6938763.1764 | 555920.9965 | 7482355.2541 | 7390273.1729 | 0 | 367310.9348 | 0 | 8866503.1785 | 23068822.5007 | 15744945.3736 | 70414894.5875 | 961560.8286 | 15845322.9242 | 15845322.9242 | 1478867.319 | 7219850.2396 | 0 | 87221778.3404 | 111765818.8232 | 4216965.0343 | 19.0846 | 4570.2641 | 5856.3276 | 93.171 | 119.3892
1 | 4500 | 707 | 0.03 | 15 | 15 | 7 | 5.6234e-09 | 5spot_SharedNeighbor | Water | Porous | Wet | R600a | MinimizeLCOE_Brownfield | IgnoreSilica | 2019 | 155.0472 | 48.4184 | 4.7767 | 4 | 4566.8839 | 5851.4557 | 93.1021 | 119.2898 | 142.9084 | 0 | 203.5304 | 6942446.289 | 556190.4089 | 7487061.6636 | 7396147.0432 | 0 | 364629.0727 | 0 | 8871125.0461 | 23080847.6521 | 15753152.7866 | 70451599.9621 | 961560.8286 | 15845322.9242 | 15845322.9242 | 1478867.319 | 7219850.2396 | 0 | 87258483.715 | 111802524.1978 | 5623413.2519 | 19.1068 | 4566.8839 | 5851.4557 | 93.1021 | 119.2898
1 | 4500 | 707 | 0.03 | 15 | 15 | 7 | 7.4989e-09 | 5spot_SharedNeighbor | Water | Porous | Wet | R600a | MinimizeLCOE_Brownfield | IgnoreSilica | 2019 | 155.1593 | 48.4506 | 4.7811 | 4 | 4564.3476 | 5847.7278 | 93.0504 | 119.2138 | 142.9042 | 0 | 203.1546 | 6945583.7768 | 556419.8982 | 7491071.238 | 7401152.0319 | 0 | 362745.3692 | 0 | 8875219.2025 | 23091499.8071 | 15760423.1012 | 70484114.4248 | 961560.8286 | 15845322.9242 | 15845322.9242 | 1478867.319 | 7219850.2396 | 0 | 87290998.1776 | 111835038.6604 | 7498942.0933 | 19.1245 | 4564.3476 | 5847.7278 | 93.0504 | 119.2138
1 | 4500 | 707 | 0.03 | 15 | 15 | 7 | 1e-08 | 5spot_SharedNeighbor | Water | Porous | Wet | R600a | MinimizeLCOE_Brownfield | IgnoreSilica | 2019 | 155.2371 | 48.473 | 4.7843 | 4 | 4562.4449 | 5844.9666 | 93.0116 | 119.1576 | 142.9013 | 0 | 213.1844 | 6947760.7181 | 556579.0926 | 7493853.8289 | 7404625.9758 | 0 | 361259.8908 | 0 | 8877991.0074 | 23098711.475 | 15765345.2127 | 70506127.2014 | 961560.8286 | 15845322.9242 | 15845322.9242 | 1478867.319 | 7219850.2396 | 0 | 87313010.9543 | 111857051.4371 | 10000000 | 19.1373 | 4562.4449 | 5844.9666 | 93.0116 | 119.1576
1 | 4600 | 707 | 0.03 | 15 | 15 | 7 | 1e-13 | 5spot_SharedNeighbor | Water | Porous | Wet | R600a | MinimizeLCOE_Brownfield | IgnoreSilica | 2019 | 0 | 0 | 0 | 0 |  |  |  |  | 15 |  | 25.2551 | [19 empty] | 100 | 0
1 | 4600 | 707 | 0.03 | 15 | 15 | 7 | 1.3335e-13 | 5spot_SharedNeighbor | Water | Porous | Wet | R600a | MinimizeLCOE_Brownfield | IgnoreSilica | 2019 | 0 | 0 | 0 | 0 |  |  |  |  | 15 |  | 25.3361 | [19 empty] | 133.3521 | 0
1 | 4600 | 707 | 0.03 | 15 | 15 | 7 | 1.7783e-13 | 5spot_SharedNeighbor | Water | Porous | Wet | R600a | MinimizeLCOE_Brownfield | IgnoreSilica | 2019 | 0 | 0 | 0 | 0 |  |  |  |  | 15 |  | 25.1748 | [19 empty] | 177.8279 | 0
1 | 4600 | 707 | 0.03 | 15 | 15 | 7 | 2.3714e-13 | 5spot_SharedNeighbor | Water | Porous | Wet | R600a | MinimizeLCOE_Brownfield | IgnoreSilica | 2019 | 1.323 | 0.25165 | 0.0061311 | 4 | 756860.2381 | 1784484.2242 | 15429.6197 | 36379.1246 | 109.1725 | 0 | 55.9509 | 144162.2057 | 9467.3538 | 114060.8545 | 71942.3787 | 0 | 75181.7464 | 0 | 161777.6702 | 420912.3128 | 287281.3023 | 1284785.8243 | 961560.8286 | 16315151.5233 | 16315151.5233 | 1478867.319 | 7407781.6792 | 0 | 18561498.1763 | 43763298.6979 | 237.1374 | 0.024524 | 756860.2381 | 1784484.2242 | 15429.6197 | 36379.1246
1 | 4600 | 707 | 0.03 | 15 | 15 | 7 | 3.1623e-13 | 5spot_SharedNeighbor | Water | Porous | Wet | R600a | MinimizeLCOE_Brownfield | IgnoreSilica | 2019 | 1.7292 | 0.37225 | 0.014205 | 4 | 333687.6188 | 777234.6226 | 6802.6735 | 15844.9791 | 116.8578 | 0 | 290.9879 | 198001.421 | 13631.8397 | 155166.5204 | 90698.2007 | 0 | 85890.4318 | 0 | 211921.4813 | 551376.2233 | 376325.6021 | 1683011.7203 | 961560.8286 | 16315151.5233 | 16315151.5233 | 1478867.319 | 7407781.6792 | 0 | 18959724.0723 | 44161524.5938 | 316.2278 | 0.056819 | 333687.6188 | 777234.6226 | 6802.6735 | 15844.9791
1 | 4600 | 707 | 0.03 | 15 | 15 | 7 | 4.217e-13 | 5spot_SharedNeighbor | Water | Porous | Wet | R600a | MinimizeLCOE_Brownfield | IgnoreSilica | 2019 | 2.2543 | 0.53499 | 0.026153 | 4 | 185949.9781 | 426856.0382 | 3790.8418 | 8702.0377 | 123.2796 | 0 | 392.1905 | 263909.7823 | 18908.8805 | 206475.9364 | 115347.455 | 0 | 97913.1196 | 0 | 273996.5178 | 712882.7349 | 486557.1149 | 2175991.5415 | 961560.8286 | 16315151.5233 | 16315151.5233 | 1478867.319 | 7407781.6792 | 0 | 19452703.8934 | 44654504.415 | 421.6965 | 0.10461 | 185949.9781 | 426856.0382 | 3790.8418 | 8702.0377
1 | 4600 | 707 | 0.03 | 15 | 15 | 7 | 5.6234e-13 | 5spot_SharedNeighbor | Water | Porous | Wet | R600a | MinimizeLCOE_Brownfield | IgnoreSilica | 2019 | 2.9739 | 0.76549 | 0.043772 | 4 | 114818.4966 | 258756.4762 | 2340.7304 | 5275.1008 | 128.7974 | 0 | 522.0305 | 348751.5958 | 25895.3332 | 273951.9033 | 150430.4427 | 0 | 113591.7159 | 0 | 355922.1865 | 926036.5196 | 632038.9527 | 2826618.6498 | 961560.8286 | 16315151.5233 | 16315151.5233 | 1478867.319 | 7407781.6792 | 0 | 20103331.0017 | 45305131.5233 | 562.3413 | 0.17509 | 114818.4966 | 258756.4762 | 2340.7304 | 5275.1008
1 | 4600 | 707 | 0.03 | 15 | 15 | 7 | 7.4989e-13 | 5spot_SharedNeighbor | Water | Porous | Wet | R600a | MinimizeLCOE_Brownfield | IgnoreSilica | 2019 | 3.9191 | 1.0738 | 0.068252 | 4 | 76586.4872 | 168897.7116 | 1561.3191 | 3443.2083 | 133.2197 | 0 | 79.0508 | 451589.2587 | 34515.5424 | 358048.9206 | 196554.2678 | 0 | 131973.6676 | 0 | 457345.8463 | 1189920.0774 | 812144.9033 | 3632092.484 | 961560.8286 | 16315151.5233 | 16315151.5233 | 1478867.319 | 7407781.6792 | 0 | 20908804.836 | 46110605.3576 | 749.8942 | 0.27301 | 76586.4872 | 168897.7116 | 1561.3191 | 3443.2083
1 | 4600 | 707 | 0.03 | 15 | 15 | 7 | 1e-12 | 5spot_SharedNeighbor | Water | Porous | Wet | R600a | MinimizeLCOE_Brownfield | IgnoreSilica | 2019 | 5.1689 | 1.4872 | 0.10195 | 4 | 53748.6403 | 115550.4681 | 1095.7387 | 2355.6526 | 136.7343 | 0 | 97.312 | 577088.4774 | 45173.7089 | 463490.7072 | 258705.224 | 0 | 154007.0499 | 0 | 584401.4153 | 1520492.6054 | 1037767.4462 | 4641126.6344 | 961560.8286 | 16315151.5233 | 16315151.5233 | 1478867.319 | 7407781.6792 | 0 | 21917838.9864 | 47119639.5079 | 1000 | 0.40778 | 53748.6403 | 115550.4681 | 1095.7387 | 2355.6526
1 | 4600 | 707 | 0.03 | 15 | 15 | 7 | 1.3335e-12 | 5spot_SharedNeighbor | Water | Porous | Wet | R600a | MinimizeLCOE_Brownfield | IgnoreSilica | 2019 | 6.8474 | 2.0422 | 0.14726 | 4 | 39349.3592 | 82135.0095 | 802.1899 | 1674.4333 | 139.4862 | 0 | 96.6318 | 729833.7578 | 58163.7983 | 596255.764 | 339623.9944 | 0 | 181368.0911 | 0 | 743045.7082 | 1933252.5131 | 1319484.5646 | 5901028.1915 | 961560.8286 | 16315151.5233 | 16315151.5233 | 1478867.319 | 7407781.6792 | 0 | 23177740.5435 | 48379541.065 | 1333.5214 | 0.58902 | 39349.3592 | 82135.0095 | 802.1899 | 1674.4333
1 | 4600 | 707 | 0.03 | 15 | 15 | 7 | 1.7783e-12 | 5spot_SharedNeighbor | Water | Porous | Wet | R600a | MinimizeLCOE_Brownfield | IgnoreSilica | 2019 | 9.0742 | 2.7836 | 0.20853 | 4 | 29689.6236 | 59903.8352 | 605.2631 | 1221.2207 | 141.5898 | 0 | 80.3117 | 916260.3436 | 74092.8618 | 762781.8522 | 449806.1617 | 0 | 214531.8482 | 0 | 942814.4963 | 2453009.9216 | 1674229.6758 | 7487527.1612 | 961560.8286 | 16315151.5233 | 16315151.5233 | 1478867.319 | 7407781.6792 | 0 | 24764239.5132 | 49966040.0347 | 1778.2794 | 0.8341 | 29689.6236 | 59903.8352 | 605.2631 | 1221.2207
1 | 4600 | 707 | 0.03 | 15 | 15 | 7 | 2.3714e-12 | 5spot_SharedNeighbor | Water | Porous | Wet | R600a | MinimizeLCOE_Brownfield | IgnoreSilica | 2019 | 12.0432 | 3.7845 | 0.29256 | 4 | 22885.3795 | 44421.0142 | 466.5494 | 905.5825 | 143.3886 | 0 | 92.7613 | 1147081.8126 | 93937.3743 | 974014.25 | 598823.1074 | 0 | 254865.2539 | 0 | 1196801.5012 | 3113832.0085 | 2125254.3286 | 9504609.6364 | 961560.8286 | 16315151.5233 | 16315151.5233 | 1478867.319 | 7407781.6792 | 0 | 26781321.9884 | 51983122.5099 | 2371.3737 | 1.1702 | 22885.3795 | 44421.0142 | 466.5494 | 905.5825
1 | 4600 | 707 | 0.03 | 15 | 15 | 7 | 3.1623e-12 | 5spot_SharedNeighbor | Water | Porous | Wet | R600a | MinimizeLCOE_Brownfield | IgnoreSilica | 2019 | 15.9802 | 5.1082 | 0.40353 | 4 | 18148.9473 | 33762.3494 | 369.9908 | 688.2912 | 144.6729 | 0 | 76.0246 | 1425530.1889 | 117757.0421 | 1237017.8341 | 795939.0153 | 0 | 303885.5112 | 0 | 1513250.5407 | 3937167.4966 | 2687197.7171 | 12017745.346 | 961560.8286 | 16315151.5233 | 16315151.5233 | 1478867.319 | 7407781.6792 | 0 | 29294457.698 | 54496258.2195 | 3162.2777 | 1.6141 | 18148.9473 | 33762.3494 | 369.9908 | 688.2912
1 | 4600 | 707 | 0.03 | 15 | 15 | 7 | 4.217e-12 | 5spot_SharedNeighbor | Water | Porous | Wet | R600a | MinimizeLCOE_Brownfield | IgnoreSilica | 2019 | 21.2079 | 6.8659 | 0.55089 | 4 | 14722.7354 | 26159.6129 | 300.1429 | 533.2991 | 145.6534 | 0 | 96.7016 | 1763968.3773 | 146586.823 | 1566115.9668 | 1056221.1476 | 0 | 363594.1404 | 0 | 1909629.7175 | 4968464.8059 | 3391079.3218 | 15165660.3003 | 961560.8286 | 16315151.5233 | 16315151.5233 | 1478867.319 | 7407781.6792 | 0 | 32442372.6522 | 57644173.1738 | 4216.965 | 2.2036 | 14722.7354 | 26159.6129 | 300.1429 | 533.2991
1 | 4600 | 707 | 0.03 | 15 | 15 | 7 | 5.6234e-12 | 5spot_SharedNeighbor | Water | Porous | Wet | R600a | MinimizeLCOE_Brownfield | IgnoreSilica | 2019 | 28.1191 | 9.1919 | 0.74629 | 4 | 12190.9476 | 20633.363 | 248.529 | 420.639 | 146.3984 | 0 | 86.9216 | 2175262.2011 | 181542.5222 | 1976749.2951 | 1401971.7015 | 0 | 436066.1412 | 0 | 2406920.8258 | 6262314.2614 | 4274158.1611 | 19114985.1093 | 961560.8286 | 16315151.5233 | 16315151.5233 | 1478867.319 | 7407781.6792 | 0 | 36391697.4613 | 61593497.9829 | 5623.4133 | 2.9851 | 12190.9476 | 20633.363 | 248.529 | 420.639
1 | 4600 | 707 | 0.03 | 15 | 15 | 7 | 7.4989e-12 | 5spot_SharedNeighbor | Water | Porous | Wet | R600a | MinimizeLCOE_Brownfield | IgnoreSilica | 2019 | 37.1789 | 12.2454 | 1.0034 | 4 | 10295.5107 | 16574.892 | 209.8879 | 337.9016 | 146.9617 | 0 | 96.8416 | 2671992.8072 | 223652.729 | 2485506.7194 | 1858428.5743 | 0 | 523266.2424 | 0 | 3027510.3582 | 7876960.9243 | 5376187.6862 | 24043506.0409 | 961560.8286 | 16315151.5233 | 16315151.5233 | 1478867.319 | 7407781.6792 | 0 | 41320218.3929 | 66522018.9144 | 7498.9421 | 4.0134 | 10295.5107 | 16574.892 | 209.8879 | 337.9016
1 | 4600 | 707 | 0.03 | 15 | 15 | 7 | 1e-11 | 5spot_SharedNeighbor | Water | Porous | Wet | R600a | MinimizeLCOE_Brownfield | IgnoreSilica | 2019 | 48.9279 | 16.2026 | 1.3358 | 4 | 8868.6106 | 13585.3532 | 180.7986 | 276.9558 | 147.3778 | 0 | 109.0518 | 3264206.5077 | 273555.1296 | 3108654.0359 | 2447313.1313 | 0 | 627378.7578 | 0 | 3791231.9493 | 9864007.8435 | 6732388.0383 | 30108735.3935 | 961560.8286 | 16315151.5233 | 16315151.5233 | 1478867.319 | 7407781.6792 | 0 | 47385447.7454 | 72587248.267 | 10000 | 5.3431 | 8868.6106 | 13585.3532 | 180.7986 | 276.9558
1 | 4600 | 707 | 0.03 | 15 | 15 | 7 | 1.3335e-11 | 5spot_SharedNeighbor | Water | Porous | Wet | R600a | MinimizeLCOE_Brownfield | IgnoreSilica | 2019 | 63.8802 | 21.2243 | 1.7554 | 4 | 7794.0602 | 11383.2397 | 158.8925 | 232.0627 | 147.6321 | 0 | 96.7302 | 3957197.4186 | 331542.2874 | 3857381.23 | 3195079.4149 | 0 | 750189.173 | 0 | 4715641.9143 | 12269132.9498 | 8373935.3437 | 37450099.7317 | 961560.8286 | 16315151.5233 | 16315151.5233 | 1478867.319 | 7407781.6792 | 0 | 54726812.0836 | 79928612.6052 | 13335.2143 | 7.0216 | 7794.0602 | 11383.2397 | 158.8925 | 232.0627
1 | 4600 | 707 | 0.03 | 15 | 15 | 7 | 1.7783e-11 | 5spot_SharedNeighbor | Water | Porous | Wet | R600a | MinimizeLCOE_Brownfield | IgnoreSilica | 2019 | 78.4085 | 26.0627 | 2.1949 | 4 | 6994.5627 | 9865.0918 | 142.5936 | 201.1132 | 147.6654 | 0 | 146.8211 | 4578407.5853 | 382961.1172 | 4546014.8213 | 3917433.3802 | 0 | 823944.0345 | 0 | 5557016.766 | 14458217.7243 | 9868030.6835 | 44132026.1123 | 961560.8286 | 16315151.5233 | 16315151.5233 | 1478867.319 | 7407781.6792 | 0 | 61408738.4643 | 86610538.9858 | 17782.7941 | 8.7795 | 6994.5627 | 9865.0918 | 142.5936 | 201.1132
1 | 4600 | 707 | 0.03 | 15 | 15 | 7 | 2.3714e-11 | 5spot_SharedNeighbor | Water | Porous | Wet | R600a | MinimizeLCOE_Brownfield | IgnoreSilica | 2019 | 90.213 | 29.9459 | 2.6029 | 4 | 6382.5063 | 8803.0806 | 130.116 | 179.4627 | 147.5617 | 0 | 148.2947 | 5050192.0371 | 421500.9635 | 5080626.5564 | 4499391.3968 | 0 | 825170.4168 | 0 | 6191983.7345 | 16110271.5267 | 10995591.3499 | 49174727.9816 | 961560.8286 | 16315151.5233 | 16315151.5233 | 1478867.319 | 7407781.6792 | 0 | 66451440.3336 | 91653240.8551 | 23713.7371 | 10.4115 | 6382.5063 | 8803.0806 | 130.116 | 179.4627
1 | 4600 | 707 | 0.03 | 15 | 15 | 7 | 3.1623e-11 | 5spot_SharedNeighbor | Water | Porous | Wet | R600a | MinimizeLCOE_Brownfield | IgnoreSilica | 2019 | 101.3797 | 33.5689 | 3.002 | 4 | 5912.5807 | 8011.3636 | 120.536 | 163.3225 | 147.3704 | 0 | 216.1541 | 5471737.7438 | 455459.8815 | 5567454.2126 | 5044743.1587 | 0 | 805155.918 | 0 | 6764374.8567 | 17599515.8131 | 12012031.1763 | 53720472.7609 | 961560.8286 | 16315151.5233 | 16315151.5233 | 1478867.319 | 7407781.6792 | 0 | 70997185.1128 | 96198985.6344 | 31622.7766 | 12.0078 | 5912.5807 | 8011.3636 | 120.536 | 163.3225
1 | 4600 | 707 | 0.03 | 15 | 15 | 7 | 4.217e-11 | 5spot_SharedNeighbor | Water | Porous | Wet | R600a | MinimizeLCOE_Brownfield | IgnoreSilica | 2019 | 111.4593 | 36.7909 | 3.3727 | 4 | 5552.9753 | 7421.0333 | 113.2049 | 151.2878 | 147.1287 | 0 | 189.612 | 5832944.321 | 484129.3991 | 5992040.4534 | 5532114.7572 | 0 | 768151.9576 | 0 | 7257658.5464 | 18882938.7874 | 12887993.728 | 57637971.9501 | 961560.8286 | 16315151.5233 | 16315151.5233 | 1478867.319 | 7407781.6792 | 0 | 74914684.3021 | 100116484.8236 | 42169.6503 | 13.4909 | 5552.9753 | 7421.0333 | 113.2049 | 151.2878
1 | 4600 | 707 | 0.03 | 15 | 15 | 7 | 5.6234e-11 | 5spot_SharedNeighbor | Water | Porous | Wet | R600a | MinimizeLCOE_Brownfield | IgnoreSilica | 2019 | 120.1487 | 39.5257 | 3.7006 | 4 | 5278.6046 | 6981.1679 | 107.6115 | 142.3205 | 146.8731 | 0 | 208.2494 | 6129837.3325 | 507311.6991 | 6347012.7995 | 5945602.1273 | 0 | 719456.3047 | 0 | 7663195.9026 | 19938063.8009 | 13608138.2304 | 60858618.197 | 961560.8286 | 16315151.5233 | 16315151.5233 | 1478867.319 | 7407781.6792 | 0 | 78135330.5489 | 103337131.0705 | 56234.1325 | 14.8023 | 5278.6046 | 6981.1679 | 107.6115 | 142.3205
1 | 4600 | 707 | 0.03 | 15 | 15 | 7 | 7.4989e-11 | 5spot_SharedNeighbor | Water | Porous | Wet | R600a | MinimizeLCOE_Brownfield | IgnoreSilica | 2019 | 127.5003 | 41.8053 | 3.9817 | 4 | 5069.7619 | 6652.1289 | 103.354 | 135.6126 | 146.6256 | 0 | 235.1857 | 6370666.0002 | 525809.3214 | 6639490.371 | 6289008.3276 | 0 | 666598.1796 | 0 | 7991713.1579 | 20792798.3111 | 14191512.0966 | 63467595.7652 | 961560.8286 | 16315151.5233 | 16315151.5233 | 1478867.319 | 7407781.6792 | 0 | 80744308.1172 | 105946108.6387 | 74989.4209 | 15.9266 | 5069.7619 | 6652.1289 | 103.354 | 135.6126
1 | 4600 | 707 | 0.03 | 15 | 15 | 7 | 1e-10 | 5spot_SharedNeighbor | Water | Porous | Wet | R600a | MinimizeLCOE_Brownfield | IgnoreSilica | 2019 | 133.4855 | 43.6386 | 4.2145 | 4 | 4911.0283 | 6405.982 | 100.118 | 130.5946 | 146.4041 | 0 | 236.154 | 6560258.9107 | 540180.404 | 6872618.6067 | 6565595.2731 | 0 | 613304.2237 | 0 | 8249263.3931 | 21462891.1922 | 14648864.257 | 65512976.2606 | 961560.8286 | 16315151.5233 | 16315151.5233 | 1478867.319 | 7407781.6792 | 0 | 82789688.6125 | 107991489.1341 | 100000 | 16.8579 | 4911.0283 | 6405.982 | 100.118 | 130.5946
1 | 4600 | 707 | 0.03 | 15 | 15 | 7 | 1.3335e-10 | 5spot_SharedNeighbor | Water | Porous | Wet | R600a | MinimizeLCOE_Brownfield | IgnoreSilica | 2019 | 140.6286 | 45.823 | 4.4551 | 4 | 4788.3704 | 6202.5886 | 97.6174 | 126.4482 | 146.1565 | 0 | 221.0945 | 6783051.202 | 557044.538 | 7147866.3025 | 6895274.6144 | 0 | 588973.8925 | 0 | 8569162.1143 | 22295202.0445 | 15216933.5159 | 68053508.224 | 961560.8286 | 16315151.5233 | 16315151.5233 | 1478867.319 | 7407781.6792 | 0 | 85330220.576 | 110532021.0975 | 133352.1432 | 17.8203 | 4788.3704 | 6202.5886 | 97.6174 | 126.4482
1 | 4600 | 707 | 0.03 | 15 | 15 | 7 | 1.7783e-10 | 5spot_SharedNeighbor | Water | Porous | Wet | R600a | MinimizeLCOE_Brownfield | IgnoreSilica | 2019 | 144.677 | 47.0525 | 4.6143 | 4 | 4695.2897 | 6060.7026 | 95.7198 | 123.5556 | 146.0126 | 0 | 248.4215 | 6906603.5605 | 566327.0099 | 7301712.6244 | 7081013.9709 | 0 | 546620.522 | 0 | 8736888.2982 | 22731591.1696 | 15514778.0607 | 69385535.2161 | 961560.8286 | 16315151.5233 | 16315151.5233 | 1478867.319 | 7407781.6792 | 0 | 86662247.568 | 111864048.0896 | 177827.941 | 18.4573 | 4695.2897 | 6060.7026 | 95.7198 | 123.5556
1 | 4600 | 707 | 0.03 | 15 | 15 | 7 | 2.3714e-10 | 5spot_SharedNeighbor | Water | Porous | Wet | R600a | MinimizeLCOE_Brownfield | IgnoreSilica | 2019 | 147.8977 | 48.0277 | 4.7419 | 4 | 4624.7887 | 5953.4619 | 94.2826 | 121.3694 | 145.8947 | 0 | 226.7458 | 7004255.1203 | 573703.5573 | 7423130.1712 | 7232418.3191 | 0 | 510719.6165 | 0 | 8870248.446 | 23078566.9182 | 15751596.1388 | 70444638.2875 | 961560.8286 | 16315151.5233 | 16315151.5233 | 1478867.319 | 7407781.6792 | 0 | 87721350.6395 | 112923151.161 | 237137.3706 | 18.9676 | 4624.7887 | 5953.4619 | 94.2826 | 121.3694
1 | 4600 | 707 | 0.03 | 15 | 15 | 7 | 3.1623e-10 | 5spot_SharedNeighbor | Water | Porous | Wet | R600a | MinimizeLCOE_Brownfield | IgnoreSilica | 2019 | 150.2601 | 48.7402 | 4.8386 | 4 | 4571.5158 | 5873.648 | 93.1965 | 119.7423 | 145.8063 | 0 | 252.271 | 7075134.8065 | 579043.108 | 7511542.9812 | 7343643.3645 | 0 | 479253.9854 | 0 | 8965561.1158 | 23326550.9338 | 15920850.325 | 71201580.6201 | 961560.8286 | 16315151.5233 | 16315151.5233 | 1478867.319 | 7407781.6792 | 0 | 88478292.972 | 113680093.4936 | 316227.766 | 19.3543 | 4571.5158 | 5873.648 | 93.1965 | 119.7423
1 | 4600 | 707 | 0.03 | 15 | 15 | 7 | 4.217e-10 | 5spot_SharedNeighbor | Water | Porous | Wet | R600a | MinimizeLCOE_Brownfield | IgnoreSilica | 2019 | 152.0434 | 49.2763 | 4.9125 | 4 | 4531.3145 | 5813.8576 | 92.377 | 118.5234 | 145.7385 | 0 | 252.8465 | 7128185.6678 | 583027.3457 | 7577916.3358 | 7427493.5666 | 0 | 453263.5888 | 0 | 9036255.7368 | 23510483.8363 | 16046388.3104 | 71763014.3882 | 961560.8286 | 16315151.5233 | 16315151.5233 | 1478867.319 | 7407781.6792 | 0 | 89039726.7401 | 114241527.2617 | 421696.5034 | 19.6499 | 4531.3145 | 5813.8576 | 92.377 | 118.5234
1 | 4600 | 707 | 0.03 | 15 | 15 | 7 | 5.6234e-10 | 5spot_SharedNeighbor | Water | Porous | Wet | R600a | MinimizeLCOE_Brownfield | IgnoreSilica | 2019 | 153.3929 | 49.6811 | 4.9688 | 4 | 4501.0107 | 5769.0063 | 91.7592 | 117.609 | 145.6867 | 0 | 242.881 | 7168074.8241 | 586016.1094 | 7627936.7364 | 7490884.9617 | 0 | 432330.3535 | 0 | 9089044.7642 | 23647830.0569 | 16140129.9282 | 72182247.7343 | 961560.8286 | 16315151.5233 | 16315151.5233 | 1478867.319 | 7407781.6792 | 0 | 89458960.0863 | 114660760.6078 | 562341.3252 | 19.8753 | 4501.0107 | 5769.0063 | 91.7592 | 117.609
1 | 4600 | 707 | 0.03 | 15 | 15 | 7 | 7.4989e-10 | 5spot_SharedNeighbor | Water | Porous | Wet | R600a | MinimizeLCOE_Brownfield | IgnoreSilica | 2019 | 154.3823 | 49.9773 | 5.011 | 4 | 4478.1894 | 5735.517 | 91.2939 | 116.9263 | 145.6483 | 0 | 227.1005 | 7197179.0915 | 588192.886 | 7664496.1914 | 7537327.0813 | 0 | 415426.0911 | 0 | 9127022.3231 | 23746639.875 | 16207569.6594 | 72483853.1989 | 961560.8286 | 16315151.5233 | 16315151.5233 | 1478867.319 | 7407781.6792 | 0 | 89760565.5508 | 114962366.0724 | 749894.2093 | 20.0439 | 4478.1894 | 5735.517 | 91.2939 | 116.9263
1 | 4600 | 707 | 0.03 | 15 | 15 | 7 | 1e-09 | 5spot_SharedNeighbor | Water | Porous | Wet | R600a | MinimizeLCOE_Brownfield | IgnoreSilica | 2019 | 155.1445 | 50.2052 | 5.0433 | 4 | 4461.0171 | 5710.2982 | 90.9439 | 116.4122 | 145.6186 | 0 | 230.477 | 7219519.1394 | 589861.5681 | 7692594.3523 | 7573083.2199 | 0 | 402380.0517 | 0 | 9156200.9493 | 23822556.6749 | 16259384.4352 | 72715580.3908 | 961560.8286 | 16315151.5233 | 16315151.5233 | 1478867.319 | 7407781.6792 | 0 | 89992292.7428 | 115194093.2643 | 1000000 | 20.173 | 4461.0171 | 5710.2982 | 90.9439 | 116.4122
1 | 4600 | 707 | 0.03 | 15 | 15 | 7 | 1.3335e-09 | 5spot_SharedNeighbor | Water | Porous | Wet | R600a | MinimizeLCOE_Brownfield | IgnoreSilica | 2019 | 155.6929 | 50.369 | 5.0671 | 4 | 4448.1046 | 5691.5123 | 90.6806 | 116.0292 | 145.5971 | 0 | 210.4871 | 7235549.4415 | 591057.6879 | 7712776.4776 | 7598800.2896 | 0 | 392001.0272 | 0 | 9176772.1203 | 23876078.6421 | 16295914.2776 | 72878949.9638 | 961560.8286 | 16315151.5233 | 16315151.5233 | 1478867.319 | 7407781.6792 | 0 | 90155662.3157 | 115357462.8373 | 1333521.4322 | 20.2683 | 4448.1046 | 5691.5123 | 90.6806 | 116.0292
1 | 4600 | 707 | 0.03 | 15 | 15 | 7 | 1.7783e-09 | 5spot_SharedNeighbor | Water | Porous | Wet | R600a | MinimizeLCOE_Brownfield | IgnoreSilica | 2019 | 156.1191 | 50.4962 | 5.0853 | 4 | 4438.4008 | 5677.3435 | 90.4828 | 115.7403 | 145.5804 | 0 | 232.799 | 7247982.3333 | 591984.7235 | 7728440.3217 | 7618779.147 | 0 | 384171.0321 | 0 | 9192829.4475 | 23917856.5137 | 16324428.5334 | 73006472.0522 | 961560.8286 | 16315151.5233 | 16315151.5233 | 1478867.319 | 7407781.6792 | 0 | 90283184.4042 | 115484984.9258 | 1778279.41 | 20.3414 | 4438.4008 | 5677.3435 | 90.4828 | 115.7403
1 | 4600 | 707 | 0.03 | 15 | 15 | 7 | 2.3714e-09 | 5spot_SharedNeighbor | Water | Porous | Wet | R600a | MinimizeLCOE_Brownfield | IgnoreSilica | 2019 | 156.4233 | 50.5869 | 5.0987 | 4 | 4431.1117 | 5666.7992 | 90.3342 | 115.5254 | 145.5684 | 0 | 260.7221 | 7256842.7821 | 592644.9763 | 7739609.7627 | 7633036.333 | 0 | 378014.3688 | 0 | 9204057.8069 | 23947070.4017 | 16344367.6122 | 73095644.0436 | 961560.8286 | 16315151.5233 | 16315151.5233 | 1478867.319 | 7407781.6792 | 0 | 90372356.3955 | 115574156.9171 | 2371373.7057 | 20.395 | 4431.1117 | 5666.7992 | 90.3342 | 115.5254
1 | 4600 | 707 | 0.03 | 15 | 15 | 7 | 3.1623e-09 | 5spot_SharedNeighbor | Water | Porous | Wet | R600a | MinimizeLCOE_Brownfield | IgnoreSilica | 2019 | 156.6519 | 50.655 | 5.1088 | 4 | 4425.6386 | 5658.8885 | 90.2226 | 115.3641 | 145.5594 | 0 | 264.4281 | 7263492.9684 | 593140.3237 | 7747996.2457 | 7643746.9471 | 0 | 373332.3769 | 0 | 9212466.4561 | 23968947.9821 | 16359299.5104 | 73162422.8106 | 961560.8286 | 16315151.5233 | 16315151.5233 | 1478867.319 | 7407781.6792 | 0 | 90439135.1625 | 115640935.6841 | 3162277.6602 | 20.4353 | 4425.6386 | 5658.8885 | 90.2226 | 115.3641
1 | 4600 | 707 | 0.03 | 15 | 15 | 7 | 4.217e-09 | 5spot_SharedNeighbor | Water | Porous | Wet | R600a | MinimizeLCOE_Brownfield | IgnoreSilica | 2019 | 156.8176 | 50.7044 | 5.1163 | 4 | 4421.5302 | 5652.9854 | 90.1389 | 115.2438 | 145.5528 | 0 | 246.2178 | 7268311.8304 | 593499.14 | 7754075.1715 | 7651513.7173 | 0 | 369720.706 | 0 | 9218477.0204 | 23984586.2376 | 16369972.9411 | 73210156.7643 | 961560.8286 | 16315151.5233 | 16315151.5233 | 1478867.319 | 7407781.6792 | 0 | 90486869.1163 | 115688669.6379 | 4216965.0343 | 20.4651 | 4421.5302 | 5652.9854 | 90.1389 | 115.2438
1 | 4600 | 707 | 0.03 | 15 | 15 | 7 | 5.6234e-09 | 5spot_SharedNeighbor | Water | Porous | Wet | R600a | MinimizeLCOE_Brownfield | IgnoreSilica | 2019 | 156.9567 | 50.7459 | 5.1222 | 4 | 4418.447 | 5648.4799 | 90.076 | 115.1519 | 145.5473 | 0 | 258.1017 | 7272353.3377 | 593800.0404 | 7759174.2221 | 7658030.1671 | 0 | 367147.9045 | 0 | 9223697.212 | 23998168.1052 | 16379242.8449 | 73251613.834 | 961560.8286 | 16315151.5233 | 16315151.5233 | 1478867.319 | 7407781.6792 | 0 | 90528326.1859 | 115730126.7075 | 5623413.2519 | 20.4887 | 4418.447 | 5648.4799 | 90.076 | 115.1519
1 | 4600 | 707 | 0.03 | 15 | 15 | 7 | 7.4989e-09 | 5spot_SharedNeighbor | Water | Porous | Wet | R600a | MinimizeLCOE_Brownfield | IgnoreSilica | 2019 | 157.0493 | 50.7735 | 5.1264 | 4 | 4416.1336 | 5645.1629 | 90.0289 | 115.0843 | 145.5436 | 0 | 253.5857 | 7275042.4061 | 594000.1843 | 7762567.8196 | 7662368.3792 | 0 | 365079.8817 | 0 | 9227032.8817 | 24006846.8335 | 16385166.2552 | 73278104.6413 | 961560.8286 | 16315151.5233 | 16315151.5233 | 1478867.319 | 7407781.6792 | 0 | 90554816.9933 | 115756617.5149 | 7498942.0933 | 20.5055 | 4416.1336 | 5645.1629 | 90.0289 | 115.0843
1 | 4600 | 707 | 0.03 | 15 | 15 | 7 | 1e-08 | 5spot_SharedNeighbor | Water | Porous | Wet | R600a | MinimizeLCOE_Brownfield | IgnoreSilica | 2019 | 157.1271 | 50.7967 | 5.1297 | 4 | 4414.398 | 5642.6312 | 89.9935 | 115.0327 | 145.5406 | 0 | 246.0497 | 7277300.8868 | 594168.2803 | 7765418.1362 | 7666012.4881 | 0 | 363611.2998 | 0 | 9229939.3256 | 24014408.8043 | 16390327.4557 | 73301186.6769 | 961560.8286 | 16315151.5233 | 16315151.5233 | 1478867.319 | 7407781.6792 | 0 | 90577899.0288 | 115779699.5504 | 10000000 | 20.5187 | 4414.398 | 5642.6312 | 89.9935 | 115.0327
1 | 4700 | 707 | 0.03 | 15 | 15 | 7 | 1e-13 | 5spot_SharedNeighbor | Water | Porous | Wet | R600a | MinimizeLCOE_Brownfield | IgnoreSilica | 2019 | 0 | 0 | 0 | 0 |  |  |  |  | 15 |  | 25.7568 | [19 empty] | 100 | 0
1 | 4700 | 707 | 0.03 | 15 | 15 | 7 | 1.3335e-13 | 5spot_SharedNeighbor | Water | Porous | Wet | R600a | MinimizeLCOE_Brownfield | IgnoreSilica | 2019 | 0 | 0 | 0 | 0 |  |  |  |  | 15 |  | 25.8861 | [19 empty] | 133.3521 | 0
1 | 4700 | 707 | 0.03 | 15 | 15 | 7 | 1.7783e-13 | 5spot_SharedNeighbor | Water | Porous | Wet | R600a | MinimizeLCOE_Brownfield | IgnoreSilica | 2019 | 0 | 0 | 0 | 0 |  |  |  |  | 15 |  | 24.4136 | [19 empty] | 177.8279 | 0
1 | 4700 | 707 | 0.03 | 15 | 15 | 7 | 2.3714e-13 | 5spot_SharedNeighbor | Water | Porous | Wet | R600a | MinimizeLCOE_Brownfield | IgnoreSilica | 2019 | 1.3445 | 0.2637 | 0.0074715 | 4 | 638311.3353 | 1503857.8158 | 13012.8399 | 30658.1757 | 111.0214 | 0 | 63.2243 | 150640.965 | 10002.6083 | 118252.3139 | 73516.3293 | 0 | 75128.7893 | 0 | 166740.9923 | 433825.8586 | 296095.0627 | 1324202.9195 | 961560.8286 | 16790840.2133 | 16790840.2133 | 1478867.319 | 7598057.1552 | 0 | 19076603.9614 | 44944368.6489 | 237.1374 | 0.029886 | 638311.3353 | 1503857.8158 | 13012.8399 | 30658.1757
1 | 4700 | 707 | 0.03 | 15 | 15 | 7 | 3.1623e-13 | 5spot_SharedNeighbor | Water | Porous | Wet | R600a | MinimizeLCOE_Brownfield | IgnoreSilica | 2019 | 1.7681 | 0.39377 | 0.016486 | 4 | 295745.3173 | 688024.2942 | 6029.1683 | 14026.3059 | 119.0571 | 0 | 303.04 | 208459.9623 | 14543.2035 | 162050.5768 | 93395.4947 | 0 | 86475.5648 | 0 | 220320.6729 | 573229.1968 | 391240.7055 | 1749715.3775 | 961560.8286 | 16790840.2133 | 16790840.2133 | 1478867.319 | 7598057.1552 | 0 | 19502116.4194 | 45369881.1069 | 316.2278 | 0.065942 | 295745.3173 | 688024.2942 | 6029.1683 | 14026.3059
1 | 4700 | 707 | 0.03 | 15 | 15 | 7 | 4.217e-13 | 5spot_SharedNeighbor | Water | Porous | Wet | R600a | MinimizeLCOE_Brownfield | IgnoreSilica | 2019 | 2.3126 | 0.56886 | 0.02984 | 4 | 167793.4566 | 384515.9896 | 3420.6966 | 7838.8785 | 125.682 | 0 | 408.1461 | 279040.4838 | 20297.0901 | 216503.766 | 119758.7207 | 0 | 98999.9593 | 0 | 286494.0077 | 745398.6402 | 508749.8883 | 2275242.5561 | 961560.8286 | 16790840.2133 | 16790840.2133 | 1478867.319 | 7598057.1552 | 0 | 20027643.598 | 45895408.2855 | 421.6965 | 0.11936 | 167793.4566 | 384515.9896 | 3420.6966 | 7838.8785
1 | 4700 | 707 | 0.03 | 15 | 15 | 7 | 5.6234e-13 | 5spot_SharedNeighbor | Water | Porous | Wet | R600a | MinimizeLCOE_Brownfield | IgnoreSilica | 2019 | 3.0322 | 0.80757 | 0.049043 | 4 | 105477.6501 | 237339.8652 | 2150.3046 | 4838.4942 | 131.1838 | 0 | 528.9939 | 366485.1436 | 27631.9183 | 285461.3323 | 155529.6725 | 0 | 113936.8205 | 0 | 370127.506 | 962995.8469 | 657264.4531 | 2939432.6931 | 961560.8286 | 16790840.2133 | 16790840.2133 | 1478867.319 | 7598057.1552 | 0 | 20691833.735 | 46559598.4226 | 562.3413 | 0.19617 | 105477.6501 | 237339.8652 | 2150.3046 | 4838.4942
1 | 4700 | 707 | 0.03 | 15 | 15 | 7 | 7.4989e-13 | 5spot_SharedNeighbor | Water | Porous | Wet | R600a | MinimizeLCOE_Brownfield | IgnoreSilica | 2019 | 3.9922 | 1.1322 | 0.07596 | 4 | 70863.9949 | 155999.5929 | 1444.6584 | 3180.2627 | 135.6895 | 0 | 73.5092 | 474485.7996 | 36867.3568 | 372918.3621 | 203648.1358 | 0 | 132210.3898 | 0 | 475850.7172 | 1238065.9557 | 845005.4545 | 3779052.1715 | 961560.8286 | 16790840.2133 | 16790840.2133 | 1478867.319 | 7598057.1552 | 0 | 21531453.2134 | 47399217.901 | 749.8942 | 0.30384 | 70863.9949 | 155999.5929 | 1444.6584 | 3180.2627
1 | 4700 | 707 | 0.03 | 15 | 15 | 7 | 1e-12 | 5spot_SharedNeighbor | Water | Porous | Wet | R600a | MinimizeLCOE_Brownfield | IgnoreSilica | 2019 | 5.281 | 1.5713 | 0.11285 | 4 | 50036.1778 | 107343.0022 | 1020.0552 | 2188.3323 | 139.3169 | 0 | 99.0808 | 606949.5052 | 48310.0558 | 483514.5831 | 266951.7383 | 0 | 154837.8913 | 0 | 608619.8718 | 1583504.0612 | 1080774.0595 | 4833461.7662 | 961560.8286 | 16790840.2133 | 16790840.2133 | 1478867.319 | 7598057.1552 | 0 | 22585862.8081 | 48453627.4956 | 1000 | 0.45139 | 50036.1778 | 107343.0022 | 1020.0552 | 2188.3323
1 | 4700 | 707 | 0.03 | 15 | 15 | 7 | 1.3335e-12 | 5spot_SharedNeighbor | Water | Porous | Wet | R600a | MinimizeLCOE_Brownfield | IgnoreSilica | 2019 | 6.9742 | 2.154 | 0.16281 | 4 | 36701.4045 | 76421.9399 | 748.2078 | 1557.9646 | 142.0892 | 0 | 80.2278 | 767385.0276 | 62299.7244 | 621104.1399 | 352911.1355 | 0 | 181662.8629 | 0 | 774291.5272 | 2014547.7248 | 1374970.217 | 6149172.3593 | 961560.8286 | 16790840.2133 | 16790840.2133 | 1478867.319 | 7598057.1552 | 0 | 23901573.4012 | 49769338.0887 | 1333.5214 | 0.65124 | 36701.4045 | 76421.9399 | 748.2078 | 1557.9646
1 | 4700 | 707 | 0.03 | 15 | 15 | 7 | 1.7783e-12 | 5spot_SharedNeighbor | Water | Porous | Wet | R600a | MinimizeLCOE_Brownfield | IgnoreSilica | 2019 | 9.2595 | 2.9469 | 0.23131 | 4 | 27650.7426 | 55608.8381 | 563.6978 | 1133.6614 | 144.3488 | 0 | 78.0808 | 966750.2109 | 79784.4051 | 796803.2382 | 469678.7611 | 0 | 215349.292 | 0 | 986062.7039 | 2565532.8862 | 1751028.9112 | 7830990.4086 | 961560.8286 | 16790840.2133 | 16790840.2133 | 1478867.319 | 7598057.1552 | 0 | 25583391.4506 | 51451156.1381 | 1778.2794 | 0.92523 | 27650.7426 | 55608.8381 | 563.6978 | 1133.6614
1 | 4700 | 707 | 0.03 | 15 | 15 | 7 | 2.3714e-12 | 5spot_SharedNeighbor | Water | Porous | Wet | R600a | MinimizeLCOE_Brownfield | IgnoreSilica | 2019 | 12.2795 | 3.9979 | 0.32279 | 4 | 21435.1788 | 41469.9979 | 436.9851 | 845.422 | 146.0943 | 0 | 96.6127 | 1207936.4599 | 100934.3009 | 1015776.7022 | 623619.0584 | 0 | 255676.7025 | 0 | 1249537.8573 | 3251041.1894 | 2218902.414 | 9923424.6846 | 961560.8286 | 16790840.2133 | 16790840.2133 | 1478867.319 | 7598057.1552 | 0 | 27675825.7265 | 53543590.4141 | 2371.3737 | 1.2911 | 21435.1788 | 41469.9979 | 436.9851 | 845.422
1 | 4700 | 707 | 0.03 | 15 | 15 | 7 | 3.1623e-12 | 5spot_SharedNeighbor | Water | Porous | Wet | R600a | MinimizeLCOE_Brownfield | IgnoreSilica | 2019 | 16.2969 | 5.3988 | 0.44533 | 4 | 17018.4559 | 31540.1242 | 346.9442 | 642.9881 | 147.4074 | 0 | 78.8049 | 1502513.8423 | 126797.7049 | 1290434.3214 | 831421.9743 | 0 | 304988.8037 | 0 | 1581901.0921 | 4115782.1492 | 2809105.8877 | 12562945.7756 | 961560.8286 | 16790840.2133 | 16790840.2133 | 1478867.319 | 7598057.1552 | 0 | 30315346.8176 | 56183111.5051 | 3162.2777 | 1.7813 | 17018.4559 | 31540.1242 | 346.9442 | 642.9881
1 | 4700 | 707 | 0.03 | 15 | 15 | 7 | 4.217e-12 | 5spot_SharedNeighbor | Water | Porous | Wet | R600a | MinimizeLCOE_Brownfield | IgnoreSilica | 2019 | 21.617 | 7.2553 | 0.60784 | 4 | 13825.3327 | 24464.5473 | 281.8481 | 498.7429 | 148.4075 | 0 | 75.6718 | 1859741.0407 | 158020.1039 | 1633424.7318 | 1105388.5133 | 0 | 364725.6928 | 0 | 1997307.0322 | 5196583.1937 | 3546774.8088 | 15861965.1172 | 961560.8286 | 16790840.2133 | 16790840.2133 | 1478867.319 | 7598057.1552 | 0 | 33614366.1591 | 59482130.8466 | 4216.965 | 2.4314 | 13825.3327 | 24464.5473 | 281.8481 | 498.7429
1 | 4700 | 707 | 0.03 | 15 | 15 | 7 | 5.6234e-12 | 5spot_SharedNeighbor | Water | Porous | Wet | R600a | MinimizeLCOE_Brownfield | IgnoreSilica | 2019 | 28.6332 | 9.7058 | 0.82283 | 4 | 11466.8459 | 19326.2656 | 233.7672 | 393.9921 | 149.1666 | 0 | 85.3848 | 2292719.7635 | 195759.3915 | 2060385.8438 | 1467864.7889 | 0 | 436894.5899 | 0 | 2516913.5073 | 6548492.6559 | 4469480.7957 | 19988511.3365 | 961560.8286 | 16790840.2133 | 16790840.2133 | 1478867.319 | 7598057.1552 | 0 | 37740912.3784 | 63608677.0659 | 5623.4133 | 3.2913 | 11466.8459 | 19326.2656 | 233.7672 | 393.9921
1 | 4700 | 707 | 0.03 | 15 | 15 | 7 | 7.4989e-12 | 5spot_SharedNeighbor | Water | Porous | Wet | R600a | MinimizeLCOE_Brownfield | IgnoreSilica | 2019 | 37.8562 | 12.9277 | 1.1052 | 4 | 9701.0257 | 15552.1585 | 197.7685 | 317.0518 | 149.7427 | 0 | 103.7561 | 2815917.0554 | 241159.4555 | 2590314.2581 | 1943738.6707 | 0 | 524343.7289 | 0 | 3165034.5358 | 8234770.6242 | 5620400.1586 | 25135678.4872 | 961560.8286 | 16790840.2133 | 16790840.2133 | 1478867.319 | 7598057.1552 | 0 | 42888079.5291 | 68755844.2166 | 7498.9421 | 4.421 | 9701.0257 | 15552.1585 | 197.7685 | 317.0518
1 | 4700 | 707 | 0.03 | 15 | 15 | 7 | 1e-11 | 5spot_SharedNeighbor | Water | Porous | Wet | R600a | MinimizeLCOE_Brownfield | IgnoreSilica | 2019 | 49.7905 | 17.0942 | 1.47 | 4 | 8369.6359 | 12768.9563 | 170.6263 | 260.3124 | 150.1658 | 0 | 111.6334 | 3438714.4667 | 294900.6129 | 3238032.5683 | 2557508.5758 | 0 | 628424.3048 | 0 | 3961456.4061 | 10306896.9623 | 7034668.9623 | 31460602.8591 | 961560.8286 | 16790840.2133 | 16790840.2133 | 1478867.319 | 7598057.1552 | 0 | 49213003.9011 | 75080768.5886 | 10000 | 5.8799 | 8369.6359 | 12768.9563 | 170.6263 | 260.3124
1 | 4700 | 707 | 0.03 | 15 | 15 | 7 | 1.3335e-11 | 5spot_SharedNeighbor | Water | Porous | Wet | R600a | MinimizeLCOE_Brownfield | IgnoreSilica | 2019 | 64.9474 | 22.3658 | 1.9288 | 4 | 7367.492 | 10720.3803 | 150.1963 | 218.5495 | 150.4176 | 0 | 102.7033 | 4165191.8707 | 357082.9586 | 4014149.4573 | 3332896.7327 | 0 | 750991.3181 | 0 | 4921921.8116 | 12805830.9288 | 8740242.7424 | 39088307.8201 | 961560.8286 | 16790840.2133 | 16790840.2133 | 1478867.319 | 7598057.1552 | 0 | 56840708.862 | 82708473.5496 | 13335.2143 | 7.7151 | 7367.492 | 10720.3803 | 150.1963 | 218.5495
1 | 4700 | 707 | 0.03 | 15 | 15 | 7 | 1.7783e-11 | 5spot_SharedNeighbor | Water | Porous | Wet | R600a | MinimizeLCOE_Brownfield | IgnoreSilica | 2019 | 81.7996 | 28.1718 | 2.4463 | 4 | 6627.6883 | 9271.281 | 135.1144 | 189.0076 | 150.4255 | 0 | 119.4023 | 4906466.2169 | 419734.2891 | 4828098.9847 | 4191621.0315 | 0 | 861119.046 | 0 | 5930745.4316 | 15430583.05 | 10531689.9984 | 47100058.0483 | 961560.8286 | 16790840.2133 | 16790840.2133 | 1478867.319 | 7598057.1552 | 0 | 64852459.0902 | 90720223.7778 | 17782.7941 | 9.7851 | 6627.6883 | 9271.281 | 135.1144 | 189.0076
1 | 4700 | 707 | 0.03 | 15 | 15 | 7 | 2.3714e-11 | 5spot_SharedNeighbor | Water | Porous | Wet | R600a | MinimizeLCOE_Brownfield | IgnoreSilica | 2019 | 93.636 | 32.1942 | 2.8835 | 4 | 6069.718 | 8312.4787 | 123.7394 | 169.4611 | 150.2867 | 0 | 154.6205 | 5390755.9436 | 460032.1642 | 5372643.4889 | 4791315.6734 | 0 | 856678.9183 | 0 | 6579856.2134 | 17119436.1532 | 11684366.9438 | 52255085.4987 | 961560.8286 | 16790840.2133 | 16790840.2133 | 1478867.319 | 7598057.1552 | 0 | 70007486.5406 | 95875251.2281 | 23713.7371 | 11.5339 | 6069.718 | 8312.4787 | 123.7394 | 169.4611
1 | 4700 | 707 | 0.03 | 15 | 15 | 7 | 3.1623e-11 | 5spot_SharedNeighbor | Water | Porous | Wet | R600a | MinimizeLCOE_Brownfield | IgnoreSilica | 2019 | 104.7561 | 35.921 | 3.3073 | 4 | 5641.4889 | 7596.8462 | 115.0094 | 154.872 | 150.0635 | 0 | 169.727 | 5820990.1888 | 495295.2152 | 5865582.8659 | 5351581.3699 | 0 | 831157.0104 | 0 | 7162196.5936 | 18634566.3681 | 12718474.4483 | 56879844.0603 | 961560.8286 | 16790840.2133 | 16790840.2133 | 1478867.319 | 7598057.1552 | 0 | 74632245.1022 | 100500009.7897 | 31622.7766 | 13.2292 | 5641.4889 | 7596.8462 | 115.0094 | 154.872
1 | 4700 | 707 | 0.03 | 15 | 15 | 7 | 4.217e-11 | 5spot_SharedNeighbor | Water | Porous | Wet | R600a | MinimizeLCOE_Brownfield | IgnoreSilica | 2019 | 114.5728 | 39.1553 | 3.6933 | 4 | 5314.0357 | 7065.0345 | 108.3338 | 144.0303 | 149.8003 | 0 | 196.9836 | 6180746.1162 | 524247.2501 | 6285631.139 | 5837324.7805 | 0 | 787051.2972 | 0 | 7649850.2274 | 19903341.0915 | 13584439.2677 | 60752631.1696 | 961560.8286 | 16790840.2133 | 16790840.2133 | 1478867.319 | 7598057.1552 | 0 | 78505032.2116 | 104372796.8991 | 42169.6503 | 14.7731 | 5314.0357 | 7065.0345 | 108.3338 | 144.0303
1 | 4700 | 707 | 0.03 | 15 | 15 | 7 | 5.6234e-11 | 5spot_SharedNeighbor | Water | Porous | Wet | R600a | MinimizeLCOE_Brownfield | IgnoreSilica | 2019 | 123.1307 | 41.9302 | 4.0349 | 4 | 5064.2109 | 6666.9564 | 103.2408 | 135.9149 | 149.5251 | 0 | 209.0767 | 6479986.5443 | 547912.3816 | 6640920.7126 | 6254488.9535 | 0 | 734422.0044 | 0 | 8056514.9326 | 20961399.2362 | 14306585.6924 | 63982230.4576 | 961560.8286 | 16790840.2133 | 16790840.2133 | 1478867.319 | 7598057.1552 | 0 | 81734631.4995 | 107602396.187 | 56234.1325 | 16.1397 | 5064.2109 | 6666.9564 | 103.2408 | 135.9149
1 | 4700 | 707 | 0.03 | 15 | 15 | 7 | 7.4989e-11 | 5spot_SharedNeighbor | Water | Porous | Wet | R600a | MinimizeLCOE_Brownfield | IgnoreSilica | 2019 | 130.2413 | 44.2042 | 4.3245 | 4 | 4873.9717 | 6369.381 | 99.3625 | 129.8484 | 149.2664 | 0 | 203.9022 | 6719077.8331 | 566528.9547 | 6928869.5453 | 6597637.6535 | 0 | 677290.5683 | 0 | 8380867.7764 | 21805298.8018 | 14882564.4863 | 66558135.6194 | 961560.8286 | 16790840.2133 | 16790840.2133 | 1478867.319 | 7598057.1552 | 0 | 84310536.6613 | 110178301.3489 | 74989.4209 | 17.2981 | 4873.9717 | 6369.381 | 99.3625 | 129.8484
1 | 4700 | 707 | 0.03 | 15 | 15 | 7 | 1e-10 | 5spot_SharedNeighbor | Water | Porous | Wet | R600a | MinimizeLCOE_Brownfield | IgnoreSilica | 2019 | 138.3265 | 46.7673 | 4.6155 | 4 | 4728.2776 | 6129.4088 | 96.3923 | 124.9563 | 148.9654 | 0 | 202.7007 | 6983087.8843 | 586890.241 | 7250103.4687 | 6985182.8476 | 0 | 647314.4197 | 0 | 8756505.7559 | 22782631.7706 | 15549614.3197 | 69541330.7074 | 961560.8286 | 16790840.2133 | 16790840.2133 | 1478867.319 | 7598057.1552 | 0 | 87293731.7494 | 113161496.4369 | 100000 | 18.4621 | 4728.2776 | 6129.4088 | 96.3923 | 124.9563
1 | 4700 | 707 | 0.03 | 15 | 15 | 7 | 1.3335e-10 | 5spot_SharedNeighbor | Water | Porous | Wet | R600a | MinimizeLCOE_Brownfield | IgnoreSilica | 2019 | 143.3151 | 48.3387 | 4.8205 | 4 | 4616.2946 | 5957.8327 | 94.1094 | 121.4585 | 148.7847 | 0 | 223.4699 | 7142536.5195 | 599131.7308 | 7445369.7961 | 7222027.4107 | 0 | 598339.77 | 0 | 8972888.0386 | 23345614.084 | 15933861.3167 | 71259768.6665 | 961560.8286 | 16790840.2133 | 16790840.2133 | 1478867.319 | 7598057.1552 | 0 | 89012169.7085 | 114879934.396 | 133352.1432 | 19.2822 | 4616.2946 | 5957.8327 | 94.1094 | 121.4585
1 | 4700 | 707 | 0.03 | 15 | 15 | 7 | 1.7783e-10 | 5spot_SharedNeighbor | Water | Porous | Wet | R600a | MinimizeLCOE_Brownfield | IgnoreSilica | 2019 | 147.223 | 49.5613 | 4.9833 | 4 | 4531.3705 | 5829.1012 | 92.3781 | 118.8341 | 148.6379 | 0 | 218.7077 | 7265062.7349 | 608465.5024 | 7596485.7316 | 7406570.895 | 0 | 554416.1391 | 0 | 9138090.3911 | 23775436.7176 | 16227224.0962 | 72571752.2078 | 961560.8286 | 16790840.2133 | 16790840.2133 | 1478867.319 | 7598057.1552 | 0 | 90324153.2498 | 116191917.9373 | 177827.941 | 19.9331 | 4531.3705 | 5829.1012 | 92.3781 | 118.8341
1 | 4700 | 707 | 0.03 | 15 | 15 | 7 | 2.3714e-10 | 5spot_SharedNeighbor | Water | Porous | Wet | R600a | MinimizeLCOE_Brownfield | IgnoreSilica | 2019 | 150.2212 | 50.4941 | 5.11 | 4 | 4467.0811 | 5732.6314 | 91.0675 | 116.8674 | 148.5223 | 0 | 242.6408 | 7357671.1246 | 615476.3453 | 7711339.0644 | 7547558.9792 | 0 | 516232.9218 | 0 | 9261828.5898 | 24097378.1283 | 16446955.7242 | 73554440.8775 | 961560.8286 | 16790840.2133 | 16790840.2133 | 1478867.319 | 7598057.1552 | 0 | 91306841.9194 | 117174606.6069 | 237137.3706 | 20.4399 | 4467.0811 | 5732.6314 | 91.0675 | 116.8674
1 | 4700 | 707 | 0.03 | 15 | 15 | 7 | 3.1623e-10 | 5spot_SharedNeighbor | Water | Porous | Wet | R600a | MinimizeLCOE_Brownfield | IgnoreSilica | 2019 | 152.5038 | 51.2013 | 5.2077 | 4 | 4418.4866 | 5660.302 | 90.0768 | 115.3929 | 148.4325 | 0 | 266.1276 | 7427375.4264 | 620727.5722 | 7798157.6816 | 7654550.5932 | 0 | 484097.0912 | 0 | 9354114.2622 | 24337486.5175 | 16610834.6335 | 74287343.7778 | 961560.8286 | 16790840.2133 | 16790840.2133 | 1478867.319 | 7598057.1552 | 0 | 92039744.8197 | 117907509.5072 | 316227.766 | 20.8306 | 4418.4866 | 5660.302 | 90.0768 | 115.3929
1 | 4700 | 707 | 0.03 | 15 | 15 | 7 | 4.217e-10 | 5spot_SharedNeighbor | Water | Porous | Wet | R600a | MinimizeLCOE_Brownfield | IgnoreSilica | 2019 | 154.2165 | 51.7303 | 5.282 | 4 | 4381.8041 | 5606.1385 | 89.329 | 114.2887 | 148.3642 | 0 | 238.8643 | 7479224.9661 | 624618.9964 | 7862949.2858 | 7734631.4429 | 0 | 457545.4373 | 0 | 9421998.3501 | 24514106.9894 | 16731381.7348 | 74826457.2029 | 961560.8286 | 16790840.2133 | 16790840.2133 | 1478867.319 | 7598057.1552 | 0 | 92578858.2448 | 118446622.9323 | 421696.5034 | 21.128 | 4381.8041 | 5606.1385 | 89.329 | 114.2887
1 | 4700 | 707 | 0.03 | 15 | 15 | 7 | 5.6234e-10 | 5spot_SharedNeighbor | Water | Porous | Wet | R600a | MinimizeLCOE_Brownfield | IgnoreSilica | 2019 | 155.5077 | 52.128 | 5.3385 | 4 | 4354.1462 | 5565.5132 | 88.7652 | 113.4605 | 148.3121 | 0 | 214.9888 | 7518062.4041 | 627525.69 | 7911598.8845 | 7794892.492 | 0 | 436173.173 | 0 | 9472418.531 | 24645289.9574 | 16820916.806 | 75226877.9378 | 961560.8286 | 16790840.2133 | 16790840.2133 | 1478867.319 | 7598057.1552 | 0 | 92979278.9797 | 118847043.6673 | 562341.3252 | 21.3542 | 4354.1462 | 5565.5132 | 88.7652 | 113.4605
1 | 4700 | 707 | 0.03 | 15 | 15 | 7 | 7.4989e-10 | 5spot_SharedNeighbor | Water | Porous | Wet | R600a | MinimizeLCOE_Brownfield | IgnoreSilica | 2019 | 156.4692 | 52.4237 | 5.3812 | 4 | 4333.3135 | 5535.0886 | 88.3405 | 112.8403 | 148.2731 | 0 | 245.0962 | 7546844.7044 | 629675.1604 | 7947720.0282 | 7839707.9624 | 0 | 419129.0494 | 0 | 9509399.9929 | 24741508.1353 | 16886587.6895 | 75520572.7225 | 961560.8286 | 16790840.2133 | 16790840.2133 | 1478867.319 | 7598057.1552 | 0 | 93272973.7644 | 119140738.4519 | 749894.2093 | 21.5246 | 4333.3135 | 5535.0886 | 88.3405 | 112.8403
1 | 4700 | 707 | 0.03 | 15 | 15 | 7 | 1e-09 | 5spot_SharedNeighbor | Water | Porous | Wet | R600a | MinimizeLCOE_Brownfield | IgnoreSilica | 2019 | 157.1855 | 52.6437 | 5.4132 | 4 | 4317.6353 | 5512.2957 | 88.0208 | 112.3756 | 148.2438 | 0 | 263.5688 | 7568205.1413 | 631267.7486 | 7974564.3431 | 7873054.0912 | 0 | 405722.8539 | 0 | 9536597.5295 | 24812270.5466 | 16934884.4892 | 75736566.7435 | 961560.8286 | 16790840.2133 | 16790840.2133 | 1478867.319 | 7598057.1552 | 0 | 93488967.7855 | 119356732.473 | 1000000 | 21.6528 | 4317.6353 | 5512.2957 | 88.0208 | 112.3756
1 | 4700 | 707 | 0.03 | 15 | 15 | 7 | 1.3335e-09 | 5spot_SharedNeighbor | Water | Porous | Wet | R600a | MinimizeLCOE_Brownfield | IgnoreSilica | 2019 | 157.7191 | 52.8074 | 5.4373 | 4 | 4305.8447 | 5495.2171 | 87.7805 | 112.0274 | 148.2219 | 0 | 264.0916 | 7584075.8913 | 632449.5806 | 7994530.4341 | 7897878.4198 | 0 | 395289.7559 | 0 | 9556647.3918 | 24864436.1757 | 16970488.603 | 75895796.2521 | 961560.8286 | 16790840.2133 | 16790840.2133 | 1478867.319 | 7598057.1552 | 0 | 93648197.294 | 119515961.9815 | 1333521.4322 | 21.7491 | 4305.8447 | 5495.2171 | 87.7805 | 112.0274
1 | 4700 | 707 | 0.03 | 15 | 15 | 7 | 1.7783e-09 | 5spot_SharedNeighbor | Water | Porous | Wet | R600a | MinimizeLCOE_Brownfield | IgnoreSilica | 2019 | 158.1017 | 52.9247 | 5.455 | 4 | 4296.9832 | 5482.4934 | 87.5998 | 111.768 | 148.2062 | 0 | 253.3301 | 7595433.1993 | 633294.492 | 8008829.9227 | 7915669.1606 | 0 | 387072.1306 | 0 | 9570716.573 | 24901041.299 | 16995472.3518 | 76007529.129 | 961560.8286 | 16790840.2133 | 16790840.2133 | 1478867.319 | 7598057.1552 | 0 | 93759930.1709 | 119627694.8584 | 1778279.41 | 21.8199 | 4296.9832 | 5482.4934 | 87.5998 | 111.768
1 | 4700 | 707 | 0.03 | 15 | 15 | 7 | 2.3714e-09 | 5spot_SharedNeighbor | Water | Porous | Wet | R600a | MinimizeLCOE_Brownfield | IgnoreSilica | 2019 | 158.3964 | 53.015 | 5.4685 | 4 | 4290.3264 | 5472.9107 | 87.4641 | 111.5727 | 148.194 | 0 | 273.1337 | 7604166.8724 | 633943.8163 | 8019832.0426 | 7929364.0742 | 0 | 380876.3788 | 0 | 9581591.4419 | 24929335.4773 | 17014783.7098 | 76093893.8135 | 961560.8286 | 16790840.2133 | 16790840.2133 | 1478867.319 | 7598057.1552 | 0 | 93846294.8554 | 119714059.5429 | 2371373.7057 | 21.8739 | 4290.3264 | 5472.9107 | 87.4641 | 111.5727
1 | 4700 | 707 | 0.03 | 15 | 15 | 7 | 3.1623e-09 | 5spot_SharedNeighbor | Water | Porous | Wet | R600a | MinimizeLCOE_Brownfield | IgnoreSilica | 2019 | 158.6204 | 53.0835 | 5.4787 | 4 | 4285.3278 | 5465.7083 | 87.3622 | 111.4259 | 148.1848 | 0 | 254.4284 | 7610796.8105 | 634436.492 | 8028187.5232 | 7939768.4251 | 0 | 376194.4445 | 0 | 9589859.6412 | 24950847.6357 | 17029466.2 | 76159557.1723 | 961560.8286 | 16790840.2133 | 16790840.2133 | 1478867.319 | 7598057.1552 | 0 | 93911958.2142 | 119779722.9017 | 3162277.6602 | 21.9148 | 4285.3278 | 5465.7083 | 87.3622 | 111.4259
1 | 4700 | 707 | 0.03 | 15 | 15 | 7 | 4.217e-09 | 5spot_SharedNeighbor | Water | Porous | Wet | R600a | MinimizeLCOE_Brownfield | IgnoreSilica | 2019 | 158.7861 | 53.1343 | 5.4863 | 4 | 4281.5754 | 5460.3169 | 87.2857 | 111.3159 | 148.1779 | 0 | 241.7496 | 7615700.2955 | 634800.7255 | 8034369.3024 | 7947468.2205 | 0 | 372620.3225 | 0 | 9595933.9579 | 24966651.7617 | 17040252.8408 | 76207797.4268 | 961560.8286 | 16790840.2133 | 16790840.2133 | 1478867.319 | 7598057.1552 | 0 | 93960198.4687 | 119827963.1562 | 4216965.0343 | 21.9452 | 4281.5754 | 5460.3169 | 87.2857 | 111.3159
1 | 4700 | 707 | 0.03 | 15 | 15 | 7 | 5.6234e-09 | 5spot_SharedNeighbor | Water | Porous | Wet | R600a | MinimizeLCOE_Brownfield | IgnoreSilica | 2019 | 158.9176 | 53.1745 | 5.4922 | 4 | 4278.7593 | 5456.2379 | 87.2283 | 111.2328 | 148.1725 | 0 | 244.349 | 7619588.1521 | 635089.4586 | 8039271.6491 | 7953575.6499 | 0 | 369996.959 | 0 | 9600833.5288 | 24979399.4402 | 17048953.3932 | 76246708.2309 | 961560.8286 | 16790840.2133 | 16790840.2133 | 1478867.319 | 7598057.1552 | 0 | 93999109.2728 | 119866873.9603 | 5623413.2519 | 21.9688 | 4278.7593 | 5456.2379 | 87.2283 | 111.2328
1 | 4700 | 707 | 0.03 | 15 | 15 | 7 | 7.4989e-09 | 5spot_SharedNeighbor | Water | Porous | Wet | R600a | MinimizeLCOE_Brownfield | IgnoreSilica | 2019 | 159.0102 | 53.2029 | 5.4965 | 4 | 4276.6463 | 5453.2082 | 87.1852 | 111.171 | 148.1686 | 0 | 233.8446 | 7622324.3988 | 635292.602 | 8042722.7278 | 7957875.7937 | 0 | 367950.6386 | 0 | 9604204.8027 | 24988170.8034 | 17054940.0289 | 76273481.796 | 961560.8286 | 16790840.2133 | 16790840.2133 | 1478867.319 | 7598057.1552 | 0 | 94025882.8379 | 119893647.5254 | 7498942.0933 | 21.9859 | 4276.6463 | 5453.2082 | 87.1852 | 111.171
1 | 4700 | 707 | 0.03 | 15 | 15 | 7 | 1e-08 | 5spot_SharedNeighbor | Water | Porous | Wet | R600a | MinimizeLCOE_Brownfield | IgnoreSilica | 2019 | 159.0808 | 53.2245 | 5.4997 | 4 | 4275.061 | 5450.9306 | 87.1529 | 111.1246 | 148.1657 | 0 | 275.2476 | 7624408.4777 | 635447.3058 | 8045351.588 | 7961151.8051 | 0 | 366421.0811 | 0 | 9606784.3005 | 24994882.1276 | 17059520.6455 | 76293967.3314 | 961560.8286 | 16790840.2133 | 16790840.2133 | 1478867.319 | 7598057.1552 | 0 | 94046368.3733 | 119914133.0608 | 10000000 | 21.9988 | 4275.061 | 5450.9306 | 87.1529 | 111.1246
1 | 4800 | 707 | 0.03 | 15 | 15 | 7 | 1e-13 | 5spot_SharedNeighbor | Water | Porous | Wet | R600a | MinimizeLCOE_Brownfield | IgnoreSilica | 2019 | 0 | 0 | 0 | 0 |  |  |  |  | 15 |  | 25.9331 | [19 empty] | 100 | 0
1 | 4800 | 707 | 0.03 | 15 | 15 | 7 | 1.3335e-13 | 5spot_SharedNeighbor | Water | Porous | Wet | R600a | MinimizeLCOE_Brownfield | IgnoreSilica | 2019 | 0 | 0 | 0 | 0 |  |  |  |  | 15 |  | 25.8091 | [19 empty] | 133.3521 | 0
1 | 4800 | 707 | 0.03 | 15 | 15 | 7 | 1.7783e-13 | 5spot_SharedNeighbor | Water | Porous | Wet | R600a | MinimizeLCOE_Brownfield | IgnoreSilica | 2019 | 0 | 0 | 0 | 0 |  |  |  |  | 15 |  | 24.7997 | [19 empty] | 177.8279 | 0
1 | 4800 | 707 | 0.03 | 15 | 15 | 7 | 2.3714e-13 | 5spot_SharedNeighbor | Water | Porous | Wet | R600a | MinimizeLCOE_Brownfield | IgnoreSilica | 2019 | 1.3834 | 0.28141 | 0.0090275 | 4 | 543289.9851 | 1278319.4175 | 11075.7012 | 26060.2704 | 113.2778 | 0 | 73.5027 | 159726.9251 | 10748.8171 | 124365.593 | 75852.3157 | 0 | 76239.8697 | 0 | 174304.073 | 453503.4433 | 309525.4186 | 1384266.4555 | 961560.8286 | 17272388.9941 | 17272388.9941 | 1478867.319 | 7790676.6675 | 0 | 19618216.2783 | 46160149.2589 | 237.1374 | 0.03611 | 543289.9851 | 1278319.4175 | 11075.7012 | 26060.2704
1 | 4800 | 707 | 0.03 | 15 | 15 | 7 | 3.1623e-13 | 5spot_SharedNeighbor | Water | Porous | Wet | R600a | MinimizeLCOE_Brownfield | IgnoreSilica | 2019 | 1.807 | 0.41618 | 0.018936 | 4 | 264741.7247 | 615158.0534 | 5397.1181 | 12540.829 | 121.2554 | 0 | 311.0271 | 219300.3672 | 15506.1416 | 169127.9481 | 96237.2391 | 0 | 87008.6034 | 0 | 229000.3168 | 595811.8498 | 406653.8302 | 1818646.2963 | 961560.8286 | 17272388.9941 | 17272388.9941 | 1478867.319 | 7790676.6675 | 0 | 20052596.119 | 46594529.0997 | 316.2278 | 0.075744 | 264741.7247 | 615158.0534 | 5397.1181 | 12540.829
1 | 4800 | 707 | 0.03 | 15 | 15 | 7 | 4.217e-13 | 5spot_SharedNeighbor | Water | Porous | Wet | R600a | MinimizeLCOE_Brownfield | IgnoreSilica | 2019 | 2.3515 | 0.59744 | 0.033478 | 4 | 153755.056 | 351956.5124 | 3134.5048 | 7175.1096 | 127.8939 | 0 | 414.2008 | 292122.4353 | 21547.6164 | 224816.0448 | 123242.7461 | 0 | 98942.3819 | 0 | 296661.7775 | 771853.0914 | 526805.5949 | 2355991.6883 | 961560.8286 | 17272388.9941 | 17272388.9941 | 1478867.319 | 7790676.6675 | 0 | 20589941.5111 | 47131874.4918 | 421.6965 | 0.13391 | 153755.056 | 351956.5124 | 3134.5048 | 7175.1096
1 | 4800 | 707 | 0.03 | 15 | 15 | 7 | 5.6234e-13 | 5spot_SharedNeighbor | Water | Porous | Wet | R600a | MinimizeLCOE_Brownfield | IgnoreSilica | 2019 | 3.0906 | 0.85098 | 0.054598 | 4 | 97476.6034 | 219010.8641 | 1987.1924 | 4464.8327 | 133.5682 | 0 | 547.0623 | 384658.0045 | 29450.0431 | 297191.2164 | 160535.9905 | 0 | 114205.5269 | 0 | 384555.9048 | 1000535.5809 | 682886.0929 | 3054018.3601 | 961560.8286 | 17272388.9941 | 17272388.9941 | 1478867.319 | 7790676.6675 | 0 | 21287968.1828 | 47829901.1635 | 562.3413 | 0.21839 | 97476.6034 | 219010.8641 | 1987.1924 | 4464.8327
1 | 4800 | 707 | 0.03 | 15 | 15 | 7 | 7.4989e-13 | 5spot_SharedNeighbor | Water | Porous | Wet | R600a | MinimizeLCOE_Brownfield | IgnoreSilica | 2019 | 4.0849 | 1.1978 | 0.08424 | 4 | 65805.4253 | 144574.4165 | 1341.5326 | 2947.345 | 138.2279 | 0 | 72.2037 | 499479.0336 | 39456.7793 | 389431.1575 | 210478.7657 | 0 | 133181.4844 | 0 | 496090.616 | 1290726.0206 | 880947.0308 | 3939790.8879 | 961560.8286 | 17272388.9941 | 17272388.9941 | 1478867.319 | 7790676.6675 | 0 | 22173740.7107 | 48715673.6914 | 749.8942 | 0.33696 | 65805.4253 | 144574.4165 | 1341.5326 | 2947.345
1 | 4800 | 707 | 0.03 | 15 | 15 | 7 | 1e-12 | 5spot_SharedNeighbor | Water | Porous | Wet | R600a | MinimizeLCOE_Brownfield | IgnoreSilica | 2019 | 5.3884 | 1.6597 | 0.12484 | 4 | 46611.7156 | 99764.6428 | 950.2429 | 2033.8372 | 141.8866 | 0 | 80.8265 | 638681.1732 | 51776.6399 | 504245.5168 | 277624.0604 | 0 | 155445.946 | 0 | 634831.6012 | 1651701.6045 | 1127320.2841 | 5041626.8263 | 961560.8286 | 17272388.9941 | 17272388.9941 | 1478867.319 | 7790676.6675 | 0 | 23275576.649 | 49817509.6297 | 1000 | 0.49935 | 46611.7156 | 99764.6428 | 950.2429 | 2033.8372
1 | 4800 | 707 | 0.03 | 15 | 15 | 7 | 1.3335e-12 | 5spot_SharedNeighbor | Water | Porous | Wet | R600a | MinimizeLCOE_Brownfield | IgnoreSilica | 2019 | 7.1252 | 2.279 | 0.17994 | 4 | 34264.175 | 71139.9879 | 698.5216 | 1450.2849 | 144.717 | 0 | 92.157 | 808794.54 | 66968.3613 | 648549.671 | 368406.1704 | 0 | 182738.2435 | 0 | 809428.2246 | 2105966.204 | 1437365.2075 | 6428216.6224 | 961560.8286 | 17272388.9941 | 17272388.9941 | 1478867.319 | 7790676.6675 | 0 | 24662166.4451 | 51204099.4258 | 1333.5214 | 0.71977 | 34264.175 | 71139.9879 | 698.5216 | 1450.2849
1 | 4800 | 707 | 0.03 | 15 | 15 | 7 | 1.7783e-12 | 5spot_SharedNeighbor | Water | Porous | Wet | R600a | MinimizeLCOE_Brownfield | IgnoreSilica | 2019 | 9.4421 | 3.1133 | 0.25524 | 4 | 25873.2487 | 51870.1774 | 527.4612 | 1057.4437 | 147.0459 | 0 | 89.31 | 1018424.2632 | 85849.7169 | 830978.6747 | 490342.1074 | 0 | 216006.9083 | 0 | 1030224.6515 | 2680433.2151 | 1829450.7467 | 8181710.2839 | 961560.8286 | 17272388.9941 | 17272388.9941 | 1478867.319 | 7790676.6675 | 0 | 26415660.1067 | 52957593.0874 | 1778.2794 | 1.021 | 25873.2487 | 51870.1774 | 527.4612 | 1057.4437
1 | 4800 | 707 | 0.03 | 15 | 15 | 7 | 2.3714e-12 | 5spot_SharedNeighbor | Water | Porous | Wet | R600a | MinimizeLCOE_Brownfield | IgnoreSilica | 2019 | 12.5185 | 4.2231 | 0.35581 | 4 | 20102.0035 | 38750.7646 | 409.8065 | 789.9868 | 148.7977 | 0 | 83.1111 | 1272902.9786 | 108776.1264 | 1059128.8063 | 652901.5543 | 0 | 256457.535 | 0 | 1306565.1302 | 3399414.4555 | 2320170.2168 | 10376316.8031 | 961560.8286 | 17272388.9941 | 17272388.9941 | 1478867.319 | 7790676.6675 | 0 | 28610266.6258 | 55152199.6065 | 2371.3737 | 1.4233 | 20102.0035 | 38750.7646 | 409.8065 | 789.9868
1 | 4800 | 707 | 0.03 | 15 | 15 | 7 | 3.1623e-12 | 5spot_SharedNeighbor | Water | Porous | Wet | R600a | MinimizeLCOE_Brownfield | IgnoreSilica | 2019 | 16.6064 | 5.6993 | 0.49001 | 4 | 16001.0046 | 29542.6155 | 326.2021 | 602.2662 | 150.1364 | 0 | 76.0297 | 1582619.8329 | 136646.1904 | 1344840.3248 | 868919.2942 | 0 | 305717.6325 | 0 | 1653109.8772 | 4301052.801 | 2935556.9145 | 13128462.8675 | 961560.8286 | 17272388.9941 | 17272388.9941 | 1478867.319 | 7790676.6675 | 0 | 31362412.6903 | 57904345.671 | 3162.2777 | 1.96 | 16001.0046 | 29542.6155 | 326.2021 | 602.2662
1 | 4800 | 707 | 0.03 | 15 | 15 | 7 | 4.217e-12 | 5spot_SharedNeighbor | Water | Porous | Wet | R600a | MinimizeLCOE_Brownfield | IgnoreSilica | 2019 | 22.0238 | 7.6538 | 0.66768 | 4 | 13028.569 | 22966.7331 | 265.605 | 468.2079 | 151.1574 | 0 | 93.5561 | 1957918.5975 | 170257.926 | 1701345.5851 | 1152190.1689 | 0 | 365460.9831 | 0 | 2085397.5716 | 5425776.7074 | 3703204.0914 | 16561551.6309 | 961560.8286 | 17272388.9941 | 17272388.9941 | 1478867.319 | 7790676.6675 | 0 | 34795501.4536 | 61337434.4343 | 4216.965 | 2.6707 | 13028.569 | 22966.7331 | 265.605 | 468.2079
1 | 4800 | 707 | 0.03 | 15 | 15 | 7 | 5.6234e-12 | 5spot_SharedNeighbor | Water | Porous | Wet | R600a | MinimizeLCOE_Brownfield | IgnoreSilica | 2019 | 29.1669 | 10.24 | 0.9047 | 4 | 10813.3581 | 18147.8012 | 220.4449 | 369.9675 | 151.9325 | 0 | 86.7649 | 2415951.009 | 211468.8482 | 2145997.147 | 1535901.7302 | 0 | 437789.2293 | 0 | 2631372.1059 | 6846290.4508 | 4672733.9099 | 20897504.4303 | 961560.8286 | 17272388.9941 | 17272388.9941 | 1478867.319 | 7790676.6675 | 0 | 39131454.253 | 65673387.2337 | 5623.4133 | 3.6188 | 10813.3581 | 18147.8012 | 220.4449 | 369.9675
1 | 4800 | 707 | 0.03 | 15 | 15 | 7 | 7.4989e-12 | 5spot_SharedNeighbor | Water | Porous | Wet | R600a | MinimizeLCOE_Brownfield | IgnoreSilica | 2019 | 38.5406 | 13.6276 | 1.2134 | 4 | 9165.4585 | 14633.9752 | 186.8503 | 298.3334 | 152.5199 | 0 | 90.5926 | 2965307.5616 | 260351.2691 | 2696126.1957 | 2028853.376 | 0 | 525070.1787 | 0 | 3305526.3466 | 8600301.4973 | 5869882.4904 | 26251418.9155 | 961560.8286 | 17272388.9941 | 17272388.9941 | 1478867.319 | 7790676.6675 | 0 | 44485368.7383 | 71027301.7189 | 7498.9421 | 4.8536 | 9165.4585 | 14633.9752 | 186.8503 | 298.3334
1 | 4800 | 707 | 0.03 | 15 | 15 | 7 | 1e-11 | 5spot_SharedNeighbor | Water | Porous | Wet | R600a | MinimizeLCOE_Brownfield | IgnoreSilica | 2019 | 50.6742 | 18.0114 | 1.6121 | 4 | 7919.905 | 12035.8503 | 161.458 | 245.3671 | 152.95 | 0 | 107.4176 | 3619866.8992 | 318256.8032 | 3369105.0683 | 2665796.5724 | 0 | 629289.0928 | 0 | 4134902.63 | 10758168.4582 | 7342671.031 | 32838056.5551 | 961560.8286 | 17272388.9941 | 17272388.9941 | 1478867.319 | 7790676.6675 | 0 | 51072006.3779 | 77613939.3585 | 10000 | 6.4486 | 7919.905 | 12035.8503 | 161.458 | 245.3671
1 | 4800 | 707 | 0.03 | 15 | 15 | 7 | 1.3335e-11 | 5spot_SharedNeighbor | Water | Porous | Wet | R600a | MinimizeLCOE_Brownfield | IgnoreSilica | 2019 | 66.0385 | 23.5426 | 2.1132 | 4 | 6981.2227 | 10121.2986 | 142.3217 | 206.3364 | 153.1979 | 0 | 108.7264 | 4382205.5482 | 385241.9912 | 4173301.0622 | 3472765.7406 | 0 | 751638.1717 | 0 | 5134409.4805 | 13358680.256 | 9117573.7681 | 40775816.0185 | 961560.8286 | 17272388.9941 | 17272388.9941 | 1478867.319 | 7790676.6675 | 0 | 59009765.8413 | 85551698.822 | 13335.2143 | 8.4526 | 6981.2227 | 10121.2986 | 142.3217 | 206.3364
1 | 4800 | 707 | 0.03 | 15 | 15 | 7 | 1.7783e-11 | 5spot_SharedNeighbor | Water | Porous | Wet | R600a | MinimizeLCOE_Brownfield | IgnoreSilica | 2019 | 84.8548 | 30.2416 | 2.7109 | 4 | 6291.1767 | 8738.8807 | 128.2541 | 178.1539 | 153.1735 | 0 | 110.7561 | 5233950.4525 | 458884.8674 | 5099042.0385 | 4454577.6875 | 0 | 892062.1512 | 0 | 6294021.7069 | 16375753.3999 | 11176788.1835 | 49985080.4875 | 961560.8286 | 17272388.9941 | 17272388.9941 | 1478867.319 | 7790676.6675 | 0 | 68219030.3102 | 94760963.2909 | 17782.7941 | 10.8436 | 6291.1767 | 8738.8807 | 128.2541 | 178.1539
1 | 4800 | 707 | 0.03 | 15 | 15 | 7 | 2.3714e-11 | 5spot_SharedNeighbor | Water | Porous | Wet | R600a | MinimizeLCOE_Brownfield | IgnoreSilica | 2019 | 97.0077 | 34.4993 | 3.1828 | 4 | 5782.1633 | 7866.9899 | 117.8772 | 160.3792 | 152.9962 | 0 | 127.7246 | 5742110.7852 | 501906.9208 | 5666458.0205 | 5082456.4995 | 0 | 887033.4909 | 0 | 6973186.6296 | 18142801.2129 | 12382834.6251 | 55378788.1844 | 961560.8286 | 17272388.9941 | 17272388.9941 | 1478867.319 | 7790676.6675 | 0 | 73612738.0071 | 100154670.9878 | 23713.7371 | 12.731 | 5782.1633 | 7866.9899 | 117.8772 | 160.3792
1 | 4800 | 707 | 0.03 | 15 | 15 | 7 | 3.1623e-11 | 5spot_SharedNeighbor | Water | Porous | Wet | R600a | MinimizeLCOE_Brownfield | IgnoreSilica | 2019 | 107.9808 | 38.2842 | 3.6282 | 4 | 5391.4033 | 7220.2554 | 109.911 | 147.1947 | 152.7439 | 0 | 188.5117 | 6175903.4799 | 538078.6543 | 6159625.1056 | 5647263.5415 | 0 | 854650.275 | 0 | 7556453.212 | 19660341.2159 | 13418586.8595 | 60010902.3437 | 961560.8286 | 17272388.9941 | 17272388.9941 | 1478867.319 | 7790676.6675 | 0 | 78244852.1664 | 104786785.1471 | 31622.7766 | 14.5129 | 5391.4033 | 7220.2554 | 109.911 | 147.1947
1 | 4800 | 707 | 0.03 | 15 | 15 | 7 | 4.217e-11 | 5spot_SharedNeighbor | Water | Porous | Wet | R600a | MinimizeLCOE_Brownfield | IgnoreSilica | 2019 | 117.7003 | 41.5853 | 4.0337 | 4 | 5092.5675 | 6737.5747 | 103.8189 | 137.3546 | 152.4554 | 0 | 200.9119 | 6541262.692 | 568014.9268 | 6582287.2661 | 6144570.4196 | 0 | 805967.6825 | 0 | 8050420.1649 | 20945541.9009 | 14295762.7352 | 63933827.7879 | 961560.8286 | 17272388.9941 | 17272388.9941 | 1478867.319 | 7790676.6675 | 0 | 82167777.6107 | 108709710.5914 | 42169.6503 | 16.1348 | 5092.5675 | 6737.5747 | 103.8189 | 137.3546
1 | 4800 | 707 | 0.03 | 15 | 15 | 7 | 5.6234e-11 | 5spot_SharedNeighbor | Water | Porous | Wet | R600a | MinimizeLCOE_Brownfield | IgnoreSilica | 2019 | 126.0996 | 44.3965 | 4.3902 | 4 | 4864.6106 | 6376.0333 | 99.1717 | 129.9841 | 152.1613 | 0 | 225.6683 | 6843432.5712 | 592356.7756 | 6937337.5126 | 6572093.9195 | 0 | 749147.3107 | 0 | 8460803.5549 | 22013275.3004 | 15024512.7201 | 67192959.6649 | 961560.8286 | 17272388.9941 | 17272388.9941 | 1478867.319 | 7790676.6675 | 0 | 85426909.4877 | 111968842.4684 | 56234.1325 | 17.5609 | 4864.6106 | 6376.0333 | 99.1717 | 129.9841
1 | 4800 | 707 | 0.03 | 15 | 15 | 7 | 7.4989e-11 | 5spot_SharedNeighbor | Water | Porous | Wet | R600a | MinimizeLCOE_Brownfield | IgnoreSilica | 2019 | 132.7692 | 46.5935 | 4.6828 | 4 | 4691.141 | 6108.1234 | 95.6353 | 124.5224 | 151.9009 | 0 | 213.1038 | 7073119.7452 | 610427.2615 | 7212089.9755 | 6902592.9198 | 0 | 685320.9798 | 0 | 8768584.8439 | 22814059.0799 | 15571064.104 | 69637258.9097 | 961560.8286 | 17272388.9941 | 17272388.9941 | 1478867.319 | 7790676.6675 | 0 | 87871208.7325 | 114413141.7132 | 74989.4209 | 18.7313 | 4691.141 | 6108.1234 | 95.6353 | 124.5224
1 | 4800 | 707 | 0.03 | 15 | 15 | 7 | 1e-10 | 5spot_SharedNeighbor | Water | Porous | Wet | R600a | MinimizeLCOE_Brownfield | IgnoreSilica | 2019 | 140.901 | 49.2472 | 4.9865 | 4 | 4557.2347 | 5887.9148 | 92.9054 | 120.0331 | 151.5951 | 0 | 227.07 | 7343897.8382 | 631320.4843 | 7540938.5616 | 7289421.0223 | 0 | 655623.7316 | 0 | 9149868.6388 | 23806081.3021 | 16248139.6547 | 72665291.2337 | 961560.8286 | 17272388.9941 | 17272388.9941 | 1478867.319 | 7790676.6675 | 0 | 90899241.0564 | 117441174.0371 | 100000 | 19.9461 | 4557.2347 | 5887.9148 | 92.9054 | 120.0331
1 | 4800 | 707 | 0.03 | 15 | 15 | 7 | 1.3335e-10 | 5spot_SharedNeighbor | Water | Porous | Wet | R600a | MinimizeLCOE_Brownfield | IgnoreSilica | 2019 | 145.7318 | 50.8123 | 5.1945 | 4 | 4455.0237 | 5732.4279 | 90.8217 | 116.8633 | 151.4104 | 0 | 213.2479 | 7500834.7283 | 643304.8578 | 7733352.2936 | 7517367.5479 | 0 | 604672.4074 | 0 | 9359817.4156 | 24352324.953 | 16620962.1706 | 74332636.3742 | 961560.8286 | 17272388.9941 | 17272388.9941 | 1478867.319 | 7790676.6675 | 0 | 92566586.197 | 119108519.1777 | 133352.1432 | 20.778 | 4455.0237 | 5732.4279 | 90.8217 | 116.8633
1 | 4800 | 707 | 0.03 | 15 | 15 | 7 | 1.7783e-10 | 5spot_SharedNeighbor | Water | Porous | Wet | R600a | MinimizeLCOE_Brownfield | IgnoreSilica | 2019 | 149.4829 | 52.0194 | 5.3584 | 4 | 4377.4745 | 5615.8115 | 89.2407 | 114.4859 | 151.2619 | 0 | 245.6202 | 7620328.1444 | 652337.6557 | 7881031.8879 | 7693007.077 | 0 | 559039.6078 | 0 | 9518240.3054 | 24764508.8151 | 16902286.1261 | 75590779.6194 | 961560.8286 | 17272388.9941 | 17272388.9941 | 1478867.319 | 7790676.6675 | 0 | 93824729.4421 | 120366662.4228 | 177827.941 | 21.4335 | 4377.4745 | 5615.8115 | 89.2407 | 114.4859
1 | 4800 | 707 | 0.03 | 15 | 15 | 7 | 2.3714e-10 | 5spot_SharedNeighbor | Water | Porous | Wet | R600a | MinimizeLCOE_Brownfield | IgnoreSilica | 2019 | 152.3749 | 52.945 | 5.4861 | 4 | 4318.7405 | 5528.2543 | 88.0434 | 112.7009 | 151.1445 | 0 | 224.8467 | 7711057.1866 | 659140.1158 | 7993871.7476 | 7827601.0196 | 0 | 519830.0058 | 0 | 9637485.0294 | 25074759.1266 | 17114038.3387 | 76537782.5703 | 961560.8286 | 17272388.9941 | 17272388.9941 | 1478867.319 | 7790676.6675 | 0 | 94771732.393 | 121313665.3737 | 237137.3706 | 21.9443 | 4318.7405 | 5528.2543 | 88.0434 | 112.7009
1 | 4800 | 707 | 0.03 | 15 | 15 | 7 | 3.1623e-10 | 5spot_SharedNeighbor | Water | Porous | Wet | R600a | MinimizeLCOE_Brownfield | IgnoreSilica | 2019 | 154.5649 | 53.6431 | 5.5841 | 4 | 4274.3245 | 5462.6096 | 87.1379 | 111.3627 | 151.0539 | 0 | 245.0355 | 7778970.4244 | 664199.7778 | 8078745.1701 | 7929056.6452 | 0 | 486857.2997 | 0 | 9725753.4337 | 25304415.4082 | 17270783.4698 | 77238781.629 | 961560.8286 | 17272388.9941 | 17272388.9941 | 1478867.319 | 7790676.6675 | 0 | 95472731.4517 | 122014664.4324 | 316227.766 | 22.3363 | 4274.3245 | 5462.6096 | 87.1379 | 111.3627
1 | 4800 | 707 | 0.03 | 15 | 15 | 7 | 4.217e-10 | 5spot_SharedNeighbor | Water | Porous | Wet | R600a | MinimizeLCOE_Brownfield | IgnoreSilica | 2019 | 156.2964 | 54.194 | 5.661 | 4 | 4240.779 | 5412.9126 | 86.454 | 110.3495 | 150.9813 | 0 | 277.0703 | 7832483.8423 | 668203.8552 | 8145545.9131 | 8010395.9056 | 0 | 460704.337 | 0 | 9795760.2028 | 25486558.6609 | 17395099.9825 | 77794752.6993 | 961560.8286 | 17272388.9941 | 17272388.9941 | 1478867.319 | 7790676.6675 | 0 | 96028702.5221 | 122570635.5028 | 421696.5034 | 22.6441 | 4240.779 | 5412.9126 | 86.454 | 110.3495
1 | 4800 | 707 | 0.03 | 15 | 15 | 7 | 5.6234e-10 | 5spot_SharedNeighbor | Water | Porous | Wet | R600a | MinimizeLCOE_Brownfield | IgnoreSilica | 2019 | 157.5 | 54.5772 | 5.7178 | 4 | 4215.4736 | 5375.9773 | 85.9381 | 109.5966 | 150.9303 | 0 | 261.4584 | 7870026.9956 | 671077.1879 | 8191877.7332 | 8069675.9527 | 0 | 438522.3111 | 0 | 9844060.2704 | 25612225.5292 | 17480870.2023 | 78178336.1823 | 961560.8286 | 17272388.9941 | 17272388.9941 | 1478867.319 | 7790676.6675 | 0 | 96412286.0051 | 122954218.9858 | 562341.3252 | 22.871 | 4215.4736 | 5375.9773 | 85.9381 | 109.5966
1 | 4800 | 707 | 0.03 | 15 | 15 | 7 | 7.4989e-10 | 5spot_SharedNeighbor | Water | Porous | Wet | R600a | MinimizeLCOE_Brownfield | IgnoreSilica | 2019 | 158.4159 | 54.8683 | 5.761 | 4 | 4196.4128 | 5348.2117 | 85.5496 | 109.0305 | 150.8912 | 0 | 276.2276 | 7898469.1296 | 673249.7174 | 8227035.4228 | 8114759.389 | 0 | 421105.9755 | 0 | 9880501.6574 | 25707038.5429 | 17545582.0323 | 78467741.8668 | 961560.8286 | 17272388.9941 | 17272388.9941 | 1478867.319 | 7790676.6675 | 0 | 96701691.6895 | 123243624.6702 | 749894.2093 | 23.0439 | 4196.4128 | 5348.2117 | 85.5496 | 109.0305
1 | 4800 | 707 | 0.03 | 15 | 15 | 7 | 1e-09 | 5spot_SharedNeighbor | Water | Porous | Wet | R600a | MinimizeLCOE_Brownfield | IgnoreSilica | 2019 | 159.0808 | 55.0794 | 5.793 | 4 | 4182.0678 | 5327.4909 | 85.2571 | 108.6081 | 150.8627 | 0 | 258.8783 | 7919048.7951 | 674819.2564 | 8252506.2872 | 8147476.4349 | 0 | 407236.9136 | 0 | 9906424.198 | 25774483.6763 | 17591614.7217 | 78673610.2833 | 961560.8286 | 17272388.9941 | 17272388.9941 | 1478867.319 | 7790676.6675 | 0 | 96907560.1061 | 123449493.0868 | 1000000 | 23.1722 | 4182.0678 | 5327.4909 | 85.2571 | 108.6081
1 | 4800 | 707 | 0.03 | 15 | 15 | 7 | 1.3335e-09 | 5spot_SharedNeighbor | Water | Porous | Wet | R600a | MinimizeLCOE_Brownfield | IgnoreSilica | 2019 | 159.5755 | 55.2363 | 5.8171 | 4 | 4171.2796 | 5311.9649 | 85.0372 | 108.2916 | 150.8413 | 0 | 267.6641 | 7934322.3292 | 675982.8195 | 8271427.1744 | 8171810.0075 | 0 | 396454.6778 | 0 | 9925498.8333 | 25824111.9644 | 17625487.0482 | 78825094.8543 | 961560.8286 | 17272388.9941 | 17272388.9941 | 1478867.319 | 7790676.6675 | 0 | 97059044.6771 | 123600977.6578 | 1333521.4322 | 23.2684 | 4171.2796 | 5311.9649 | 85.0372 | 108.2916
1 | 4800 | 707 | 0.03 | 15 | 15 | 7 | 1.7783e-09 | 5spot_SharedNeighbor | Water | Porous | Wet | R600a | MinimizeLCOE_Brownfield | IgnoreSilica | 2019 | 159.9434 | 55.3529 | 5.8351 | 4 | 4163.1714 | 5300.3323 | 84.8719 | 108.0544 | 150.8254 | 0 | 268.4224 | 7945657.9182 | 676845.6617 | 8285479.3217 | 8189898.6138 | 0 | 388133.952 | 0 | 9939546.0323 | 25860659.8948 | 17650431.7616 | 78936653.1562 | 961560.8286 | 17272388.9941 | 17272388.9941 | 1478867.319 | 7790676.6675 | 0 | 97170602.979 | 123712535.9597 | 1778279.41 | 23.3405 | 4163.1714 | 5300.3323 | 84.8719 | 108.0544
1 | 4800 | 707 | 0.03 | 15 | 15 | 7 | 2.3714e-09 | 5spot_SharedNeighbor | Water | Porous | Wet | R600a | MinimizeLCOE_Brownfield | IgnoreSilica | 2019 | 160.2212 | 55.4409 | 5.8487 | 4 | 4157.0803 | 5291.5963 | 84.7477 | 107.8763 | 150.8134 | 0 | 250.4864 | 7954208.2269 | 677496.1005 | 8296083.994 | 8203558.7039 | 0 | 381799.7258 | 0 | 9950127.2329 | 25888190.0083 | 17669221.6298 | 79020685.622 | 961560.8286 | 17272388.9941 | 17272388.9941 | 1478867.319 | 7790676.6675 | 0 | 97254635.4448 | 123796568.4255 | 2371373.7057 | 23.3949 | 4157.0803 | 5291.5963 | 84.7477 | 107.8763
1 | 4800 | 707 | 0.03 | 15 | 15 | 7 | 3.1623e-09 | 5spot_SharedNeighbor | Water | Porous | Wet | R600a | MinimizeLCOE_Brownfield | IgnoreSilica | 2019 | 160.4381 | 55.5095 | 5.8592 | 4 | 4152.5063 | 5285.0026 | 84.6545 | 107.7419 | 150.804 | 0 | 257.2577 | 7960876.5124 | 678003.164 | 8304357.3572 | 8214221.0628 | 0 | 377078.2904 | 0 | 9958469.1908 | 25909894.0717 | 17684035.099 | 79086934.7482 | 961560.8286 | 17272388.9941 | 17272388.9941 | 1478867.319 | 7790676.6675 | 0 | 97320884.571 | 123862817.5517 | 3162277.6602 | 23.4367 | 4152.5063 | 5285.0026 | 84.6545 | 107.7419
1 | 4800 | 707 | 0.03 | 15 | 15 | 7 | 4.217e-09 | 5spot_SharedNeighbor | Water | Porous | Wet | R600a | MinimizeLCOE_Brownfield | IgnoreSilica | 2019 | 160.587 | 55.5567 | 5.8667 | 4 | 4149.0727 | 5280.122 | 84.5845 | 107.6424 | 150.7975 | 0 | 265.5277 | 7965450.9395 | 678350.8336 | 8310034.9667 | 8221541.4033 | 0 | 373343.9613 | 0 | 9964001.6207 | 25924288.3193 | 17693859.4688 | 79130871.5131 | 961560.8286 | 17272388.9941 | 17272388.9941 | 1478867.319 | 7790676.6675 | 0 | 97364821.3359 | 123906754.3166 | 4216965.0343 | 23.4666 | 4149.0727 | 5280.122 | 84.5845 | 107.6424
1 | 4800 | 707 | 0.03 | 15 | 15 | 7 | 5.6234e-09 | 5spot_SharedNeighbor | Water | Porous | Wet | R600a | MinimizeLCOE_Brownfield | IgnoreSilica | 2019 | 160.7035 | 55.5935 | 5.8724 | 4 | 4146.4958 | 5276.4383 | 84.5319 | 107.5673 | 150.7924 | 0 | 215.6101 | 7969028.1521 | 678622.6629 | 8314475.614 | 8227268.3159 | 0 | 370575.7926 | 0 | 9968388.5096 | 25935702.1043 | 17701649.6116 | 79165710.763 | 961560.8286 | 17272388.9941 | 17272388.9941 | 1478867.319 | 7790676.6675 | 0 | 97399660.5858 | 123941593.5665 | 5623413.2519 | 23.4896 | 4146.4958 | 5276.4383 | 84.5319 | 107.5673
1 | 4800 | 707 | 0.03 | 15 | 15 | 7 | 7.4989e-09 | 5spot_SharedNeighbor | Water | Porous | Wet | R600a | MinimizeLCOE_Brownfield | IgnoreSilica | 2019 | 160.7935 | 55.622 | 5.8768 | 4 | 4144.5622 | 5273.663 | 84.4925 | 107.5108 | 150.7885 | 0 | 242.8883 | 7971790.5498 | 678832.5442 | 8317905.2347 | 8231692.2238 | 0 | 368517.0065 | 0 | 9971807.648 | 25944598.0011 | 17707721.2439 | 79192864.4519 | 961560.8286 | 17272388.9941 | 17272388.9941 | 1478867.319 | 7790676.6675 | 0 | 97426814.2746 | 123968747.2553 | 7498942.0933 | 23.5071 | 4144.5622 | 5273.663 | 84.4925 | 107.5108
1 | 4800 | 707 | 0.03 | 15 | 15 | 7 | 1e-08 | 5spot_SharedNeighbor | Water | Porous | Wet | R600a | MinimizeLCOE_Brownfield | IgnoreSilica | 2019 | 160.8519 | 55.6405 | 5.8798 | 4 | 4143.1115 | 5271.6248 | 84.4629 | 107.4692 | 150.786 | 0 | 250.0641 | 7973579.9978 | 678968.4473 | 8320127.4843 | 8234559.488 | 0 | 366862.3102 | 0 | 9973898.1138 | 25950036.9642 | 17711433.448 | 79209466.2537 | 961560.8286 | 17272388.9941 | 17272388.9941 | 1478867.319 | 7790676.6675 | 0 | 97443416.0764 | 123985349.0571 | 10000000 | 23.5194 | 4143.1115 | 5271.6248 | 84.4629 | 107.4692
1 | 4900 | 707 | 0.03 | 15 | 15 | 7 | 1e-13 | 5spot_SharedNeighbor | Water | Porous | Wet | R600a | MinimizeLCOE_Brownfield | IgnoreSilica | 2019 | 0 | 0 | 0 | 0 |  |  |  |  | 15 |  | 25.5768 | [19 empty] | 100 | 0
1 | 4900 | 707 | 0.03 | 15 | 15 | 7 | 1.3335e-13 | 5spot_SharedNeighbor | Water | Porous | Wet | R600a | MinimizeLCOE_Brownfield | IgnoreSilica | 2019 | 0 | 0 | 0 | 0 |  |  |  |  | 15 |  | 25.7688 | [19 empty] | 133.3521 | 0
1 | 4900 | 707 | 0.03 | 15 | 15 | 7 | 1.7783e-13 | 5spot_SharedNeighbor | Water | Porous | Wet | R600a | MinimizeLCOE_Brownfield | IgnoreSilica | 2019 | 1.0887 | 0.19692 | 0.0037002 | 4 | 1338421.2438 | 3177819.6289 | 27285.5274 | 64784.1515 | 106.17 | 0 | 56.5823 | 119383.081 | 7691.1 | 93944.6311 | 62545.8922 | 0 | 67764.5024 | 0 | 137018.3906 | 356493.746 | 243314.3069 | 1088155.6501 | 961560.8286 | 17759797.8658 | 17759797.8658 | 1478867.319 | 7985640.2162 | 0 | 19809514.3446 | 47033819.7456 | 177.8279 | 0.014801 | 1338421.2438 | 3177819.6289 | 27285.5274 | 64784.1515
1 | 4900 | 707 | 0.03 | 15 | 15 | 7 | 2.3714e-13 | 5spot_SharedNeighbor | Water | Porous | Wet | R600a | MinimizeLCOE_Brownfield | IgnoreSilica | 2019 | 1.4176 | 0.29839 | 0.010675 | 4 | 472192.4187 | 1109784.1891 | 9626.2811 | 22624.4518 | 115.4238 | 0 | 59.9442 | 168464.8688 | 11483.8348 | 130133.9718 | 78065.2789 | 0 | 76979.7035 | 0 | 181399.7865 | 471965.0343 | 322125.8338 | 1440618.3125 | 961560.8286 | 17759797.8658 | 17759797.8658 | 1478867.319 | 7985640.2162 | 0 | 20161977.0069 | 47386282.408 | 237.1374 | 0.042699 | 472192.4187 | 1109784.1891 | 9626.2811 | 22624.4518
1 | 4900 | 707 | 0.03 | 15 | 15 | 7 | 3.1623e-13 | 5spot_SharedNeighbor | Water | Porous | Wet | R600a | MinimizeLCOE_Brownfield | IgnoreSilica | 2019 | 1.8459 | 0.4392 | 0.021514 | 4 | 239485.4216 | 555839.0082 | 4882.2342 | 11331.53 | 123.4526 | 0 | 319.3511 | 230334.8258 | 16502.9365 | 176306.5304 | 98925.4568 | 0 | 87481.8465 | 0 | 237725.1224 | 618512.0044 | 422147.1522 | 1887935.875 | 961560.8286 | 17759797.8658 | 17759797.8658 | 1478867.319 | 7985640.2162 | 0 | 20609294.5695 | 47833599.9705 | 316.2278 | 0.086057 | 239485.4216 | 555839.0082 | 4882.2342 | 11331.53
1 | 4900 | 707 | 0.03 | 15 | 15 | 7 | 4.217e-13 | 5spot_SharedNeighbor | Water | Porous | Wet | R600a | MinimizeLCOE_Brownfield | IgnoreSilica | 2019 | 2.4099 | 0.63375 | 0.037661 | 4 | 140605.1938 | 321325.6706 | 2866.4271 | 6550.6584 | 130.2933 | 0 | 421.3068 | 308167.0534 | 23082.3478 | 235292.5145 | 127771.8243 | 0 | 99890.9546 | 0 | 309739.8309 | 805879.5036 | 550029.3204 | 2459853.3494 | 961560.8286 | 17759797.8658 | 17759797.8658 | 1478867.319 | 7985640.2162 | 0 | 21181212.0438 | 48405517.4449 | 421.6965 | 0.15064 | 140605.1938 | 321325.6706 | 2866.4271 | 6550.6584
1 | 4900 | 707 | 0.03 | 15 | 15 | 7 | 5.6234e-13 | 5spot_SharedNeighbor | Water | Porous | Wet | R600a | MinimizeLCOE_Brownfield | IgnoreSilica | 2019 | 3.1684 | 0.90331 | 0.060951 | 4 | 89890.4725 | 201555.7909 | 1832.5389 | 4108.9874 | 136.0675 | 0 | 547.5897 | 406062.8648 | 31615.0187 | 311181.4598 | 167068.9583 | 0 | 115366.2067 | 0 | 402204.8582 | 1046454.5376 | 714226.7244 | 3194180.6285 | 961560.8286 | 17759797.8658 | 17759797.8658 | 1478867.319 | 7985640.2162 | 0 | 21915539.3229 | 49139844.724 | 562.3413 | 0.2438 | 89890.4725 | 201555.7909 | 1832.5389 | 4108.9874
1 | 4900 | 707 | 0.03 | 15 | 15 | 7 | 7.4989e-13 | 5spot_SharedNeighbor | Water | Porous | Wet | R600a | MinimizeLCOE_Brownfield | IgnoreSilica | 2019 | 4.1775 | 1.2673 | 0.093292 | 4 | 61189.1773 | 134143.8524 | 1247.4241 | 2734.7039 | 140.7637 | 0 | 69.2889 | 526017.8774 | 42292.6456 | 406706.6758 | 218661.1027 | 0 | 134093.7022 | 0 | 517831.0815 | 1347290.2522 | 919553.2812 | 4112446.6185 | 961560.8286 | 17759797.8658 | 17759797.8658 | 1478867.319 | 7985640.2162 | 0 | 22833805.313 | 50058110.714 | 749.8942 | 0.37317 | 61189.1773 | 134143.8524 | 1247.4241 | 2734.7039
1 | 4900 | 707 | 0.03 | 15 | 15 | 7 | 1e-12 | 5spot_SharedNeighbor | Water | Porous | Wet | R600a | MinimizeLCOE_Brownfield | IgnoreSilica | 2019 | 5.5005 | 1.7533 | 0.13775 | 4 | 43526.7963 | 92935.6524 | 887.3526 | 1894.619 | 144.4632 | 0 | 82.6635 | 672183.9388 | 55552.9428 | 525902.636 | 289123.6477 | 0 | 156138.3193 | 0 | 662571.579 | 1723875.3364 | 1176580.3392 | 5261928.7392 | 961560.8286 | 17759797.8658 | 17759797.8658 | 1478867.319 | 7985640.2162 | 0 | 23983287.4336 | 51207592.8347 | 1000 | 0.551 | 43526.7963 | 92935.6524 | 887.3526 | 1894.619
1 | 4900 | 707 | 0.03 | 15 | 15 | 7 | 1.3335e-12 | 5spot_SharedNeighbor | Water | Porous | Wet | R600a | MinimizeLCOE_Brownfield | IgnoreSilica | 2019 | 7.2689 | 2.4057 | 0.19802 | 4 | 32106.7895 | 66477.9189 | 654.5403 | 1355.2423 | 147.3313 | 0 | 96.4822 | 851033.1642 | 71935.0797 | 675939.1423 | 383933.4899 | 0 | 183411.6121 | 0 | 844838.4704 | 2198096.3998 | 1500245.9592 | 6709433.3176 | 961560.8286 | 17759797.8658 | 17759797.8658 | 1478867.319 | 7985640.2162 | 0 | 25430792.0121 | 52655097.4131 | 1333.5214 | 0.79207 | 32106.7895 | 66477.9189 | 654.5403 | 1355.2423
1 | 4900 | 707 | 0.03 | 15 | 15 | 7 | 1.7783e-12 | 5spot_SharedNeighbor | Water | Porous | Wet | R600a | MinimizeLCOE_Brownfield | IgnoreSilica | 2019 | 9.6273 | 3.2867 | 0.28073 | 4 | 24283.8577 | 48528.361 | 495.0593 | 989.3163 | 149.7196 | 0 | 85.3631 | 1072285.3516 | 92434.3552 | 866064.0733 | 512158.4543 | 0 | 216643.8597 | 0 | 1076238.5767 | 2800152.0098 | 1911161.2841 | 8547137.9648 | 961560.8286 | 17759797.8658 | 17759797.8658 | 1478867.319 | 7985640.2162 | 0 | 27268496.6593 | 54492802.0603 | 1778.2794 | 1.1229 | 24283.8577 | 48528.361 | 495.0593 | 989.3163
1 | 4900 | 707 | 0.03 | 15 | 15 | 7 | 2.3714e-12 | 5spot_SharedNeighbor | Water | Porous | Wet | R600a | MinimizeLCOE_Brownfield | IgnoreSilica | 2019 | 12.7548 | 4.4522 | 0.39048 | 4 | 18920.0873 | 36349.9498 | 385.7116 | 741.0429 | 151.4964 | 0 | 85.4479 | 1339367.5484 | 117184.2132 | 1102607.7275 | 680766.9606 | 0 | 256907.0781 | 0 | 1363765.0759 | 3548236.9808 | 2421744.6484 | 10830580.2331 | 961560.8286 | 17759797.8658 | 17759797.8658 | 1478867.319 | 7985640.2162 | 0 | 29551938.9276 | 56776244.3286 | 2371.3737 | 1.5619 | 18920.0873 | 36349.9498 | 385.7116 | 741.0429
1 | 4900 | 707 | 0.03 | 15 | 15 | 7 | 3.1623e-12 | 5spot_SharedNeighbor | Water | Porous | Wet | R600a | MinimizeLCOE_Brownfield | IgnoreSilica | 2019 | 16.9205 | 6.0078 | 0.53733 | 4 | 15086.7491 | 27753.204 | 307.5638 | 565.7866 | 152.8628 | 0 | 97.2166 | 1665614.8132 | 147401.7637 | 1399825.1445 | 905766.97 | 0 | 306260.2989 | 0 | 1725698.9062 | 4489914.5643 | 3064458.9487 | 13704941.4094 | 961560.8286 | 17759797.8658 | 17759797.8658 | 1478867.319 | 7985640.2162 | 0 | 32426300.1038 | 59650605.5049 | 3162.2777 | 2.1493 | 15086.7491 | 27753.204 | 307.5638 | 565.7866
1 | 4900 | 707 | 0.03 | 15 | 15 | 7 | 4.217e-12 | 5spot_SharedNeighbor | Water | Porous | Wet | R600a | MinimizeLCOE_Brownfield | IgnoreSilica | 2019 | 22.4453 | 8.0712 | 0.73226 | 4 | 12298.78 | 21593.3555 | 250.7273 | 440.2098 | 153.9056 | 0 | 94.0415 | 2061977.2369 | 183984.2809 | 1771376.2454 | 1202745.7956 | 0 | 366291.865 | 0 | 2178686.4153 | 5668495.1425 | 3868864.4107 | 17302421.3921 | 961560.8286 | 17759797.8658 | 17759797.8658 | 1478867.319 | 7985640.2162 | 0 | 36023780.0866 | 63248085.4876 | 4216.965 | 2.9291 | 12298.78 | 21593.3555 | 250.7273 | 440.2098
1 | 4900 | 707 | 0.03 | 15 | 15 | 7 | 5.6234e-12 | 5spot_SharedNeighbor | Water | Porous | Wet | R600a | MinimizeLCOE_Brownfield | IgnoreSilica | 2019 | 29.7199 | 10.7875 | 0.98954 | 4 | 10234.3632 | 17112.3521 | 208.6413 | 348.8584 | 154.6961 | 0 | 94.464 | 2541390.9623 | 228144.9577 | 2232678.1645 | 1593844.6445 | 0 | 438584.3758 | 0 | 2743510.8109 | 7138052.3584 | 4871867.4069 | 21788073.6811 | 961560.8286 | 17759797.8658 | 17759797.8658 | 1478867.319 | 7985640.2162 | 0 | 40509432.3755 | 67733737.7766 | 5623.4133 | 3.9582 | 10234.3632 | 17112.3521 | 208.6413 | 348.8584
1 | 4900 | 707 | 0.03 | 15 | 15 | 7 | 7.4989e-12 | 5spot_SharedNeighbor | Water | Porous | Wet | R600a | MinimizeLCOE_Brownfield | IgnoreSilica | 2019 | 39.2595 | 14.4131 | 1.3275 | 4 | 8691.6866 | 13818.757 | 177.1918 | 281.7141 | 155.2948 | 0 | 89.6944 | 3122112.5658 | 280147.461 | 2814740.1106 | 2112487.4391 | 0 | 526989.0434 | 0 | 3454025.8818 | 8986666.8262 | 6133584.7664 | 27430754.0943 | 961560.8286 | 17759797.8658 | 17759797.8658 | 1478867.319 | 7985640.2162 | 0 | 46152112.7887 | 73376418.1898 | 7498.9421 | 5.3099 | 8691.6866 | 13818.757 | 177.1918 | 281.7141
1 | 4900 | 707 | 0.03 | 15 | 15 | 7 | 1e-11 | 5spot_SharedNeighbor | Water | Porous | Wet | R600a | MinimizeLCOE_Brownfield | IgnoreSilica | 2019 | 51.5757 | 19.1487 | 1.7633 | 4 | 7532.1002 | 11391.9764 | 153.5521 | 232.2408 | 155.73 | 0 | 121.7356 | 3813860.8529 | 340703.5217 | 3533579.5106 | 2786754.8069 | 0 | 632913.4717 | 0 | 4332046.7439 | 11271097.0025 | 7692755.3021 | 34403711.2122 | 961560.8286 | 17759797.8658 | 17759797.8658 | 1478867.319 | 7985640.2162 | 0 | 53125069.9067 | 80349375.3077 | 10000 | 7.0532 | 7532.1002 | 11391.9764 | 153.5521 | 232.2408
1 | 4900 | 707 | 0.03 | 15 | 15 | 7 | 1.3335e-11 | 5spot_SharedNeighbor | Water | Porous | Wet | R600a | MinimizeLCOE_Brownfield | IgnoreSilica | 2019 | 67.14 | 25.0814 | 2.3086 | 4 | 6656.9311 | 9605.1275 | 135.7105 | 195.8135 | 155.9718 | 0 | 98.4854 | 4615595.3386 | 410827.9647 | 4385556.2668 | 3634190.0677 | 0 | 756456.1814 | 0 | 5383024.0695 | 14005524.4188 | 9559058.2006 | 42750232.5081 | 961560.8286 | 17759797.8658 | 17759797.8658 | 1478867.319 | 7985640.2162 | 0 | 61471591.2026 | 88695896.6036 | 13335.2143 | 9.2342 | 6656.9311 | 9605.1275 | 135.7105 | 195.8135
1 | 4900 | 707 | 0.03 | 15 | 15 | 7 | 1.7783e-11 | 5spot_SharedNeighbor | Water | Porous | Wet | R600a | MinimizeLCOE_Brownfield | IgnoreSilica | 2019 | 86.1506 | 32.1435 | 2.9562 | 4 | 6007.6759 | 8309.9831 | 122.4746 | 169.4102 | 155.9232 | 0 | 116.9108 | 5505300.6878 | 488914.1094 | 5348223.6474 | 4652855.2124 | 0 | 896498.6408 | 0 | 6587798.9961 | 17140101.6446 | 11698471.5663 | 52318164.5047 | 961560.8286 | 17759797.8658 | 17759797.8658 | 1478867.319 | 7985640.2162 | 0 | 71039523.1992 | 98263828.6003 | 17782.7941 | 11.8248 | 6007.6759 | 8309.9831 | 122.4746 | 169.4102
1 | 4900 | 707 | 0.03 | 15 | 15 | 7 | 2.3714e-11 | 5spot_SharedNeighbor | Water | Porous | Wet | R600a | MinimizeLCOE_Brownfield | IgnoreSilica | 2019 | 101.2271 | 37.5202 | 3.5226 | 4 | 5531.8377 | 7463.9705 | 112.774 | 152.1631 | 155.6648 | 0 | 123.4381 | 6148961.9653 | 545847.4658 | 6052088.281 | 5440765.4203 | 0 | 933736.1388 | 0 | 7457345.7158 | 19402483.8405 | 13242593.9023 | 59223822.7298 | 961560.8286 | 17759797.8658 | 17759797.8658 | 1478867.319 | 7985640.2162 | 0 | 77945181.4243 | 105169486.8253 | 23713.7371 | 14.0903 | 5531.8377 | 7463.9705 | 112.774 | 152.1631
1 | 4900 | 707 | 0.03 | 15 | 15 | 7 | 3.1623e-11 | 5spot_SharedNeighbor | Water | Porous | Wet | R600a | MinimizeLCOE_Brownfield | IgnoreSilica | 2019 | 112.8265 | 41.4881 | 4.0063 | 4 | 5166.9558 | 6865.785 | 105.3354 | 139.9683 | 155.3567 | 0 | 180.9113 | 6609715.9978 | 586958.3312 | 6558155.226 | 6031862.1133 | 0 | 902874.9657 | 0 | 8068930.9873 | 20993703.2636 | 14328633.8549 | 64080834.7398 | 961560.8286 | 17759797.8658 | 17759797.8658 | 1478867.319 | 7985640.2162 | 0 | 82802193.4343 | 110026498.8354 | 31622.7766 | 16.0253 | 5166.9558 | 6865.785 | 105.3354 | 139.9683
1 | 4900 | 707 | 0.03 | 15 | 15 | 7 | 4.217e-11 | 5spot_SharedNeighbor | Water | Porous | Wet | R600a | MinimizeLCOE_Brownfield | IgnoreSilica | 2019 | 122.0829 | 44.5337 | 4.4185 | 4 | 4888.2318 | 6428.6062 | 99.6532 | 131.0558 | 155.0502 | 0 | 208.2771 | 6956666.6549 | 618176.314 | 6939752.813 | 6492712.1901 | 0 | 841851.9 | 0 | 8521172.3501 | 22170342.5221 | 15131714.3263 | 67672389.0704 | 961560.8286 | 17759797.8658 | 17759797.8658 | 1478867.319 | 7985640.2162 | 0 | 86393747.7648 | 113618053.1659 | 42169.6503 | 17.6738 | 4888.2318 | 6428.6062 | 99.6532 | 131.0558
1 | 4900 | 707 | 0.03 | 15 | 15 | 7 | 5.6234e-11 | 5spot_SharedNeighbor | Water | Porous | Wet | R600a | MinimizeLCOE_Brownfield | IgnoreSilica | 2019 | 128.6749 | 46.7624 | 4.746 | 4 | 4679.1143 | 6113.1674 | 95.3901 | 124.6252 | 154.798 | 0 | 209.0772 | 7195900.3535 | 637928.814 | 7217246.9254 | 6825784.7943 | 0 | 758589.551 | 0 | 8827825.6709 | 22968191.5597 | 15676262.6886 | 70107730.3575 | 961560.8286 | 17759797.8658 | 17759797.8658 | 1478867.319 | 7985640.2162 | 0 | 88829089.0519 | 116053394.453 | 56234.1325 | 18.9842 | 4679.1143 | 6113.1674 | 95.3901 | 124.6252
1 | 4900 | 707 | 0.03 | 15 | 15 | 7 | 7.4989e-11 | 5spot_SharedNeighbor | Water | Porous | Wet | R600a | MinimizeLCOE_Brownfield | IgnoreSilica | 2019 | 137.6271 | 49.8018 | 5.1072 | 4 | 4519.937 | 5852.5846 | 92.145 | 119.3129 | 154.4374 | 0 | 213.2612 | 7511396.8853 | 663000.0782 | 7592311.2687 | 7279403.9533 | 0 | 721796.8206 | 0 | 9269484.5124 | 24117297.2686 | 16460550.9467 | 73615241.7338 | 961560.8286 | 17759797.8658 | 17759797.8658 | 1478867.319 | 7985640.2162 | 0 | 92336600.4283 | 119560905.8294 | 74989.4209 | 20.4287 | 4519.937 | 5852.5846 | 92.145 | 119.3129
1 | 4900 | 707 | 0.03 | 15 | 15 | 7 | 1e-10 | 5spot_SharedNeighbor | Water | Porous | Wet | R600a | MinimizeLCOE_Brownfield | IgnoreSilica | 2019 | 143.5197 | 51.7952 | 5.3742 | 4 | 4396.8182 | 5663.2622 | 89.6351 | 115.4533 | 154.2094 | 0 | 225.005 | 7714837.0412 | 679084.0788 | 7835896.7494 | 7577619.7348 | 0 | 664406.7866 | 0 | 9544019.3124 | 24831580.5034 | 16948063.9315 | 75795508.1381 | 961560.8286 | 17759797.8658 | 17759797.8658 | 1478867.319 | 7985640.2162 | 0 | 94516866.8326 | 121741172.2336 | 100000 | 21.4967 | 4396.8182 | 5663.2622 | 89.6351 | 115.4533
1 | 4900 | 707 | 0.03 | 15 | 15 | 7 | 1.3335e-10 | 5spot_SharedNeighbor | Water | Porous | Wet | R600a | MinimizeLCOE_Brownfield | IgnoreSilica | 2019 | 148.1413 | 53.3472 | 5.5875 | 4 | 4303.2601 | 5521.3547 | 87.7278 | 112.5603 | 154.0229 | 0 | 213.1041 | 7870856.2461 | 691279.1235 | 8024371.0848 | 7810650.8562 | 0 | 610843.6192 | 0 | 9753120.3626 | 25375618.5435 | 17319381.0727 | 77456120.9086 | 961560.8286 | 17759797.8658 | 17759797.8658 | 1478867.319 | 7985640.2162 | 0 | 96177479.6031 | 123401785.0041 | 133352.1432 | 22.3499 | 4303.2601 | 5521.3547 | 87.7278 | 112.5603
1 | 4900 | 707 | 0.03 | 15 | 15 | 7 | 1.7783e-10 | 5spot_SharedNeighbor | Water | Porous | Wet | R600a | MinimizeLCOE_Brownfield | IgnoreSilica | 2019 | 151.8996 | 54.5957 | 5.7593 | 4 | 4232.2381 | 5413.9821 | 86.2799 | 110.3713 | 153.8664 | 0 | 240.6454 | 7995148.9326 | 700949.4966 | 8175234.7703 | 7998233.1207 | 0 | 565351.9531 | 0 | 9919618.1266 | 25808811.5719 | 17615044.2158 | 78778392.1875 | 961560.8286 | 17759797.8658 | 17759797.8658 | 1478867.319 | 7985640.2162 | 0 | 97499750.882 | 124724056.2831 | 177827.941 | 23.0374 | 4232.2381 | 5413.9821 | 86.2799 | 110.3713
1 | 4900 | 707 | 0.03 | 15 | 15 | 7 | 2.3714e-10 | 5spot_SharedNeighbor | Water | Porous | Wet | R600a | MinimizeLCOE_Brownfield | IgnoreSilica | 2019 | 154.6381 | 55.4999 | 5.8891 | 4 | 4178.4583 | 5334.1595 | 85.1835 | 108.7441 | 153.7495 | 0 | 238.2434 | 8084392.2007 | 707847.882 | 8284112.066 | 8134356.3289 | 0 | 524543.5769 | 0 | 10036748.3013 | 26113560.2597 | 17823041.4573 | 79708602.0728 | 961560.8286 | 17759797.8658 | 17759797.8658 | 1478867.319 | 7985640.2162 | 0 | 98429960.7672 | 125654266.1683 | 237137.3706 | 23.5565 | 4178.4583 | 5334.1595 | 85.1835 | 108.7441
1 | 4900 | 707 | 0.03 | 15 | 15 | 7 | 3.1623e-10 | 5spot_SharedNeighbor | Water | Porous | Wet | R600a | MinimizeLCOE_Brownfield | IgnoreSilica | 2019 | 156.723 | 56.1857 | 5.989 | 4 | 4137.8013 | 5274.2391 | 84.3547 | 107.5225 | 153.659 | 0 | 251.8219 | 8151629.2614 | 713016.7407 | 8366479.694 | 8237781.9021 | 0 | 490571.8458 | 0 | 10124196.9832 | 26341083.7919 | 17978330.9431 | 80403091.1623 | 961560.8286 | 17759797.8658 | 17759797.8658 | 1478867.319 | 7985640.2162 | 0 | 99124449.8567 | 126348755.2578 | 316227.766 | 23.9558 | 4137.8013 | 5274.2391 | 84.3547 | 107.5225
1 | 4900 | 707 | 0.03 | 15 | 15 | 7 | 4.217e-10 | 5spot_SharedNeighbor | Water | Porous | Wet | R600a | MinimizeLCOE_Brownfield | IgnoreSilica | 2019 | 158.2797 | 56.6962 | 6.0646 | 4 | 4107.1051 | 5229.3614 | 83.7289 | 106.6076 | 153.5906 | 0 | 270.536 | 8201434.6306 | 716829.2952 | 8427685.1028 | 8314885.9644 | 0 | 462645.3773 | 0 | 10188157.3444 | 26507495.5318 | 18091910.375 | 80911043.6216 | 961560.8286 | 17759797.8658 | 17759797.8658 | 1478867.319 | 7985640.2162 | 0 | 99632402.3161 | 126856707.7171 | 421696.5034 | 24.2585 | 4107.1051 | 5229.3614 | 83.7289 | 106.6076
1 | 4900 | 707 | 0.03 | 15 | 15 | 7 | 5.6234e-10 | 5spot_SharedNeighbor | Water | Porous | Wet | R600a | MinimizeLCOE_Brownfield | IgnoreSilica | 2019 | 159.4318 | 57.0732 | 6.1216 | 4 | 4083.956 | 5195.7751 | 83.257 | 105.9229 | 153.5395 | 0 | 238.8565 | 8238074.9807 | 719625.0464 | 8472818.7455 | 8371881.5931 | 0 | 440042.2401 | 0 | 10234552.6162 | 26628206.512 | 18174298.0994 | 81279499.8333 | 961560.8286 | 17759797.8658 | 17759797.8658 | 1478867.319 | 7985640.2162 | 0 | 100000858.5278 | 127225163.9288 | 562341.3252 | 24.4863 | 4083.956 | 5195.7751 | 83.257 | 105.9229
1 | 4900 | 707 | 0.03 | 15 | 15 | 7 | 7.4989e-10 | 5spot_SharedNeighbor | Water | Porous | Wet | R600a | MinimizeLCOE_Brownfield | IgnoreSilica | 2019 | 160.2944 | 57.355 | 6.1645 | 4 | 4066.5161 | 5170.5834 | 82.9014 | 105.4093 | 153.5009 | 0 | 239.8359 | 8265386.8832 | 721704.0044 | 8506520.8288 | 8414517.8955 | 0 | 422160.1086 | 0 | 10268812.991 | 26717344.9794 | 18235136.935 | 81551584.6258 | 961560.8286 | 17759797.8658 | 17759797.8658 | 1478867.319 | 7985640.2162 | 0 | 100272943.3203 | 127497248.7213 | 749894.2093 | 24.6582 | 4066.5161 | 5170.5834 | 82.9014 | 105.4093
1 | 4900 | 707 | 0.03 | 15 | 15 | 7 | 1e-09 | 5spot_SharedNeighbor | Water | Porous | Wet | R600a | MinimizeLCOE_Brownfield | IgnoreSilica | 2019 | 160.925 | 57.5608 | 6.1965 | 4 | 4053.389 | 5151.7545 | 82.6338 | 105.0255 | 153.4726 | 0 | 240.4885 | 8285290.3158 | 723216.2327 | 8531113.9154 | 8445672.2959 | 0 | 408009.0219 | 0 | 10293387.6949 | 26781283.3179 | 18278776.1648 | 81746748.9592 | 961560.8286 | 17759797.8658 | 17759797.8658 | 1478867.319 | 7985640.2162 | 0 | 100468107.6537 | 127692413.0547 | 1000000 | 24.7862 | 4053.389 | 5151.7545 | 82.6338 | 105.0255
1 | 4900 | 707 | 0.03 | 15 | 15 | 7 | 1.3335e-09 | 5spot_SharedNeighbor | Water | Porous | Wet | R600a | MinimizeLCOE_Brownfield | IgnoreSilica | 2019 | 161.4003 | 57.7157 | 6.2207 | 4 | 4043.5156 | 5137.6152 | 82.4325 | 104.7372 | 153.4512 | 0 | 234.1173 | 8300253.0907 | 724351.5717 | 8549620.0927 | 8469138.9275 | 0 | 397090.2736 | 0 | 10311777.0429 | 26829128.6294 | 18311431.573 | 81892791.2016 | 961560.8286 | 17759797.8658 | 17759797.8658 | 1478867.319 | 7985640.2162 | 0 | 100614149.896 | 127838455.2971 | 1333521.4322 | 24.8828 | 4043.5156 | 5137.6152 | 82.4325 | 104.7372
1 | 4900 | 707 | 0.03 | 15 | 15 | 7 | 1.7783e-09 | 5spot_SharedNeighbor | Water | Porous | Wet | R600a | MinimizeLCOE_Brownfield | IgnoreSilica | 2019 | 161.7487 | 57.8292 | 6.2387 | 4 | 4036.094 | 5127.0421 | 82.2812 | 104.5217 | 153.4354 | 0 | 234.842 | 8311201.0448 | 725181.4005 | 8563170.8654 | 8486334.7003 | 0 | 388612.8328 | 0 | 10325055.3291 | 26863676.0062 | 18335010.8676 | 81998243.0467 | 961560.8286 | 17759797.8658 | 17759797.8658 | 1478867.319 | 7985640.2162 | 0 | 100719601.7411 | 127943907.1422 | 1778279.41 | 24.9547 | 4036.094 | 5127.0421 | 82.2812 | 104.5217
1 | 4900 | 707 | 0.03 | 15 | 15 | 7 | 2.3714e-09 | 5spot_SharedNeighbor | Water | Porous | Wet | R600a | MinimizeLCOE_Brownfield | IgnoreSilica | 2019 | 162.0071 | 57.9133 | 6.2521 | 4 | 4030.5183 | 5119.1221 | 82.1676 | 104.3602 | 153.4237 | 0 | 219.0209 | 8319309.5253 | 725795.533 | 8573212.6021 | 8499084.5132 | 0 | 382106.7336 | 0 | 10334808.4738 | 26889051.6881 | 18352330.2919 | 82075699.3611 | 961560.8286 | 17759797.8658 | 17759797.8658 | 1478867.319 | 7985640.2162 | 0 | 100797058.0555 | 128021363.4566 | 2371373.7057 | 25.0085 | 4030.5183 | 5119.1221 | 82.1676 | 104.3602
1 | 4900 | 707 | 0.03 | 15 | 15 | 7 | 3.1623e-09 | 5spot_SharedNeighbor | Water | Porous | Wet | R600a | MinimizeLCOE_Brownfield | IgnoreSilica | 2019 | 162.2091 | 57.9791 | 6.2624 | 4 | 4026.3312 | 5113.1434 | 82.0822 | 104.2383 | 153.4146 | 0 | 243.915 | 8325645.0127 | 726275.1582 | 8581061.4207 | 8509053.9199 | 0 | 377256.6551 | 0 | 10342523.945 | 26909125.7615 | 18366031.2595 | 82136973.1326 | 961560.8286 | 17759797.8658 | 17759797.8658 | 1478867.319 | 7985640.2162 | 0 | 100858331.827 | 128082637.2281 | 3162277.6602 | 25.0497 | 4026.3312 | 5113.1434 | 82.0822 | 104.2383
1 | 4900 | 707 | 0.03 | 15 | 15 | 7 | 4.217e-09 | 5spot_SharedNeighbor | Water | Porous | Wet | R600a | MinimizeLCOE_Brownfield | IgnoreSilica | 2019 | 162.3406 | 58.0219 | 6.2696 | 4 | 4023.1878 | 5108.7477 | 82.0181 | 104.1487 | 153.4086 | 0 | 247.7888 | 8329763.5976 | 726586.7151 | 8586166.2042 | 8515540.282 | 0 | 373349.2427 | 0 | 10347248.3562 | 26921417.7103 | 18374420.7671 | 82174492.8751 | 961560.8286 | 17759797.8658 | 17759797.8658 | 1478867.319 | 7985640.2162 | 0 | 100895851.5696 | 128120156.9706 | 4216965.0343 | 25.0786 | 4023.1878 | 5108.7477 | 82.0181 | 104.1487
1 | 4900 | 707 | 0.03 | 15 | 15 | 7 | 5.6234e-09 | 5spot_SharedNeighbor | Water | Porous | Wet | R600a | MinimizeLCOE_Brownfield | IgnoreSilica | 2019 | 162.4527 | 58.0584 | 6.2754 | 4 | 4020.8287 | 5105.3906 | 81.97 | 104.0803 | 153.4035 | 0 | 248.953 | 8333272.9088 | 726852.2219 | 8590515.7969 | 8521067.7954 | 0 | 370552.9006 | 0 | 10351482.0332 | 26932432.8694 | 18381938.8396 | 82208115.3658 | 961560.8286 | 17759797.8658 | 17759797.8658 | 1478867.319 | 7985640.2162 | 0 | 100929474.0602 | 128153779.4613 | 5623413.2519 | 25.1017 | 4020.8287 | 5105.3906 | 81.97 | 104.0803
1 | 4900 | 707 | 0.03 | 15 | 15 | 7 | 7.4989e-09 | 5spot_SharedNeighbor | Water | Porous | Wet | R600a | MinimizeLCOE_Brownfield | IgnoreSilica | 2019 | 162.5381 | 58.0861 | 6.2798 | 4 | 4019.0584 | 5102.8667 | 81.9339 | 104.0288 | 153.3996 | 0 | 246.8778 | 8335945.6245 | 727054.3926 | 8593828.9918 | 8525278.9526 | 0 | 368458.9427 | 0 | 10354721.0927 | 26940860.2377 | 18387690.6916 | 82233838.9262 | 961560.8286 | 17759797.8658 | 17759797.8658 | 1478867.319 | 7985640.2162 | 0 | 100955197.6206 | 128179503.0217 | 7498942.0933 | 25.1191 | 4019.0584 | 5102.8667 | 81.9339 | 104.0288
1 | 4900 | 707 | 0.03 | 15 | 15 | 7 | 1e-08 | 5spot_SharedNeighbor | Water | Porous | Wet | R600a | MinimizeLCOE_Brownfield | IgnoreSilica | 2019 | 162.5964 | 58.1051 | 6.2829 | 4 | 4017.7303 | 5100.9989 | 81.9069 | 103.9908 | 153.3969 | 0 | 259.2751 | 8337771.0451 | 727192.4157 | 8596092.3952 | 8528156.2925 | 0 | 366815.5927 | 0 | 10356850.8191 | 26946401.349 | 18391472.6139 | 82250752.5232 | 961560.8286 | 17759797.8658 | 17759797.8658 | 1478867.319 | 7985640.2162 | 0 | 100972111.2177 | 128196416.6188 | 10000000 | 25.1316 | 4017.7303 | 5100.9989 | 81.9069 | 103.9908
1 | 5000 | 707 | 0.03 | 15 | 15 | 7 | 1e-13 | 5spot_SharedNeighbor | Water | Porous | Wet | R600a | MinimizeLCOE_Brownfield | IgnoreSilica | 2019 | 0 | 0 | 0 | 0 |  |  |  |  | 15 |  | 25.4262 | [19 empty] | 100 | 0
1 | 5000 | 707 | 0.03 | 15 | 15 | 7 | 1.3335e-13 | 5spot_SharedNeighbor | Water | Porous | Wet | R600a | MinimizeLCOE_Brownfield | IgnoreSilica | 2019 | 0 | 0 | 0 | 0 |  |  |  |  | 15 |  | 25.5226 | [19 empty] | 133.3521 | 0
1 | 5000 | 707 | 0.03 | 15 | 15 | 7 | 1.7783e-13 | 5spot_SharedNeighbor | Water | Porous | Wet | R600a | MinimizeLCOE_Brownfield | IgnoreSilica | 2019 | 1.1081 | 0.20644 | 0.0046729 | 4 | 1087959.6137 | 2581406.2845 | 22179.5283 | 52625.4587 | 107.9155 | 0 | 60.9014 | 124736.6892 | 8119.46 | 97437.7742 | 63794.2853 | 0 | 67864.5333 | 0 | 141161.5694 | 367273.4474 | 250671.6745 | 1121059.4334 | 961560.8286 | 18253066.8284 | 18253066.8284 | 1478867.319 | 8182947.8012 | 0 | 20335687.0904 | 48250569.039 | 177.8279 | 0.018692 | 1087959.6137 | 2581406.2845 | 22179.5283 | 52625.4587
1 | 5000 | 707 | 0.03 | 15 | 15 | 7 | 2.3714e-13 | 5spot_SharedNeighbor | Water | Porous | Wet | R600a | MinimizeLCOE_Brownfield | IgnoreSilica | 2019 | 1.4371 | 0.31115 | 0.012263 | 4 | 421886.5034 | 990955.0241 | 8600.727 | 20201.9585 | 117.2257 | 0 | 63.3163 | 175238.5449 | 12075.4389 | 134395.7956 | 79611.759 | 0 | 76663.4412 | 0 | 186414.142 | 485011.3588 | 331030.2184 | 1480440.6988 | 961560.8286 | 18253066.8284 | 18253066.8284 | 1478867.319 | 8182947.8012 | 0 | 20695068.3559 | 48609950.3045 | 237.1374 | 0.049054 | 421886.5034 | 990955.0241 | 8600.727 | 20201.9585
1 | 5000 | 707 | 0.03 | 15 | 15 | 7 | 3.1623e-13 | 5spot_SharedNeighbor | Water | Porous | Wet | R600a | MinimizeLCOE_Brownfield | IgnoreSilica | 2019 | 1.8848 | 0.46338 | 0.024318 | 4 | 217694.2268 | 504668.305 | 4437.9913 | 10288.346 | 125.6487 | 0 | 323.3024 | 241938.4922 | 17575.9236 | 183748.8971 | 102030.4253 | 0 | 87906.7994 | 0 | 246948.2097 | 642508.5855 | 438525.3118 | 1961182.6446 | 961560.8286 | 18253066.8284 | 18253066.8284 | 1478867.319 | 8182947.8012 | 0 | 21175810.3016 | 49090692.2503 | 316.2278 | 0.097273 | 217694.2268 | 504668.305 | 4437.9913 | 10288.346
1 | 5000 | 707 | 0.03 | 15 | 15 | 7 | 4.217e-13 | 5spot_SharedNeighbor | Water | Porous | Wet | R600a | MinimizeLCOE_Brownfield | IgnoreSilica | 2019 | 2.4682 | 0.67132 | 0.042106 | 4 | 129318.2475 | 295059.9387 | 2636.3274 | 6015.1959 | 132.6904 | 0 | 426.6667 | 324658.2297 | 24695.2255 | 245983.6521 | 132270.0175 | 0 | 100762.7136 | 0 | 323064.237 | 840546.875 | 573690.5137 | 2565671.4642 | 961560.8286 | 18253066.8284 | 18253066.8284 | 1478867.319 | 8182947.8012 | 0 | 21780299.1212 | 49695181.0698 | 421.6965 | 0.16842 | 129318.2475 | 295059.9387 | 2636.3274 | 6015.1959
1 | 5000 | 707 | 0.03 | 15 | 15 | 7 | 5.6234e-13 | 5spot_SharedNeighbor | Water | Porous | Wet | R600a | MinimizeLCOE_Brownfield | IgnoreSilica | 2019 | 3.2462 | 0.95605 | 0.06749 | 4 | 83512.2019 | 186916.6182 | 1702.5092 | 3810.5481 | 138.5641 | 0 | 579.7423 | 427418.6842 | 33821.807 | 325101.6908 | 172466.8569 | 0 | 116396.9546 | 0 | 419330.3374 | 1091011.5216 | 744637.7815 | 3330185.634 | 961560.8286 | 18253066.8284 | 18253066.8284 | 1478867.319 | 8182947.8012 | 0 | 22544813.291 | 50459695.2396 | 562.3413 | 0.26996 | 83512.2019 | 186916.6182 | 1702.5092 | 3810.5481
1 | 5000 | 707 | 0.03 | 15 | 15 | 7 | 7.4989e-13 | 5spot_SharedNeighbor | Water | Porous | Wet | R600a | MinimizeLCOE_Brownfield | IgnoreSilica | 2019 | 4.248 | 1.332 | 0.10254 | 4 | 57260.7969 | 125316.744 | 1167.3388 | 2554.7513 | 143.2172 | 0 | 81.0623 | 551273.0428 | 45132.3621 | 422475.8342 | 226561.4562 | 0 | 133956.2058 | 0 | 537965.5714 | 1399676.0649 | 955307.6748 | 4272348.2123 | 961560.8286 | 18253066.8284 | 18253066.8284 | 1478867.319 | 8182947.8012 | 0 | 23486975.8693 | 51401857.8179 | 749.8942 | 0.41018 | 57260.7969 | 125316.744 | 1167.3388 | 2554.7513
1 | 5000 | 707 | 0.03 | 15 | 15 | 7 | 1e-12 | 5spot_SharedNeighbor | Water | Porous | Wet | R600a | MinimizeLCOE_Brownfield | IgnoreSilica | 2019 | 5.6099 | 1.8494 | 0.15148 | 4 | 40768.9313 | 86839.3486 | 831.1298 | 1770.3376 | 147.0312 | 0 | 100.0742 | 706770.1358 | 59610.3589 | 547822.6117 | 301068.4135 | 0 | 156617.6186 | 0 | 691036.764 | 1797935.9087 | 1227128.2016 | 5487990.0127 | 961560.8286 | 18253066.8284 | 18253066.8284 | 1478867.319 | 8182947.8012 | 0 | 24702617.6697 | 52617499.6183 | 1000 | 0.60592 | 40768.9313 | 86839.3486 | 831.1298 | 1770.3376
1 | 5000 | 707 | 0.03 | 15 | 15 | 7 | 1.3335e-12 | 5spot_SharedNeighbor | Water | Porous | Wet | R600a | MinimizeLCOE_Brownfield | IgnoreSilica | 2019 | 7.4152 | 2.5389 | 0.21749 | 4 | 30141.3497 | 62229.4309 | 614.4722 | 1268.6311 | 149.9437 | 0 | 84.0613 | 895560.7845 | 77390.5756 | 704345.6001 | 400857.8738 | 0 | 184076.4311 | 0 | 882270.1934 | 2295486.0648 | 1566716.4068 | 7006703.9303 | 961560.8286 | 18253066.8284 | 18253066.8284 | 1478867.319 | 8182947.8012 | 0 | 26221331.5873 | 54136213.5359 | 1333.5214 | 0.86995 | 30141.3497 | 62229.4309 | 614.4722 | 1268.6311
1 | 5000 | 707 | 0.03 | 15 | 15 | 7 | 1.7783e-12 | 5spot_SharedNeighbor | Water | Porous | Wet | R600a | MinimizeLCOE_Brownfield | IgnoreSilica | 2019 | 9.8294 | 3.4705 | 0.30822 | 4 | 22832.5868 | 45474.7799 | 465.4732 | 927.0649 | 152.3977 | 0 | 101.7136 | 1129609.3573 | 99780.9044 | 902718.8002 | 535067.1393 | 0 | 217632.7811 | 0 | 1125075.5031 | 2927215.6743 | 1997884.846 | 8934985.0056 | 961560.8286 | 18253066.8284 | 18253066.8284 | 1478867.319 | 8182947.8012 | 0 | 28149612.6626 | 56064494.6113 | 1778.2794 | 1.2329 | 22832.5868 | 45474.7799 | 465.4732 | 927.0649
1 | 5000 | 707 | 0.03 | 15 | 15 | 7 | 2.3714e-12 | 5spot_SharedNeighbor | Water | Porous | Wet | R600a | MinimizeLCOE_Brownfield | IgnoreSilica | 2019 | 13.0178 | 4.6977 | 0.42778 | 4 | 17840.5322 | 34154.4193 | 363.7034 | 696.284 | 154.203 | 0 | 97.3742 | 1410209.1752 | 126530.98 | 1148592.9925 | 709182.4908 | 0 | 257918.4191 | 0 | 1424449.2825 | 3706124.8382 | 2529506.3553 | 11312514.5336 | 961560.8286 | 18253066.8284 | 18253066.8284 | 1478867.319 | 8182947.8012 | 0 | 30527142.1906 | 58442024.1392 | 2371.3737 | 1.7111 | 17840.5322 | 34154.4193 | 363.7034 | 696.284
1 | 5000 | 707 | 0.03 | 15 | 15 | 7 | 3.1623e-12 | 5spot_SharedNeighbor | Water | Porous | Wet | R600a | MinimizeLCOE_Brownfield | IgnoreSilica | 2019 | 17.2495 | 6.3812 | 0.58782 | 4 | 14275.4335 | 26147.5527 | 291.024 | 533.0532 | 155.5892 | 0 | 99.1482 | 1754549.2161 | 158035.6242 | 1466900.8782 | 945993.2801 | 0 | 308032.6062 | 0 | 1807069.5259 | 4701624.2254 | 3208955.1425 | 14351160.4985 | 961560.8286 | 18253066.8284 | 18253066.8284 | 1478867.319 | 8182947.8012 | 0 | 33565788.1555 | 61480670.1042 | 3162.2777 | 2.3513 | 14275.4335 | 26147.5527 | 291.024 | 533.0532
1 | 5000 | 707 | 0.03 | 15 | 15 | 7 | 4.217e-12 | 5spot_SharedNeighbor | Water | Porous | Wet | R600a | MinimizeLCOE_Brownfield | IgnoreSilica | 2019 | 22.8669 | 8.6408 | 0.79984 | 4 | 11686.1079 | 20411.2952 | 238.2371 | 416.1119 | 156.6499 | 0 | 92.3801 | 2173185.3431 | 195456.745 | 1869464.9724 | 1259776.4222 | 0 | 369656.8041 | 0 | 2288340.7118 | 5953793.1289 | 4063586.1487 | 18173260.2761 | 961560.8286 | 18253066.8284 | 18253066.8284 | 1478867.319 | 8182947.8012 | 0 | 37387887.9331 | 65302769.8817 | 4216.965 | 3.1993 | 11686.1079 | 20411.2952 | 238.2371 | 416.1119
1 | 5000 | 707 | 0.03 | 15 | 15 | 7 | 5.6234e-12 | 5spot_SharedNeighbor | Water | Porous | Wet | R600a | MinimizeLCOE_Brownfield | IgnoreSilica | 2019 | 30.2721 | 11.6004 | 1.0785 | 4 | 9764.1906 | 16235.2225 | 199.0562 | 330.977 | 157.4557 | 0 | 103.2995 | 2677579.4104 | 240639.9535 | 2365986.3087 | 1667796.3897 | 0 | 443697.0589 | 0 | 2884322.6573 | 7504415.8983 | 5121918.0509 | 22906355.7278 | 961560.8286 | 18253066.8284 | 18253066.8284 | 1478867.319 | 8182947.8012 | 0 | 42120983.3848 | 70035865.3335 | 5623.4133 | 4.3138 | 9764.1906 | 16235.2225 | 199.0562 | 330.977
1 | 5000 | 707 | 0.03 | 15 | 15 | 7 | 7.4989e-12 | 5spot_SharedNeighbor | Water | Porous | Wet | R600a | MinimizeLCOE_Brownfield | IgnoreSilica | 2019 | 39.9757 | 15.4867 | 1.4429 | 4 | 8317.4511 | 13154.0898 | 169.5625 | 268.1639 | 158.0654 | 0 | 103.2536 | 3284966.3735 | 294583.6434 | 2981273.5059 | 2201367.3401 | 0 | 533115.7783 | 0 | 3625169.5901 | 9431947.6488 | 6437498.0775 | 28789921.9576 | 961560.8286 | 18253066.8284 | 18253066.8284 | 1478867.319 | 8182947.8012 | 0 | 48004549.6146 | 75919431.5633 | 7498.9421 | 5.7715 | 8317.4511 | 13154.0898 | 169.5625 | 268.1639
1 | 5000 | 707 | 0.03 | 15 | 15 | 7 | 1e-11 | 5spot_SharedNeighbor | Water | Porous | Wet | R600a | MinimizeLCOE_Brownfield | IgnoreSilica | 2019 | 52.4944 | 20.4952 | 1.9122 | 4 | 7219.0839 | 10868.7068 | 147.1708 | 221.5733 | 158.5057 | 0 | 93.8696 | 4006364.5806 | 358420.3165 | 3730396.1286 | 2889386.2083 | 0 | 639279.9298 | 0 | 4533300.3939 | 11794717.7172 | 8050137.1992 | 36002002.4741 | 961560.8286 | 18253066.8284 | 18253066.8284 | 1478867.319 | 8182947.8012 | 0 | 55216630.1311 | 83131512.0797 | 10000 | 7.6487 | 7219.0839 | 10868.7068 | 147.1708 | 221.5733
1 | 5000 | 707 | 0.03 | 15 | 15 | 7 | 1.3335e-11 | 5spot_SharedNeighbor | Water | Porous | Wet | R600a | MinimizeLCOE_Brownfield | IgnoreSilica | 2019 | 68.2654 | 26.7622 | 2.4981 | 4 | 6388.8931 | 9182.4535 | 130.2462 | 187.1967 | 158.7395 | 0 | 91.1197 | 4841172.7014 | 432017.8473 | 4617969.1921 | 3754563.1639 | 0 | 762820.0419 | 0 | 5619331.7491 | 14620348.5278 | 9978688.2884 | 44626911.5119 | 961560.8286 | 18253066.8284 | 18253066.8284 | 1478867.319 | 8182947.8012 | 0 | 63841539.1689 | 91756421.1175 | 13335.2143 | 9.9926 | 6388.8931 | 9182.4535 | 130.2462 | 187.1967
1 | 5000 | 707 | 0.03 | 15 | 15 | 7 | 1.7783e-11 | 5spot_SharedNeighbor | Water | Porous | Wet | R600a | MinimizeLCOE_Brownfield | IgnoreSilica | 2019 | 87.4541 | 34.239 | 3.1931 | 4 | 5774.3809 | 7959.9326 | 117.7186 | 162.274 | 158.6633 | 0 | 124.6606 | 5766963.3456 | 513335.3387 | 5624066.2809 | 4801343.7429 | 0 | 902938.9833 | 0 | 6867372.5996 | 17867494.8125 | 12194932.3498 | 54538447.4533 | 961560.8286 | 18253066.8284 | 18253066.8284 | 1478867.319 | 8182947.8012 | 0 | 73753075.1103 | 101667957.059 | 17782.7941 | 12.7725 | 5774.3809 | 7959.9326 | 117.7186 | 162.274
1 | 5000 | 707 | 0.03 | 15 | 15 | 7 | 2.3714e-11 | 5spot_SharedNeighbor | Water | Porous | Wet | R600a | MinimizeLCOE_Brownfield | IgnoreSilica | 2019 | 103.5512 | 40.3174 | 3.8199 | 4 | 5329.6612 | 7156.6087 | 108.6524 | 145.8971 | 158.3487 | 0 | 120.5916 | 6477421.9677 | 575548.0401 | 6409557.5212 | 5671846.6661 | 0 | 954403.1234 | 0 | 7834623.1542 | 20384082.345 | 13912555.0515 | 62220037.8691 | 961560.8286 | 18253066.8284 | 18253066.8284 | 1478867.319 | 8182947.8012 | 0 | 81434665.5261 | 109349547.4747 | 23713.7371 | 15.2795 | 5329.6612 | 7156.6087 | 108.6524 | 145.8971
1 | 5000 | 707 | 0.03 | 15 | 15 | 7 | 3.1623e-11 | 5spot_SharedNeighbor | Water | Porous | Wet | R600a | MinimizeLCOE_Brownfield | IgnoreSilica | 2019 | 114.8487 | 44.4513 | 4.3264 | 4 | 4990.9719 | 6604.0227 | 101.7477 | 134.6319 | 158.0127 | 0 | 162.0037 | 6943149.681 | 616248.1285 | 6930127.5996 | 6277751.5631 | 0 | 915595.358 | 0 | 8456320.2088 | 22001610.5535 | 15016551.2906 | 67157354.383 | 961560.8286 | 18253066.8284 | 18253066.8284 | 1478867.319 | 8182947.8012 | 0 | 86371982.0401 | 114286863.9887 | 31622.7766 | 17.3056 | 4990.9719 | 6604.0227 | 101.7477 | 134.6319
1 | 5000 | 707 | 0.03 | 15 | 15 | 7 | 4.217e-11 | 5spot_SharedNeighbor | Water | Porous | Wet | R600a | MinimizeLCOE_Brownfield | IgnoreSilica | 2019 | 124.7554 | 47.975 | 4.781 | 4 | 4731.6778 | 6191.3664 | 96.4617 | 126.2194 | 157.6513 | 0 | 213.5755 | 7330475.2711 | 650049.938 | 7366231.3468 | 6804723.9881 | 0 | 860301.7783 | 0 | 8974595.1058 | 23350055.5226 | 15936892.6898 | 71273325.6406 | 961560.8286 | 18253066.8284 | 18253066.8284 | 1478867.319 | 8182947.8012 | 0 | 90487953.2977 | 118402835.2463 | 42169.6503 | 19.1239 | 4731.6778 | 6191.3664 | 96.4617 | 126.2194
1 | 5000 | 707 | 0.03 | 15 | 15 | 7 | 5.6234e-11 | 5spot_SharedNeighbor | Water | Porous | Wet | R600a | MinimizeLCOE_Brownfield | IgnoreSilica | 2019 | 133.0982 | 50.8644 | 5.1719 | 4 | 4533.8784 | 5883.2222 | 92.4292 | 119.9374 | 157.3037 | 0 | 228.4709 | 7642089.0101 | 677214.8975 | 7719072.2383 | 7245578.9791 | 0 | 795796.0164 | 0 | 9391102.9452 | 24433723.4832 | 16676518.3401 | 74581095.91 | 961560.8286 | 18253066.8284 | 18253066.8284 | 1478867.319 | 8182947.8012 | 0 | 93795723.567 | 121710605.5156 | 56234.1325 | 20.6877 | 4533.8784 | 5883.2222 | 92.4292 | 119.9374
1 | 5000 | 707 | 0.03 | 15 | 15 | 7 | 7.4989e-11 | 5spot_SharedNeighbor | Water | Porous | Wet | R600a | MinimizeLCOE_Brownfield | IgnoreSilica | 2019 | 141.5318 | 53.7563 | 5.5427 | 4 | 4381.3875 | 5640.4744 | 89.3205 | 114.9887 | 156.9603 | 0 | 235.7816 | 7948413.222 | 703799.8554 | 8068290.3296 | 7689449.4751 | 0 | 749095.7818 | 0 | 9812028.9789 | 25528886.6793 | 17423989.7248 | 77923954.0471 | 961560.8286 | 18253066.8284 | 18253066.8284 | 1478867.319 | 8182947.8012 | 0 | 97138581.7041 | 125053463.6527 | 74989.4209 | 22.1707 | 4381.3875 | 5640.4744 | 89.3205 | 114.9887
1 | 5000 | 707 | 0.03 | 15 | 15 | 7 | 1e-10 | 5spot_SharedNeighbor | Water | Porous | Wet | R600a | MinimizeLCOE_Brownfield | IgnoreSilica | 2019 | 147.4218 | 55.7684 | 5.8223 | 4 | 4265.5215 | 5464.1346 | 86.9584 | 111.3938 | 156.7166 | 0 | 270.6308 | 8155676.0651 | 721242.7197 | 8309530.1855 | 7994388.616 | 0 | 689328.0208 | 0 | 10089364.5868 | 26250457.0416 | 17916476.3238 | 80126463.5593 | 961560.8286 | 18253066.8284 | 18253066.8284 | 1478867.319 | 8182947.8012 | 0 | 99341091.2164 | 127255973.165 | 100000 | 23.2893 | 4265.5215 | 5464.1346 | 86.9584 | 111.3938
1 | 5000 | 707 | 0.03 | 15 | 15 | 7 | 1.3335e-10 | 5spot_SharedNeighbor | Water | Porous | Wet | R600a | MinimizeLCOE_Brownfield | IgnoreSilica | 2019 | 152.0387 | 57.3266 | 6.0451 | 4 | 4177.5468 | 5331.9841 | 85.1649 | 108.6997 | 156.5181 | 0 | 262.4445 | 8314438.6655 | 734548.1338 | 8495202.0688 | 8232377.3583 | 0 | 634115.2249 | 0 | 10300165.766 | 26798918.4687 | 18290812.5176 | 81800578.2037 | 961560.8286 | 18253066.8284 | 18253066.8284 | 1478867.319 | 8182947.8012 | 0 | 101015205.8607 | 128930087.8093 | 133352.1432 | 24.1805 | 4177.5468 | 5331.9841 | 85.1649 | 108.6997
1 | 5000 | 707 | 0.03 | 15 | 15 | 7 | 1.7783e-10 | 5spot_SharedNeighbor | Water | Porous | Wet | R600a | MinimizeLCOE_Brownfield | IgnoreSilica | 2019 | 155.5996 | 58.5169 | 6.2196 | 4 | 4110.8797 | 5232.9394 | 83.8058 | 106.6805 | 156.3608 | 0 | 269.2384 | 8434710.5115 | 744594.2192 | 8636377.9323 | 8415314.4066 | 0 | 585298.5811 | 0 | 10458355.3038 | 27210495.1967 | 18571722.0915 | 83056868.2426 | 961560.8286 | 18253066.8284 | 18253066.8284 | 1478867.319 | 8182947.8012 | 0 | 102271495.8996 | 130186377.8483 | 177827.941 | 24.8783 | 4110.8797 | 5232.9394 | 83.8058 | 106.6805
1 | 5000 | 707 | 0.03 | 15 | 15 | 7 | 2.3714e-10 | 5spot_SharedNeighbor | Water | Porous | Wet | R600a | MinimizeLCOE_Brownfield | IgnoreSilica | 2019 | 158.4307 | 59.4591 | 6.3577 | 4 | 4060.4112 | 5158.0918 | 82.777 | 105.1547 | 156.2364 | 0 | 264.2388 | 8529370.5992 | 752489.4755 | 8747736.313 | 8560567.4423 | 0 | 545112.2675 | 0 | 10582757.678 | 27534164.656 | 18792633.1483 | 84044831.5797 | 961560.8286 | 18253066.8284 | 18253066.8284 | 1478867.319 | 8182947.8012 | 0 | 103259459.2367 | 131174341.1853 | 237137.3706 | 25.4308 | 4060.4112 | 5158.0918 | 82.777 | 105.1547
1 | 5000 | 707 | 0.03 | 15 | 15 | 7 | 3.1623e-10 | 5spot_SharedNeighbor | Water | Porous | Wet | R600a | MinimizeLCOE_Brownfield | IgnoreSilica | 2019 | 160.3844 | 60.1064 | 6.4585 | 4 | 4022.3243 | 5102.8746 | 82.0005 | 104.029 | 156.1499 | 0 | 274.3287 | 8594103.4294 | 757880.0914 | 8824033.0038 | 8660655.9705 | 0 | 509456.1957 | 0 | 10664990.1894 | 27748116.7825 | 18938659.8709 | 84697895.5336 | 961560.8286 | 18253066.8284 | 18253066.8284 | 1478867.319 | 8182947.8012 | 0 | 103912523.1906 | 131827405.1392 | 316227.766 | 25.8339 | 4022.3243 | 5102.8746 | 82.0005 | 104.029
1 | 5000 | 707 | 0.03 | 15 | 15 | 7 | 4.217e-10 | 5spot_SharedNeighbor | Water | Porous | Wet | R600a | MinimizeLCOE_Brownfield | IgnoreSilica | 2019 | 165.3445 | 61.7011 | 6.6256 | 4 | 3993.6839 | 5046.9859 | 81.4166 | 102.8896 | 155.9294 | 0 | 217.2562 | 8755185.8174 | 771707.6396 | 9010944.8746 | 8908721.1921 | 0 | 522416.6535 | 0 | 10907900.7091 | 28380120.127 | 19370015.1399 | 86627012.1532 | 961560.8286 | 18253066.8284 | 18253066.8284 | 1478867.319 | 8182947.8012 | 0 | 105841639.8102 | 133756521.7589 | 421696.5034 | 26.5023 | 3993.6839 | 5046.9859 | 81.4166 | 102.8896
1 | 5000 | 707 | 0.03 | 15 | 15 | 7 | 5.6234e-10 | 5spot_SharedNeighbor | Water | Porous | Wet | R600a | MinimizeLCOE_Brownfield | IgnoreSilica | 2019 | 166.4823 | 62.0438 | 6.6839 | 4 | 3971.6122 | 5015.7251 | 80.9667 | 102.2523 | 155.8775 | 0 | 239.601 | 8790957.2939 | 774998.5391 | 9050787.0302 | 8962570.3467 | 0 | 499892.2734 | 0 | 10950890.1385 | 28491969.8039 | 19446354.8426 | 86968420.2681 | 961560.8286 | 18253066.8284 | 18253066.8284 | 1478867.319 | 8182947.8012 | 0 | 106183047.9251 | 134097929.8738 | 562341.3252 | 26.7355 | 3971.6122 | 5015.7251 | 80.9667 | 102.2523
1 | 5000 | 707 | 0.03 | 15 | 15 | 7 | 7.4989e-10 | 5spot_SharedNeighbor | Water | Porous | Wet | R600a | MinimizeLCOE_Brownfield | IgnoreSilica | 2019 | 169.6 | 62.9439 | 6.7824 | 4 | 3954.9625 | 4983.9042 | 80.6273 | 101.6036 | 155.7151 | 0 | 264.1109 | 8885279.4716 | 783779.7974 | 9155118.8926 | 9106636.3119 | 0 | 508034.7759 | 0 | 11091151.2072 | 28856900.3333 | 19695427.4275 | 88082328.2174 | 961560.8286 | 18253066.8284 | 18253066.8284 | 1478867.319 | 8182947.8012 | 0 | 107296955.8744 | 135211837.823 | 749894.2093 | 27.1297 | 3954.9625 | 4983.9042 | 80.6273 | 101.6036
1 | 5000 | 707 | 0.03 | 15 | 15 | 7 | 1e-09 | 5spot_SharedNeighbor | Water | Porous | Wet | R600a | MinimizeLCOE_Brownfield | IgnoreSilica | 2019 | 169.6 | 62.9431 | 6.7999 | 4 | 3942.2796 | 4968.5699 | 80.3687 | 101.291 | 155.7146 | 0 | 244.1647 | 8885213.0954 | 783775.8374 | 9155028.1981 | 9106568.081 | 0 | 486383.3948 | 0 | 11082617.7567 | 28834698.0453 | 19680273.9097 | 88014558.3185 | 961560.8286 | 18253066.8284 | 18253066.8284 | 1478867.319 | 8182947.8012 | 0 | 107229185.9755 | 135144067.9242 | 1000000 | 27.1998 | 3942.2796 | 4968.5699 | 80.3687 | 101.291
1 | 5000 | 707 | 0.03 | 15 | 15 | 7 | 1.3335e-09 | 5spot_SharedNeighbor | Water | Porous | Wet | R600a | MinimizeLCOE_Brownfield | IgnoreSilica | 2019 | 168.801 | 62.7052 | 6.7932 | 4 | 3932.7126 | 4960.0274 | 80.1737 | 101.1169 | 155.7511 | 0 | 258.6288 | 8860454.8448 | 781492.758 | 9127460.8712 | 9069004.3273 | 0 | 460097.3933 | 0 | 11036418.9759 | 28714498.2945 | 19598235.1099 | 87647662.5748 | 961560.8286 | 18253066.8284 | 18253066.8284 | 1478867.319 | 8182947.8012 | 0 | 106862290.2319 | 134777172.1805 | 1333521.4322 | 27.1727 | 3932.7126 | 4960.0274 | 80.1737 | 101.1169
1 | 5000 | 707 | 0.03 | 15 | 15 | 7 | 1.7783e-09 | 5spot_SharedNeighbor | Water | Porous | Wet | R600a | MinimizeLCOE_Brownfield | IgnoreSilica | 2019 | 168.801 | 62.7048 | 6.8029 | 4 | 3925.6246 | 4951.466 | 80.0292 | 100.9423 | 155.7509 | 0 | 281.6391 | 8860417.9266 | 781490.5572 | 9127410.4219 | 9068966.4132 | 0 | 447507.4834 | 0 | 11031459.1929 | 28701593.9566 | 19589427.6341 | 87608273.586 | 961560.8286 | 18253066.8284 | 18253066.8284 | 1478867.319 | 8182947.8012 | 0 | 106822901.243 | 134737783.1917 | 1778279.41 | 27.2117 | 3925.6246 | 4951.466 | 80.0292 | 100.9423
1 | 5000 | 707 | 0.03 | 15 | 15 | 7 | 2.3714e-09 | 5spot_SharedNeighbor | Water | Porous | Wet | R600a | MinimizeLCOE_Brownfield | IgnoreSilica | 2019 | 169.0297 | 62.7725 | 6.816 | 4 | 3920.3082 | 4944.181 | 79.9208 | 100.7938 | 155.7401 | 0 | 289.8088 | 8867473.3853 | 782142.3781 | 9135256.219 | 9079683.8868 | 0 | 440752.1138 | 0 | 11039070.1133 | 28721396.0102 | 19602942.9427 | 87668717.0491 | 961560.8286 | 18253066.8284 | 18253066.8284 | 1478867.319 | 8182947.8012 | 0 | 106883344.7061 | 134798226.6547 | 2371373.7057 | 27.264 | 3920.3082 | 4944.181 | 79.9208 | 100.7938
1 | 5000 | 707 | 0.03 | 15 | 15 | 7 | 3.1623e-09 | 5spot_SharedNeighbor | Water | Porous | Wet | R600a | MinimizeLCOE_Brownfield | IgnoreSilica | 2019 | 169.2271 | 62.8309 | 6.8265 | 4 | 3916.3174 | 4938.6187 | 79.8394 | 100.6804 | 155.7308 | 0 | 293.8132 | 8873559.6239 | 782704.67 | 9142024.6634 | 9088932.6898 | 0 | 435944.5895 | 0 | 11046034.8323 | 28739516.7803 | 19615310.7406 | 87724028.5898 | 961560.8286 | 18253066.8284 | 18253066.8284 | 1478867.319 | 8182947.8012 | 0 | 106938656.2468 | 134853538.1954 | 3162277.6602 | 27.3059 | 3916.3174 | 4938.6187 | 79.8394 | 100.6804
1 | 5000 | 707 | 0.03 | 15 | 15 | 7 | 4.217e-09 | 5spot_SharedNeighbor | Water | Porous | Wet | R600a | MinimizeLCOE_Brownfield | IgnoreSilica | 2019 | 169.3781 | 62.8755 | 6.8344 | 4 | 3913.3222 | 4934.4361 | 79.7784 | 100.5952 | 155.7238 | 0 | 301.533 | 8878209.1911 | 783134.2936 | 9147195.2525 | 9096001.3557 | 0 | 432341.8139 | 0 | 11051383.9437 | 28753434.0709 | 19624809.5774 | 87766509.4988 | 961560.8286 | 18253066.8284 | 18253066.8284 | 1478867.319 | 8182947.8012 | 0 | 106981137.1558 | 134896019.1044 | 4216965.0343 | 27.3377 | 3913.3222 | 4934.4361 | 79.7784 | 100.5952
1 | 5000 | 707 | 0.03 | 15 | 15 | 7 | 5.6234e-09 | 5spot_SharedNeighbor | Water | Porous | Wet | R600a | MinimizeLCOE_Brownfield | IgnoreSilica | 2019 | 169.4829 | 62.9065 | 6.8402 | 4 | 3911.0748 | 4931.3307 | 79.7325 | 100.5318 | 155.7188 | 0 | 307.5627 | 8881434.9698 | 783432.4235 | 9150782.1685 | 9100907.527 | 0 | 429518.5016 | 0 | 11054969.4802 | 28762762.9015 | 19631176.696 | 87794984.668 | 961560.8286 | 18253066.8284 | 18253066.8284 | 1478867.319 | 8182947.8012 | 0 | 107009612.3251 | 134924494.2737 | 5623413.2519 | 27.3607 | 3911.0748 | 4931.3307 | 79.7325 | 100.5318
1 | 5000 | 707 | 0.03 | 15 | 15 | 7 | 7.4989e-09 | 5spot_SharedNeighbor | Water | Porous | Wet | R600a | MinimizeLCOE_Brownfield | IgnoreSilica | 2019 | 169.5755 | 62.9339 | 6.8448 | 4 | 3909.3886 | 4928.9491 | 79.6982 | 100.4833 | 155.7145 | 0 | 302.2613 | 8884284.9823 | 783695.7981 | 9153951.5724 | 9105242.5258 | 0 | 427562.3279 | 0 | 11058347.5105 | 28771551.8434 | 19637175.3294 | 87821811.8899 | 961560.8286 | 18253066.8284 | 18253066.8284 | 1478867.319 | 8182947.8012 | 0 | 107036439.5469 | 134951321.4955 | 7498942.0933 | 27.3793 | 3909.3886 | 4928.9491 | 79.6982 | 100.4833
1 | 5000 | 707 | 0.03 | 15 | 15 | 7 | 1e-08 | 5spot_SharedNeighbor | Water | Porous | Wet | R600a | MinimizeLCOE_Brownfield | IgnoreSilica | 2019 | 169.6339 | 62.9511 | 6.8481 | 4 | 3908.1238 | 4927.2047 | 79.6724 | 100.4477 | 155.7117 | 0 | 319.9035 | 8886078.7373 | 783861.6091 | 9155946.0392 | 9107971.9713 | 0 | 425953.0223 | 0 | 11060326.4379 | 28776700.6065 | 19640689.466 | 87837527.8895 | 961560.8286 | 18253066.8284 | 18253066.8284 | 1478867.319 | 8182947.8012 | 0 | 107052155.5465 | 134967037.4951 | 10000000 | 27.3922 | 3908.1238 | 4927.2047 | 79.6724 | 100.4477
1 | 5100 | 707 | 0.03 | 15 | 15 | 7 | 1e-13 | 5spot_SharedNeighbor | Water | Porous | Wet | R600a | MinimizeLCOE_Brownfield | IgnoreSilica | 2019 | 0 | 0 | 0 | 0 |  |  |  |  | 15 |  | 25.1527 | [19 empty] | 100 | 0
1 | 5100 | 707 | 0.03 | 15 | 15 | 7 | 1.3335e-13 | 5spot_SharedNeighbor | Water | Porous | Wet | R600a | MinimizeLCOE_Brownfield | IgnoreSilica | 2019 | 0 | 0 | 0 | 0 |  |  |  |  | 15 |  | 24.5812 | [19 empty] | 133.3521 | 0
1 | 5100 | 707 | 0.03 | 15 | 15 | 7 | 1.7783e-13 | 5spot_SharedNeighbor | Water | Porous | Wet | R600a | MinimizeLCOE_Brownfield | IgnoreSilica | 2019 | 1.1424 | 0.22093 | 0.0058334 | 4 | 895152.6499 | 2121436.9723 | 18248.8976 | 43248.3621 | 110.1646 | 0 | 47.4078 | 132579.0109 | 8746.4078 | 102702.9588 | 65771.7785 | 0 | 69052.4297 | 0 | 147752.5084 | 384421.7187 | 262375.7221 | 1173402.5349 | 961560.8286 | 18752195.8818 | 18752195.8818 | 1478867.319 | 8382599.4226 | 0 | 20887159.2453 | 49500821.8688 | 177.8279 | 0.023334 | 895152.6499 | 2121436.9723 | 18248.8976 | 43248.3621
1 | 5100 | 707 | 0.03 | 15 | 15 | 7 | 2.3714e-13 | 5spot_SharedNeighbor | Water | Porous | Wet | R600a | MinimizeLCOE_Brownfield | IgnoreSilica | 2019 | 1.4862 | 0.33434 | 0.014346 | 4 | 370683.6026 | 869313.7685 | 7556.8866 | 17722.137 | 119.7115 | 0 | 49.812 | 186794.9616 | 13067.9477 | 142104.8601 | 82669.5582 | 0 | 78308.6541 | 0 | 196148.9329 | 510339.2877 | 348317.0503 | 1557751.2527 | 961560.8286 | 18752195.8818 | 18752195.8818 | 1478867.319 | 8382599.4226 | 0 | 21271507.9631 | 49885170.5865 | 237.1374 | 0.057385 | 370683.6026 | 869313.7685 | 7556.8866 | 17722.137
1 | 5100 | 707 | 0.03 | 15 | 15 | 7 | 3.1623e-13 | 5spot_SharedNeighbor | Water | Porous | Wet | R600a | MinimizeLCOE_Brownfield | IgnoreSilica | 2019 | 1.9237 | 0.48838 | 0.027293 | 4 | 199226.4432 | 461325.799 | 4061.5005 | 9404.7504 | 127.8438 | 0 | 327.7612 | 253869.5126 | 18701.6451 | 191344.6918 | 105167.6919 | 0 | 88274.2722 | 0 | 256369.5473 | 667020.9735 | 455255.5203 | 2036003.8549 | 961560.8286 | 18752195.8818 | 18752195.8818 | 1478867.319 | 8382599.4226 | 0 | 21749760.5653 | 50363423.1887 | 316.2278 | 0.10917 | 199226.4432 | 461325.799 | 4061.5005 | 9404.7504
1 | 5100 | 707 | 0.03 | 15 | 15 | 7 | 4.217e-13 | 5spot_SharedNeighbor | Water | Porous | Wet | R600a | MinimizeLCOE_Brownfield | IgnoreSilica | 2019 | 2.5266 | 0.71059 | 0.046894 | 4 | 119363.7446 | 271908.9866 | 2433.3914 | 5543.2325 | 135.0853 | 0 | 433.5014 | 341848.3852 | 26419.9857 | 257003.5729 | 137116.6634 | 0 | 101566.7865 | 0 | 336942.6035 | 876655.5379 | 598335.4181 | 2675888.953 | 961560.8286 | 18752195.8818 | 18752195.8818 | 1478867.319 | 8382599.4226 | 0 | 22389645.6634 | 51003308.2868 | 421.6965 | 0.18757 | 119363.7446 | 271908.9866 | 2433.3914 | 5543.2325
1 | 5100 | 707 | 0.03 | 15 | 15 | 7 | 5.6234e-13 | 5spot_SharedNeighbor | Water | Porous | Wet | R600a | MinimizeLCOE_Brownfield | IgnoreSilica | 2019 | 3.3045 | 1.0048 | 0.074228 | 4 | 78038.7046 | 174410.1819 | 1590.9245 | 3555.5875 | 140.9432 | 0 | 565.2649 | 447692.7655 | 36025.2032 | 337742.2044 | 178168.1314 | 0 | 116431.7294 | 0 | 435263.4132 | 1132466.1164 | 772931.3943 | 3456720.9577 | 961560.8286 | 18752195.8818 | 18752195.8818 | 1478867.319 | 8382599.4226 | 0 | 23170477.6681 | 51784140.2915 | 562.3413 | 0.29691 | 78038.7046 | 174410.1819 | 1590.9245 | 3555.5875
1 | 5100 | 707 | 0.03 | 15 | 15 | 7 | 7.4989e-13 | 5spot_SharedNeighbor | Water | Porous | Wet | R600a | MinimizeLCOE_Brownfield | IgnoreSilica | 2019 | 4.3406 | 1.4069 | 0.11282 | 4 | 53560.8794 | 116967.4368 | 1091.911 | 2384.5394 | 145.7482 | 0 | 78.4427 | 579829.9509 | 48382.2234 | 440614.0379 | 235447.1112 | 0 | 134684.7164 | 0 | 561193.6356 | 1460110.7231 | 996555.5708 | 4456817.9693 | 961560.8286 | 18752195.8818 | 18752195.8818 | 1478867.319 | 8382599.4226 | 0 | 24170574.6797 | 52784237.3032 | 749.8942 | 0.45127 | 53560.8794 | 116967.4368 | 1091.911 | 2384.5394
1 | 5100 | 707 | 0.03 | 15 | 15 | 7 | 1e-12 | 5spot_SharedNeighbor | Water | Porous | Wet | R600a | MinimizeLCOE_Brownfield | IgnoreSilica | 2019 | 5.7368 | 1.9563 | 0.16664 | 4 | 38187.8662 | 81116.3171 | 778.5113 | 1653.6658 | 149.6334 | 0 | 83.8889 | 744821.6843 | 64208.8148 | 571902.236 | 314669.8227 | 0 | 157685.1016 | 0 | 722782.1871 | 1880530.9879 | 1283501.0403 | 5740101.8745 | 961560.8286 | 18752195.8818 | 18752195.8818 | 1478867.319 | 8382599.4226 | 0 | 25453858.5849 | 54067521.2084 | 1000 | 0.66654 | 38187.8662 | 81116.3171 | 778.5113 | 1653.6658
1 | 5100 | 707 | 0.03 | 15 | 15 | 7 | 1.3335e-12 | 5spot_SharedNeighbor | Water | Porous | Wet | R600a | MinimizeLCOE_Brownfield | IgnoreSilica | 2019 | 7.5764 | 2.6805 | 0.23846 | 4 | 28343.4456 | 58341.6012 | 577.8195 | 1189.3725 | 152.5681 | 0 | 72.44 | 942953.8075 | 83462.0203 | 734111.6283 | 418274.0094 | 0 | 185087.9618 | 0 | 921916.8767 | 2398638.6019 | 1637120.1329 | 7321565.0389 | 961560.8286 | 18752195.8818 | 18752195.8818 | 1478867.319 | 8382599.4226 | 0 | 27035321.7493 | 55648984.3727 | 1333.5214 | 0.95385 | 28343.4456 | 58341.6012 | 577.8195 | 1189.3725
1 | 5100 | 707 | 0.03 | 15 | 15 | 7 | 1.7783e-12 | 5spot_SharedNeighbor | Water | Porous | Wet | R600a | MinimizeLCOE_Brownfield | IgnoreSilica | 2019 | 10.0164 | 3.6548 | 0.33643 | 4 | 21567.9517 | 42830.9645 | 439.6919 | 873.1671 | 155.0603 | 0 | 87.32 | 1186691.9513 | 107398.8324 | 939034.6257 | 554886.4739 | 0 | 217961.7203 | 0 | 1172329.7054 | 3050161.4156 | 2081797.8407 | 9310262.5654 | 961560.8286 | 18752195.8818 | 18752195.8818 | 1478867.319 | 8382599.4226 | 0 | 29024019.2758 | 57637681.8993 | 1778.2794 | 1.3457 | 21567.9517 | 42830.9645 | 439.6919 | 873.1671
1 | 5100 | 707 | 0.03 | 15 | 15 | 7 | 2.3714e-12 | 5spot_SharedNeighbor | Water | Porous | Wet | R600a | MinimizeLCOE_Brownfield | IgnoreSilica | 2019 | 13.2736 | 5.0368 | 0.4669 | 4 | 16919.4015 | 32240.5598 | 344.9249 | 657.2674 | 156.903 | 0 | 105.4351 | 1485970.5483 | 134130.7945 | 1213854.1047 | 742675.8499 | 0 | 260565.3339 | 0 | 1496506.6862 | 3893603.4219 | 2657464.341 | 11884771.0805 | 961560.8286 | 18752195.8818 | 18752195.8818 | 1478867.319 | 8382599.4226 | 0 | 31598527.7909 | 60212190.4144 | 2371.3737 | 1.8676 | 16919.4015 | 32240.5598 | 344.9249 | 657.2674
1 | 5100 | 707 | 0.03 | 15 | 15 | 7 | 3.1623e-12 | 5spot_SharedNeighbor | Water | Porous | Wet | R600a | MinimizeLCOE_Brownfield | IgnoreSilica | 2019 | 17.581 | 6.8408 | 0.63809 | 4 | 13615.3202 | 24825.9779 | 277.5667 | 506.1111 | 158.3125 | 0 | 81.4652 | 1844055.6246 | 166268.5414 | 1550664.2426 | 982789.9807 | 0 | 311321.7837 | 0 | 1893489.0675 | 4926470.1456 | 3362417.1032 | 15037476.4893 | 961560.8286 | 18752195.8818 | 18752195.8818 | 1478867.319 | 8382599.4226 | 0 | 34751233.1997 | 63364895.8231 | 3162.2777 | 2.5524 | 13615.3202 | 24825.9779 | 277.5667 | 506.1111
1 | 5100 | 707 | 0.03 | 15 | 15 | 7 | 4.217e-12 | 5spot_SharedNeighbor | Water | Porous | Wet | R600a | MinimizeLCOE_Brownfield | IgnoreSilica | 2019 | 23.3079 | 9.2416 | 0.86547 | 4 | 11181.8329 | 19447.1739 | 227.9568 | 396.4569 | 159.3931 | 0 | 96.9844 | 2280213.1343 | 205238.775 | 1972564.8441 | 1301791.0195 | 0 | 373518.417 | 0 | 2391997.214 | 6223486.0848 | 4247657.1327 | 18996466.6214 | 961560.8286 | 18752195.8818 | 18752195.8818 | 1478867.319 | 8382599.4226 | 0 | 38710223.3319 | 67323885.9553 | 4216.965 | 3.4619 | 11181.8329 | 19447.1739 | 227.9568 | 396.4569
1 | 5100 | 707 | 0.03 | 15 | 15 | 7 | 5.6234e-12 | 5spot_SharedNeighbor | Water | Porous | Wet | R600a | MinimizeLCOE_Brownfield | IgnoreSilica | 2019 | 30.8595 | 12.4084 | 1.1653 | 4 | 9364.4952 | 15503.0864 | 190.9079 | 316.0514 | 160.2141 | 0 | 96.7303 | 2808163.464 | 252253.9172 | 2496932.0468 | 1722299.1855 | 0 | 448724.7209 | 0 | 3014065.6004 | 7841980.4225 | 5352312.7749 | 23936732.1323 | 961560.8286 | 18752195.8818 | 18752195.8818 | 1478867.319 | 8382599.4226 | 0 | 43650488.8428 | 72264151.4662 | 5623.4133 | 4.6613 | 9364.4952 | 15503.0864 | 190.9079 | 316.0514
1 | 5100 | 707 | 0.03 | 15 | 15 | 7 | 7.4989e-12 | 5spot_SharedNeighbor | Water | Porous | Wet | R600a | MinimizeLCOE_Brownfield | IgnoreSilica | 2019 | 40.7131 | 16.5414 | 1.5567 | 4 | 7991.8556 | 12587.0096 | 162.9248 | 256.6032 | 160.8328 | 0 | 110.7472 | 3441857.994 | 308487.3919 | 3142619.9693 | 2270886.0577 | 0 | 538582.5833 | 0 | 3783949.2585 | 9845059.776 | 6719455.5929 | 30050898.6236 | 961560.8286 | 18752195.8818 | 18752195.8818 | 1478867.319 | 8382599.4226 | 0 | 49764655.334 | 78378317.9575 | 7498.9421 | 6.2269 | 7991.8556 | 12587.0096 | 162.9248 | 256.6032
1 | 5100 | 707 | 0.03 | 15 | 15 | 7 | 1e-11 | 5spot_SharedNeighbor | Water | Porous | Wet | R600a | MinimizeLCOE_Brownfield | IgnoreSilica | 2019 | 53.4199 | 21.8644 | 2.0604 | 4 | 6947.2529 | 10419.1426 | 141.6291 | 212.4083 | 161.2768 | 0 | 109.7221 | 4194359.1246 | 375018.4662 | 3928471.0978 | 2977920.8365 | 0 | 645354.4208 | 0 | 4727238.3389 | 12299304.4678 | 8394528.0247 | 37542194.7772 | 961560.8286 | 18752195.8818 | 18752195.8818 | 1478867.319 | 8382599.4226 | 0 | 57255951.4876 | 85869614.111 | 10000 | 8.2415 | 6947.2529 | 10419.1426 | 141.6291 | 212.4083
1 | 5100 | 707 | 0.03 | 15 | 15 | 7 | 1.3335e-11 | 5spot_SharedNeighbor | Water | Porous | Wet | R600a | MinimizeLCOE_Brownfield | IgnoreSilica | 2019 | 69.4032 | 28.5112 | 2.6879 | 4 | 6156.9103 | 8818.2048 | 125.5169 | 179.771 | 161.5012 | 0 | 109.3387 | 5063728.0142 | 451593.5473 | 4857876.8917 | 3865453.8027 | 0 | 769486.4055 | 0 | 5853174.078 | 15228758.2997 | 10393940.4593 | 46484011.4984 | 961560.8286 | 18752195.8818 | 18752195.8818 | 1478867.319 | 8382599.4226 | 0 | 66197768.2088 | 94811430.8322 | 13335.2143 | 10.7518 | 6156.9103 | 8818.2048 | 125.5169 | 179.771
1 | 5100 | 707 | 0.03 | 15 | 15 | 7 | 1.7783e-11 | 5spot_SharedNeighbor | Water | Porous | Wet | R600a | MinimizeLCOE_Brownfield | IgnoreSilica | 2019 | 88.799 | 36.4154 | 3.43 | 4 | 5571.7656 | 7657.3391 | 113.588 | 156.1052 | 161.3948 | 0 | 99.4041 | 6025180.4759 | 535964.8262 | 5908292.7147 | 4936710.2443 | 0 | 910008.367 | 0 | 7143301.085 | 18585404.1306 | 12684920.211 | 56729782.0546 | 961560.8286 | 18752195.8818 | 18752195.8818 | 1478867.319 | 8382599.4226 | 0 | 76443538.7651 | 105057201.3885 | 17782.7941 | 13.7198 | 5571.7656 | 7657.3391 | 113.588 | 156.1052
1 | 5100 | 707 | 0.03 | 15 | 15 | 7 | 2.3714e-11 | 5spot_SharedNeighbor | Water | Porous | Wet | R600a | MinimizeLCOE_Brownfield | IgnoreSilica | 2019 | 106.2696 | 43.3032 | 4.1258 | 4 | 5150.9094 | 6884.7169 | 105.0083 | 140.3543 | 161.0085 | 0 | 149.0801 | 6815087.7499 | 605062.9861 | 6786561.2288 | 5893478.1649 | 0 | 980936.7899 | 0 | 8221639.4987 | 21391019.4854 | 14599810.3403 | 65293596.2439 | 961560.8286 | 18752195.8818 | 18752195.8818 | 1478867.319 | 8382599.4226 | 0 | 85007352.9544 | 113621015.5778 | 23713.7371 | 16.5034 | 5150.9094 | 6884.7169 | 105.0083 | 140.3543
1 | 5100 | 707 | 0.03 | 15 | 15 | 7 | 3.1623e-11 | 5spot_SharedNeighbor | Water | Porous | Wet | R600a | MinimizeLCOE_Brownfield | IgnoreSilica | 2019 | 117.5749 | 47.6116 | 4.6575 | 4 | 4832.5848 | 6368.4665 | 98.5188 | 129.8298 | 160.6346 | 0 | 154.9463 | 7290917.5286 | 646599.6298 | 7321564.681 | 6506682.7343 | 0 | 937537.3106 | 0 | 8854287.7349 | 23037040.422 | 15723253.4519 | 70317883.4931 | 961560.8286 | 18752195.8818 | 18752195.8818 | 1478867.319 | 8382599.4226 | 0 | 90031640.2035 | 118645302.8269 | 31622.7766 | 18.6301 | 4832.5848 | 6368.4665 | 98.5188 | 129.8298
1 | 5100 | 707 | 0.03 | 15 | 15 | 7 | 4.217e-11 | 5spot_SharedNeighbor | Water | Porous | Wet | R600a | MinimizeLCOE_Brownfield | IgnoreSilica | 2019 | 127.4233 | 51.2599 | 5.1317 | 4 | 4588.851 | 5982.8306 | 93.5499 | 121.9681 | 160.2415 | 0 | 194.8321 | 7684336.7505 | 680895.8763 | 7767041.406 | 7037150.4975 | 0 | 877607.7539 | 0 | 9378342.5908 | 24400523.6588 | 16653858.7777 | 74479757.3116 | 961560.8286 | 18752195.8818 | 18752195.8818 | 1478867.319 | 8382599.4226 | 0 | 94193514.022 | 122807176.6454 | 42169.6503 | 20.5266 | 4588.851 | 5982.8306 | 93.5499 | 121.9681
1 | 5100 | 707 | 0.03 | 15 | 15 | 7 | 5.6234e-11 | 5spot_SharedNeighbor | Water | Porous | Wet | R600a | MinimizeLCOE_Brownfield | IgnoreSilica | 2019 | 137.7781 | 54.9972 | 5.5938 | 4 | 4402.463 | 5681.2727 | 89.7502 | 115.8204 | 159.7845 | 0 | 221.0986 | 8079205.8812 | 715278.0006 | 8216863.8968 | 7591007.6159 | 0 | 837078.5465 | 0 | 9921379.237 | 25813393.62 | 17618171.5578 | 78792378.3559 | 961560.8286 | 18752195.8818 | 18752195.8818 | 1478867.319 | 8382599.4226 | 0 | 98506135.0664 | 127119797.6898 | 56234.1325 | 22.3752 | 4402.463 | 5681.2727 | 89.7502 | 115.8204
1 | 5100 | 707 | 0.03 | 15 | 15 | 7 | 7.4989e-11 | 5spot_SharedNeighbor | Water | Porous | Wet | R600a | MinimizeLCOE_Brownfield | IgnoreSilica | 2019 | 145.1056 | 57.6155 | 5.9532 | 4 | 4258.1684 | 5459.7852 | 86.8085 | 111.3051 | 159.4749 | 0 | 221.2478 | 8351315.0949 | 738948.3474 | 8528353.538 | 7981693.809 | 0 | 772877.1648 | 0 | 10285543.3021 | 26760873.8171 | 18264846.2611 | 81684451.3345 | 961560.8286 | 18752195.8818 | 18752195.8818 | 1478867.319 | 8382599.4226 | 0 | 101398208.0449 | 130011870.6684 | 74989.4209 | 23.8126 | 4258.1684 | 5459.7852 | 86.8085 | 111.3051
1 | 5100 | 707 | 0.03 | 15 | 15 | 7 | 1e-10 | 5spot_SharedNeighbor | Water | Porous | Wet | R600a | MinimizeLCOE_Brownfield | IgnoreSilica | 2019 | 150.9787 | 59.6793 | 6.2457 | 4 | 4148.4323 | 5293.7592 | 84.5714 | 107.9204 | 159.2144 | 0 | 221.3128 | 8563329.3052 | 757378.5914 | 8771877.5085 | 8293651.1503 | 0 | 710797.9147 | 0 | 10567843.4433 | 27495360.8767 | 18766148.7715 | 83926387.5614 | 961560.8286 | 18752195.8818 | 18752195.8818 | 1478867.319 | 8382599.4226 | 0 | 103640144.2718 | 132253806.8952 | 100000 | 24.983 | 4148.4323 | 5293.7592 | 84.5714 | 107.9204
1 | 5100 | 707 | 0.03 | 15 | 15 | 7 | 1.3335e-10 | 5spot_SharedNeighbor | Water | Porous | Wet | R600a | MinimizeLCOE_Brownfield | IgnoreSilica | 2019 | 155.5271 | 61.2558 | 6.477 | 4 | 4065.1755 | 5169.6034 | 82.8741 | 105.3894 | 159.0056 | 0 | 222.442 | 8723893.4967 | 771329.1628 | 8956775.2124 | 8534525.0188 | 0 | 653234.9735 | 0 | 10779505.5671 | 28046062.3048 | 19142013.812 | 85607339.5482 | 961560.8286 | 18752195.8818 | 18752195.8818 | 1478867.319 | 8382599.4226 | 0 | 105321096.2586 | 133934758.882 | 133352.1432 | 25.9081 | 4065.1755 | 5169.6034 | 82.8741 | 105.3894
1 | 5100 | 707 | 0.03 | 15 | 15 | 7 | 1.7783e-10 | 5spot_SharedNeighbor | Water | Porous | Wet | R600a | MinimizeLCOE_Brownfield | IgnoreSilica | 2019 | 159.0567 | 62.4646 | 6.6583 | 4 | 4002.1166 | 5076.4697 | 81.5886 | 103.4907 | 158.8396 | 0 | 252.0149 | 8846204.0474 | 781952.0002 | 9097889.0984 | 8720386.821 | 0 | 602985.5134 | 0 | 10939272.8174 | 28461743.9173 | 19425725.0539 | 86876159.269 | 961560.8286 | 18752195.8818 | 18752195.8818 | 1478867.319 | 8382599.4226 | 0 | 106589915.9795 | 135203578.6029 | 177827.941 | 26.6334 | 4002.1166 | 5076.4697 | 81.5886 | 103.4907
1 | 5100 | 707 | 0.03 | 15 | 15 | 7 | 2.3714e-10 | 5spot_SharedNeighbor | Water | Porous | Wet | R600a | MinimizeLCOE_Brownfield | IgnoreSilica | 2019 | 161.7 | 63.3619 | 6.797 | 4 | 3954.4356 | 5006.8696 | 80.6165 | 102.0718 | 158.7129 | 0 | 250.4866 | 8936575.0146 | 789798.6015 | 9202299.6431 | 8859286.0966 | 0 | 559659.3335 | 0 | 11055571.2888 | 28764328.684 | 19632245.3747 | 87799764.0366 | 961560.8286 | 18752195.8818 | 18752195.8818 | 1478867.319 | 8382599.4226 | 0 | 107513520.7471 | 136127183.3705 | 237137.3706 | 27.1881 | 3954.4356 | 5006.8696 | 80.6165 | 102.0718
1 | 5100 | 707 | 0.03 | 15 | 15 | 7 | 3.1623e-10 | 5spot_SharedNeighbor | Water | Porous | Wet | R600a | MinimizeLCOE_Brownfield | IgnoreSilica | 2019 | 163.6829 | 64.0307 | 6.9027 | 4 | 3918.4285 | 4954.7558 | 79.8825 | 101.0094 | 158.6166 | 0 | 246.1814 | 9003688.3271 | 795624.5989 | 9279919.0877 | 8963331.5338 | 0 | 523571.5657 | 0 | 11140792.6941 | 28986057.2993 | 19783579.7107 | 88476564.8172 | 961560.8286 | 18752195.8818 | 18752195.8818 | 1478867.319 | 8382599.4226 | 0 | 108190321.5276 | 136803984.1511 | 316227.766 | 27.6106 | 3918.4285 | 4954.7558 | 79.8825 | 101.0094
1 | 5100 | 707 | 0.03 | 15 | 15 | 7 | 4.217e-10 | 5spot_SharedNeighbor | Water | Porous | Wet | R600a | MinimizeLCOE_Brownfield | IgnoreSilica | 2019 | 165.1586 | 64.5259 | 6.9825 | 4 | 3891.2673 | 4915.7448 | 79.3287 | 100.2141 | 158.5443 | 0 | 287.5476 | 9053258.2495 | 799927.0188 | 9337292.1707 | 9040679.1077 | 0 | 494085.7149 | 0 | 11202844.4821 | 29147503.323 | 19893769.9392 | 88969360.006 | 961560.8286 | 18752195.8818 | 18752195.8818 | 1478867.319 | 8382599.4226 | 0 | 108683116.7164 | 137296779.3399 | 421696.5034 | 27.93 | 3891.2673 | 4915.7448 | 79.3287 | 100.2141
1 | 5100 | 707 | 0.03 | 15 | 15 | 7 | 5.6234e-10 | 5spot_SharedNeighbor | Water | Porous | Wet | R600a | MinimizeLCOE_Brownfield | IgnoreSilica | 2019 | 166.2575 | 64.8933 | 7.0427 | 4 | 3870.7989 | 4886.5208 | 78.9115 | 99.6183 | 158.49 | 0 | 299.7383 | 9089961.6557 | 803112.3278 | 9379796.9201 | 9098227.9643 | 0 | 470452.2198 | 0 | 11248204.9242 | 29265521.8886 | 19974320.0353 | 89329597.9358 | 961560.8286 | 18752195.8818 | 18752195.8818 | 1478867.319 | 8382599.4226 | 0 | 109043354.6462 | 137657017.2696 | 562341.3252 | 28.1708 | 3870.7989 | 4886.5208 | 78.9115 | 99.6183
1 | 5100 | 707 | 0.03 | 15 | 15 | 7 | 7.4989e-10 | 5spot_SharedNeighbor | Water | Porous | Wet | R600a | MinimizeLCOE_Brownfield | IgnoreSilica | 2019 | 167.054 | 65.1588 | 7.0874 | 4 | 3855.3875 | 4864.7082 | 78.5973 | 99.1737 | 158.4504 | 0 | 303.6915 | 9116450.5832 | 805410.9814 | 9410485.1138 | 9139912.2066 | 0 | 451514.157 | 0 | 11280271.4864 | 29348952.5057 | 20031263.1458 | 89584260.1799 | 961560.8286 | 18752195.8818 | 18752195.8818 | 1478867.319 | 8382599.4226 | 0 | 109298016.8903 | 137911679.5138 | 749894.2093 | 28.3494 | 3855.3875 | 4864.7082 | 78.5973 | 99.1737
1 | 5100 | 707 | 0.03 | 15 | 15 | 7 | 1e-09 | 5spot_SharedNeighbor | Water | Porous | Wet | R600a | MinimizeLCOE_Brownfield | IgnoreSilica | 2019 | 167.6607 | 65.3606 | 7.1213 | 4 | 3843.7925 | 4848.3042 | 78.3609 | 98.8392 | 158.4202 | 0 | 273.5876 | 9136569.8521 | 807156.7827 | 9433800.8126 | 9171655.5217 | 0 | 436896.5859 | 0 | 11304571.0265 | 29412174.9246 | 20074413.7458 | 89777239.2521 | 961560.8286 | 18752195.8818 | 18752195.8818 | 1478867.319 | 8382599.4226 | 0 | 109490995.9626 | 138104658.586 | 1000000 | 28.4851 | 3843.7925 | 4848.3042 | 78.3609 | 98.8392
1 | 5100 | 707 | 0.03 | 15 | 15 | 7 | 1.3335e-09 | 5spot_SharedNeighbor | Water | Porous | Wet | R600a | MinimizeLCOE_Brownfield | IgnoreSilica | 2019 | 168.1017 | 65.5071 | 7.1464 | 4 | 3835.0746 | 4836.0515 | 78.1832 | 98.5895 | 158.3981 | 0 | 275.0283 | 9151157.484 | 808422.5321 | 9450709.78 | 9194718.3217 | 0 | 425444.2958 | 0 | 11321876.4413 | 29457200.0641 | 20105144.3287 | 89914673.2476 | 961560.8286 | 18752195.8818 | 18752195.8818 | 1478867.319 | 8382599.4226 | 0 | 109628429.9581 | 138242092.5815 | 1333521.4322 | 28.5857 | 3835.0746 | 4836.0515 | 78.1832 | 98.5895
1 | 5100 | 707 | 0.03 | 15 | 15 | 7 | 1.7783e-09 | 5spot_SharedNeighbor | Water | Porous | Wet | R600a | MinimizeLCOE_Brownfield | IgnoreSilica | 2019 | 168.4112 | 65.6098 | 7.1647 | 4 | 3828.5234 | 4826.9415 | 78.0496 | 98.4037 | 158.3826 | 0 | 273.9408 | 9161376.0867 | 809309.1579 | 9462556.3422 | 9210899.1415 | 0 | 416405.6847 | 0 | 11333613.1011 | 29487736.4454 | 20125986.0364 | 90007881.996 | 961560.8286 | 18752195.8818 | 18752195.8818 | 1478867.319 | 8382599.4226 | 0 | 109721638.7064 | 138335301.3298 | 1778279.41 | 28.659 | 3828.5234 | 4826.9415 | 78.0496 | 98.4037
1 | 5100 | 707 | 0.03 | 15 | 15 | 7 | 2.3714e-09 | 5spot_SharedNeighbor | Water | Porous | Wet | R600a | MinimizeLCOE_Brownfield | IgnoreSilica | 2019 | 168.6593 | 65.692 | 7.179 | 4 | 3823.6027 | 4820.0442 | 77.9493 | 98.2631 | 158.3702 | 0 | 284.704 | 9169556.626 | 810018.9323 | 9472041.2589 | 9223864.4182 | 0 | 409713.9479 | 0 | 11343226.1215 | 29512747.5525 | 20143056.6309 | 90084225.4882 | 961560.8286 | 18752195.8818 | 18752195.8818 | 1478867.319 | 8382599.4226 | 0 | 109797982.1986 | 138411644.822 | 2371373.7057 | 28.7158 | 3823.6027 | 4820.0442 | 77.9493 | 98.2631
1 | 5100 | 707 | 0.03 | 15 | 15 | 7 | 3.1623e-09 | 5spot_SharedNeighbor | Water | Porous | Wet | R600a | MinimizeLCOE_Brownfield | IgnoreSilica | 2019 | 168.8445 | 65.7533 | 7.1896 | 4 | 3819.908 | 4814.8731 | 77.874 | 98.1577 | 158.3609 | 0 | 277.9655 | 9175660.0071 | 810548.4748 | 9479118.4588 | 9233545.4926 | 0 | 404622.5681 | 0 | 11350363.0506 | 29531316.378 | 20155730.2359 | 90140904.666 | 961560.8286 | 18752195.8818 | 18752195.8818 | 1478867.319 | 8382599.4226 | 0 | 109854661.3764 | 138468323.9998 | 3162277.6602 | 28.7585 | 3819.908 | 4814.8731 | 77.874 | 98.1577
1 | 5100 | 707 | 0.03 | 15 | 15 | 7 | 4.217e-09 | 5spot_SharedNeighbor | Water | Porous | Wet | R600a | MinimizeLCOE_Brownfield | IgnoreSilica | 2019 | 168.9714 | 65.7953 | 7.1973 | 4 | 3817.1347 | 4811.0409 | 77.8175 | 98.0796 | 158.3545 | 0 | 255.6816 | 9179836.9594 | 810910.8714 | 9483962.1762 | 9240175.9882 | 0 | 400618.5678 | 0 | 11355046.7796 | 29543502.4801 | 20164047.5009 | 90178101.3235 | 961560.8286 | 18752195.8818 | 18752195.8818 | 1478867.319 | 8382599.4226 | 0 | 109891858.034 | 138505520.6574 | 4216965.0343 | 28.7891 | 3817.1347 | 4811.0409 | 77.8175 | 98.0796
1 | 5100 | 707 | 0.03 | 15 | 15 | 7 | 5.6234e-09 | 5spot_SharedNeighbor | Water | Porous | Wet | R600a | MinimizeLCOE_Brownfield | IgnoreSilica | 2019 | 169.0614 | 65.8251 | 7.2029 | 4 | 3815.0534 | 4808.1863 | 77.775 | 98.0214 | 158.3499 | 0 | 277.1008 | 9182798.1903 | 811167.7883 | 9487396.2626 | 9244879.2486 | 0 | 397530.7209 | 0 | 11358271.1622 | 29551891.6623 | 20169773.2902 | 90203708.3255 | 961560.8286 | 18752195.8818 | 18752195.8818 | 1478867.319 | 8382599.4226 | 0 | 109917465.0359 | 138531127.6594 | 5623413.2519 | 28.8115 | 3815.0534 | 4808.1863 | 77.775 | 98.0214
1 | 5100 | 707 | 0.03 | 15 | 15 | 7 | 7.4989e-09 | 5spot_SharedNeighbor | Water | Porous | Wet | R600a | MinimizeLCOE_Brownfield | IgnoreSilica | 2019 | 169.1345 | 65.8493 | 7.2072 | 4 | 3813.4918 | 4806.0232 | 77.7432 | 97.9773 | 158.3462 | 0 | 270.073 | 9185204.9738 | 811376.5998 | 9490187.4612 | 9248702.2922 | 0 | 395273.4707 | 0 | 11360990.4711 | 29558966.7462 | 20174602.1803 | 90225304.1953 | 961560.8286 | 18752195.8818 | 18752195.8818 | 1478867.319 | 8382599.4226 | 0 | 109939060.9058 | 138552723.5292 | 7498942.0933 | 28.829 | 3813.4918 | 4806.0232 | 77.7432 | 97.9773
1 | 5100 | 707 | 0.03 | 15 | 15 | 7 | 1e-08 | 5spot_SharedNeighbor | Water | Porous | Wet | R600a | MinimizeLCOE_Brownfield | IgnoreSilica | 2019 | 169.1882 | 65.8671 | 7.2105 | 4 | 3812.3203 | 4804.4053 | 77.7193 | 97.9443 | 158.3435 | 0 | 259.4158 | 9186971.3616 | 811529.8501 | 9492236.0332 | 9251508.9231 | 0 | 393559.5389 | 0 | 11362964.2257 | 29564102.0508 | 20178107.1312 | 90240979.1145 | 961560.8286 | 18752195.8818 | 18752195.8818 | 1478867.319 | 8382599.4226 | 0 | 109954735.8249 | 138568398.4484 | 10000000 | 28.8419 | 3812.3203 | 4804.4053 | 77.7193 | 97.9443
1 | 5200 | 707 | 0.03 | 15 | 15 | 7 | 1e-13 | 5spot_SharedNeighbor | Water | Porous | Wet | R600a | MinimizeLCOE_Brownfield | IgnoreSilica | 2019 | 0 | 0 | 0 | 0 |  |  |  |  | 15 |  | 25.8346 | [19 empty] | 100 | 0
1 | 5200 | 707 | 0.03 | 15 | 15 | 7 | 1.3335e-13 | 5spot_SharedNeighbor | Water | Porous | Wet | R600a | MinimizeLCOE_Brownfield | IgnoreSilica | 2019 | 0 | 0 | 0 | 0 |  |  |  |  | 15 |  | 25.0114 | [19 empty] | 133.3521 | 0
1 | 5200 | 707 | 0.03 | 15 | 15 | 7 | 1.7783e-13 | 5spot_SharedNeighbor | Water | Porous | Wet | R600a | MinimizeLCOE_Brownfield | IgnoreSilica | 2019 | 1.1619 | 0.23122 | 0.0069519 | 4 | 770543.13 | 1824954.88 | 15708.5639 | 37204.1737 | 111.9108 | 0 | 50.9396 | 138298.6442 | 9219.3726 | 106381.5827 | 67110.9528 | 0 | 69076.9655 | 0 | 152134.1319 | 395821.8042 | 270156.5147 | 1208199.9686 | 961560.8286 | 19257185.0261 | 19257185.0261 | 1478867.319 | 8584595.0803 | 0 | 21426945.8233 | 50747593.2487 | 177.8279 | 0.027808 | 770543.13 | 1824954.88 | 15708.5639 | 37204.1737
1 | 5200 | 707 | 0.03 | 15 | 15 | 7 | 2.3714e-13 | 5spot_SharedNeighbor | Water | Porous | Wet | R600a | MinimizeLCOE_Brownfield | IgnoreSilica | 2019 | 1.5102 | 0.34977 | 0.016222 | 4 | 336348.2527 | 788219.9255 | 6856.9141 | 16068.9293 | 121.6212 | 0 | 56.3069 | 194787.3176 | 13787.6938 | 147131.3885 | 84576.9082 | 0 | 78214.9459 | 0 | 202214.319 | 526120.1783 | 359087.8324 | 1605920.5837 | 961560.8286 | 19257185.0261 | 19257185.0261 | 1478867.319 | 8584595.0803 | 0 | 21824666.4384 | 51145313.8638 | 237.1374 | 0.064887 | 336348.2527 | 788219.9255 | 6856.9141 | 16068.9293
1 | 5200 | 707 | 0.03 | 15 | 15 | 7 | 3.1623e-13 | 5spot_SharedNeighbor | Water | Porous | Wet | R600a | MinimizeLCOE_Brownfield | IgnoreSilica | 2019 | 1.982 | 0.5215 | 0.030849 | 4 | 181167.373 | 418784.8296 | 3693.3419 | 8537.4952 | 130.3286 | 0 | 336.6981 | 269145.7224 | 20146.0128 | 201308.6551 | 109386.8311 | 0 | 89746.8052 | 0 | 268996.2704 | 699873.1169 | 477677.7832 | 2136281.1972 | 961560.8286 | 19257185.0261 | 19257185.0261 | 1478867.319 | 8584595.0803 | 0 | 22355027.0519 | 51675674.4773 | 316.2278 | 0.12339 | 181167.373 | 418784.8296 | 3693.3419 | 8537.4952
1 | 5200 | 707 | 0.03 | 15 | 15 | 7 | 4.217e-13 | 5spot_SharedNeighbor | Water | Porous | Wet | R600a | MinimizeLCOE_Brownfield | IgnoreSilica | 2019 | 2.5849 | 0.75086 | 0.051939 | 4 | 110734.5396 | 251864.402 | 2257.4734 | 5134.5965 | 137.4781 | 0 | 437.6192 | 359409.0714 | 28227.331 | 268151.9007 | 141780.7999 | 0 | 102284.7053 | 0 | 350942.9853 | 913081.6593 | 623196.9944 | 2787075.4474 | 961560.8286 | 19257185.0261 | 19257185.0261 | 1478867.319 | 8584595.0803 | 0 | 23005821.3021 | 52326468.7275 | 421.6965 | 0.20776 | 110734.5396 | 251864.402 | 2257.4734 | 5134.5965
1 | 5200 | 707 | 0.03 | 15 | 15 | 7 | 5.6234e-13 | 5spot_SharedNeighbor | Water | Porous | Wet | R600a | MinimizeLCOE_Brownfield | IgnoreSilica | 2019 | 3.3823 | 1.0635 | 0.081971 | 4 | 72677.9395 | 162102.1241 | 1481.6381 | 3304.6711 | 143.4353 | 0 | 576.2724 | 471555.7197 | 38653.9184 | 352807.2999 | 185546.6406 | 0 | 117339.232 | 0 | 454702.0961 | 1183041.582 | 807450.1888 | 3611096.6775 | 961560.8286 | 19257185.0261 | 19257185.0261 | 1478867.319 | 8584595.0803 | 0 | 23829842.5322 | 53150489.9576 | 562.3413 | 0.32788 | 72677.9395 | 162102.1241 | 1481.6381 | 3304.6711
1 | 5200 | 707 | 0.03 | 15 | 15 | 7 | 7.4989e-13 | 5spot_SharedNeighbor | Water | Porous | Wet | R600a | MinimizeLCOE_Brownfield | IgnoreSilica | 2019 | 4.4332 | 1.4854 | 0.12396 | 4 | 50158.7912 | 109291.0969 | 1022.5548 | 2228.0468 | 148.2766 | 0 | 77.5163 | 609984.8449 | 51970.4525 | 459294.9139 | 245525.7714 | 0 | 135329.1519 | 0 | 585821.0025 | 1524186.08 | 1040288.3185 | 4652400.5355 | 961560.8286 | 19257185.0261 | 19257185.0261 | 1478867.319 | 8584595.0803 | 0 | 24871146.3902 | 54191793.8156 | 749.8942 | 0.49585 | 50158.7912 | 109291.0969 | 1022.5548 | 2228.0468
1 | 5200 | 707 | 0.03 | 15 | 15 | 7 | 1e-12 | 5spot_SharedNeighbor | Water | Porous | Wet | R600a | MinimizeLCOE_Brownfield | IgnoreSilica | 2019 | 5.8559 | 2.0631 | 0.18259 | 4 | 35887.238 | 76031.8857 | 731.6099 | 1550.0128 | 152.2155 | 0 | 67.9204 | 783508.6985 | 69167.5774 | 595532.5387 | 328236.7985 | 0 | 158299.3701 | 0 | 754550.5435 | 1963185.7346 | 1339914.6033 | 5992395.8647 | 961560.8286 | 19257185.0261 | 19257185.0261 | 1478867.319 | 8584595.0803 | 0 | 26211141.7195 | 55531789.1449 | 1000 | 0.73038 | 35887.238 | 76031.8857 | 731.6099 | 1550.0128
1 | 5200 | 707 | 0.03 | 15 | 15 | 7 | 1.3335e-12 | 5spot_SharedNeighbor | Water | Porous | Wet | R600a | MinimizeLCOE_Brownfield | IgnoreSilica | 2019 | 7.7294 | 2.8289 | 0.26023 | 4 | 26761.9188 | 54930.3046 | 545.5779 | 1119.8286 | 155.1773 | 0 | 102.981 | 990984.4601 | 89694.5333 | 765091.9522 | 434464.5935 | 0 | 185788.3409 | 0 | 961749.3132 | 2502274.4311 | 1707853.7158 | 7637901.3401 | 961560.8286 | 19257185.0261 | 19257185.0261 | 1478867.319 | 8584595.0803 | 0 | 27856647.1948 | 57177294.6202 | 1333.5214 | 1.0409 | 26761.9188 | 54930.3046 | 545.5779 | 1119.8286
1 | 5200 | 707 | 0.03 | 15 | 15 | 7 | 1.7783e-12 | 5spot_SharedNeighbor | Water | Porous | Wet | R600a | MinimizeLCOE_Brownfield | IgnoreSilica | 2019 | 10.2138 | 3.9331 | 0.36591 | 4 | 20495.5914 | 40528.1351 | 417.8304 | 826.2209 | 157.7271 | 0 | 82.5051 | 1248793.6969 | 112862.2958 | 995908.0676 | 579425.5512 | 0 | 220530.9017 | 0 | 1231433.0002 | 3203936.0648 | 2186752.1985 | 9779641.7768 | 961560.8286 | 19257185.0261 | 19257185.0261 | 1478867.319 | 8584595.0803 | 0 | 29998387.6315 | 59319035.0569 | 1778.2794 | 1.4637 | 20495.5914 | 40528.1351 | 417.8304 | 826.2209
1 | 5200 | 707 | 0.03 | 15 | 15 | 7 | 2.3714e-12 | 5spot_SharedNeighbor | Water | Porous | Wet | R600a | MinimizeLCOE_Brownfield | IgnoreSilica | 2019 | 13.5396 | 5.3879 | 0.50481 | 4 | 16164.8666 | 30685.5627 | 329.5427 | 625.5667 | 159.6036 | 0 | 90.4749 | 1558457.849 | 140679.2344 | 1281058.8979 | 767042.4902 | 0 | 263367.0647 | 0 | 1564136.1591 | 4069561.4375 | 2777559.3022 | 12421862.435 | 961560.8286 | 19257185.0261 | 19257185.0261 | 1478867.319 | 8584595.0803 | 0 | 32640608.2897 | 61961255.7151 | 2371.3737 | 2.0192 | 16164.8666 | 30685.5627 | 329.5427 | 625.5667
1 | 5200 | 707 | 0.03 | 15 | 15 | 7 | 3.1623e-12 | 5spot_SharedNeighbor | Water | Porous | Wet | R600a | MinimizeLCOE_Brownfield | IgnoreSilica | 2019 | 17.9365 | 7.3124 | 0.68872 | 4 | 13042.022 | 23685.1438 | 265.8793 | 482.8537 | 161.0379 | 0 | 68.2777 | 1932843.4258 | 174211.9253 | 1635614.5487 | 1014854.5425 | 0 | 314908.7032 | 0 | 1978248.9267 | 5146997.9127 | 3512931.8357 | 15710611.8206 | 961560.8286 | 19257185.0261 | 19257185.0261 | 1478867.319 | 8584595.0803 | 0 | 35929357.6753 | 65250005.1007 | 3162.2777 | 2.7549 | 13042.022 | 23685.1438 | 265.8793 | 482.8537
1 | 5200 | 707 | 0.03 | 15 | 15 | 7 | 4.217e-12 | 5spot_SharedNeighbor | Water | Porous | Wet | R600a | MinimizeLCOE_Brownfield | IgnoreSilica | 2019 | 23.7559 | 9.8603 | 0.93221 | 4 | 10737.5836 | 18600.7769 | 218.9002 | 379.202 | 162.1333 | 0 | 80.3921 | 2387011.5029 | 214762.5825 | 2077517.3748 | 1342572.1519 | 0 | 377374.7156 | 0 | 2495702.9478 | 6493307.1312 | 4431815.5412 | 19820063.9479 | 961560.8286 | 19257185.0261 | 19257185.0261 | 1478867.319 | 8584595.0803 | 0 | 40038809.8026 | 69359457.2281 | 4216.965 | 3.7288 | 10737.5836 | 18600.7769 | 218.9002 | 379.202
1 | 5200 | 707 | 0.03 | 15 | 15 | 7 | 5.6234e-12 | 5spot_SharedNeighbor | Water | Porous | Wet | R600a | MinimizeLCOE_Brownfield | IgnoreSilica | 2019 | 31.4396 | 13.2257 | 1.2536 | 4 | 9009.0566 | 14856.2901 | 183.6618 | 302.8656 | 162.9677 | 0 | 106.804 | 2937774.9541 | 263772.2444 | 2627653.3264 | 1775262.362 | 0 | 453223.6965 | 0 | 3142497.7675 | 8176134.5762 | 5580379.851 | 24956698.7783 | 961560.8286 | 19257185.0261 | 19257185.0261 | 1478867.319 | 8584595.0803 | 0 | 45175444.633 | 74496092.0584 | 5623.4133 | 5.0144 | 9009.0566 | 14856.2901 | 183.6618 | 302.8656
1 | 5200 | 707 | 0.03 | 15 | 15 | 7 | 7.4989e-12 | 5spot_SharedNeighbor | Water | Porous | Wet | R600a | MinimizeLCOE_Brownfield | IgnoreSilica | 2019 | 41.4636 | 17.6167 | 1.673 | 4 | 7700.416 | 12081.8648 | 156.9834 | 246.3052 | 163.5965 | 0 | 116.5176 | 3598885.5868 | 322391.549 | 3305013.7583 | 2339555.5438 | 0 | 543892.4573 | 0 | 3942798.1692 | 10258352.057 | 7001536.067 | 31312425.1884 | 961560.8286 | 19257185.0261 | 19257185.0261 | 1478867.319 | 8584595.0803 | 0 | 51531171.0431 | 80851818.4686 | 7498.9421 | 6.692 | 7700.416 | 12081.8648 | 156.9834 | 246.3052
1 | 5200 | 707 | 0.03 | 15 | 15 | 7 | 1e-11 | 5spot_SharedNeighbor | Water | Porous | Wet | R600a | MinimizeLCOE_Brownfield | IgnoreSilica | 2019 | 54.3601 | 23.2583 | 2.2115 | 4 | 6703.5088 | 10018.0251 | 136.6601 | 204.231 | 164.0434 | 0 | 107.0279 | 4382314.2124 | 391598.6169 | 4127585.9856 | 3065360.5122 | 0 | 651215.0599 | 0 | 4921049.0109 | 12803560.0804 | 8738692.8417 | 39081376.32 | 961560.8286 | 19257185.0261 | 19257185.0261 | 1478867.319 | 8584595.0803 | 0 | 59300122.1748 | 88620769.6002 | 10000 | 8.8461 | 6703.5088 | 10018.0251 | 136.6601 | 204.231
1 | 5200 | 707 | 0.03 | 15 | 15 | 7 | 1.3335e-11 | 5spot_SharedNeighbor | Water | Porous | Wet | R600a | MinimizeLCOE_Brownfield | IgnoreSilica | 2019 | 70.5622 | 30.2902 | 2.8813 | 4 | 5948.608 | 8492.6921 | 121.2704 | 173.135 | 164.2568 | 0 | 112.8047 | 5286127.8574 | 471137.8577 | 5098887.0361 | 3974971.1793 | 0 | 775975.3925 | 0 | 6086768.736 | 15836523.6831 | 10808752.8217 | 48339144.5638 | 961560.8286 | 19257185.0261 | 19257185.0261 | 1478867.319 | 8584595.0803 | 0 | 68557890.4185 | 97878537.8439 | 13335.2143 | 11.525 | 5948.608 | 8492.6921 | 121.2704 | 173.135
1 | 5200 | 707 | 0.03 | 15 | 15 | 7 | 1.7783e-11 | 5spot_SharedNeighbor | Water | Porous | Wet | R600a | MinimizeLCOE_Brownfield | IgnoreSilica | 2019 | 90.1406 | 38.612 | 3.6697 | 4 | 5389.8597 | 7387.3177 | 109.8796 | 150.6005 | 164.1185 | 0 | 120.1672 | 6281372.5985 | 558396.1435 | 6191727.8056 | 5068584.7744 | 0 | 916410.7839 | 0 | 7416431.9213 | 19296034.5399 | 13169940.0673 | 58898898.6344 | 961560.8286 | 19257185.0261 | 19257185.0261 | 1478867.319 | 8584595.0803 | 0 | 79117644.4891 | 108438291.9145 | 17782.7941 | 14.679 | 5389.8597 | 7387.3177 | 109.8796 | 150.6005
1 | 5200 | 707 | 0.03 | 15 | 15 | 7 | 2.3714e-11 | 5spot_SharedNeighbor | Water | Porous | Wet | R600a | MinimizeLCOE_Brownfield | IgnoreSilica | 2019 | 108.9297 | 46.323 | 4.4366 | 4 | 4989.6702 | 6641.8611 | 101.7212 | 135.4033 | 163.6541 | 0 | 127.3748 | 7149937.5351 | 634299.5991 | 7162610.1718 | 6108557.569 | 0 | 1006257.5453 | 0 | 8604048.3439 | 22385968.8579 | 15278883.7311 | 68330563.3532 | 961560.8286 | 19257185.0261 | 19257185.0261 | 1478867.319 | 8584595.0803 | 0 | 88549309.2079 | 117869956.6333 | 23713.7371 | 17.7465 | 4989.6702 | 6641.8611 | 101.7212 | 135.4033
1 | 5200 | 707 | 0.03 | 15 | 15 | 7 | 3.1623e-11 | 5spot_SharedNeighbor | Water | Porous | Wet | R600a | MinimizeLCOE_Brownfield | IgnoreSilica | 2019 | 120.213 | 50.7912 | 4.9922 | 4 | 4689.4587 | 6157.7724 | 95.601 | 125.5345 | 163.2431 | 0 | 159.0565 | 7634251.5383 | 676531.9798 | 7710176.7934 | 6727470.3149 | 0 | 957961.5672 | 0 | 9245492.9555 | 24054876.1589 | 16417947.2567 | 73424708.5648 | 961560.8286 | 19257185.0261 | 19257185.0261 | 1478867.319 | 8584595.0803 | 0 | 93643454.4196 | 122964101.845 | 31622.7766 | 19.9689 | 4689.4587 | 6157.7724 | 95.601 | 125.5345
1 | 5200 | 707 | 0.03 | 15 | 15 | 7 | 4.217e-11 | 5spot_SharedNeighbor | Water | Porous | Wet | R600a | MinimizeLCOE_Brownfield | IgnoreSilica | 2019 | 130.0413 | 54.5725 | 5.4862 | 4 | 4459.5636 | 5795.6821 | 90.9142 | 118.1528 | 162.8167 | 0 | 222.8577 | 8034726.7589 | 711407.0838 | 8166063.2973 | 7262628.8942 | 0 | 894091.9812 | 0 | 9776878.026 | 25437431.1103 | 17361569.4197 | 77644796.5716 | 961560.8286 | 19257185.0261 | 19257185.0261 | 1478867.319 | 8584595.0803 | 0 | 97863542.4263 | 127184189.8517 | 42169.6503 | 21.9446 | 4459.5636 | 5795.6821 | 90.9142 | 118.1528
1 | 5200 | 707 | 0.03 | 15 | 15 | 7 | 5.6234e-11 | 5spot_SharedNeighbor | Water | Porous | Wet | R600a | MinimizeLCOE_Brownfield | IgnoreSilica | 2019 | 140.4964 | 58.5082 | 5.9722 | 4 | 4282.8411 | 5510.2236 | 87.3115 | 112.3334 | 162.3379 | 0 | 254.4201 | 8443279.9055 | 746944.1155 | 8633898.559 | 7828586.7492 | 0 | 852391.7872 | 0 | 10336989.4354 | 26894726.1027 | 18356203.1965 | 82093019.8508 | 961560.8286 | 19257185.0261 | 19257185.0261 | 1478867.319 | 8584595.0803 | 0 | 102311765.7055 | 131632413.131 | 56234.1325 | 23.8888 | 4282.8411 | 5510.2236 | 87.3115 | 112.3334
1 | 5200 | 707 | 0.03 | 15 | 15 | 7 | 7.4989e-11 | 5spot_SharedNeighbor | Water | Porous | Wet | R600a | MinimizeLCOE_Brownfield | IgnoreSilica | 2019 | 147.7682 | 61.2106 | 6.3445 | 4 | 4146.5985 | 5301.9515 | 84.534 | 108.0875 | 162.0093 | 0 | 242.7241 | 8719300.7788 | 770930.2106 | 8951480.9113 | 8221232.077 | 0 | 785240.085 | 0 | 10704791.7844 | 27851672.3684 | 19009338.6861 | 85013986.9016 | 961560.8286 | 19257185.0261 | 19257185.0261 | 1478867.319 | 8584595.0803 | 0 | 105232732.7563 | 134553380.1817 | 74989.4209 | 25.3781 | 4146.5985 | 5301.9515 | 84.534 | 108.0875
1 | 5200 | 707 | 0.03 | 15 | 15 | 7 | 1e-10 | 5spot_SharedNeighbor | Water | Porous | Wet | R600a | MinimizeLCOE_Brownfield | IgnoreSilica | 2019 | 153.5586 | 63.3254 | 6.646 | 4 | 4042.9687 | 5145.9201 | 82.4214 | 104.9065 | 161.7354 | 0 | 231.8848 | 8932899.2288 | 789479.4825 | 9198050.3954 | 8532097.3923 | 0 | 720416.5142 | 0 | 10987447.7752 | 28587085.2756 | 19511273.1065 | 87258749.1706 | 961560.8286 | 19257185.0261 | 19257185.0261 | 1478867.319 | 8584595.0803 | 0 | 107477495.0253 | 136798142.4507 | 100000 | 26.5838 | 4042.9687 | 5145.9201 | 82.4214 | 104.9065
1 | 5200 | 707 | 0.03 | 15 | 15 | 7 | 1.3335e-10 | 5spot_SharedNeighbor | Water | Porous | Wet | R600a | MinimizeLCOE_Brownfield | IgnoreSilica | 2019 | 158.048 | 64.9427 | 6.8841 | 4 | 3964.3386 | 5029.1402 | 80.8184 | 102.5258 | 161.5159 | 0 | 259.2137 | 9094891.341 | 803540.1276 | 9385507.3164 | 8772390.6149 | 0 | 660818.353 | 0 | 11199687.6236 | 29139289.8248 | 19888164.0579 | 88944289.2591 | 961560.8286 | 19257185.0261 | 19257185.0261 | 1478867.319 | 8584595.0803 | 0 | 109163035.1139 | 138483682.5393 | 133352.1432 | 27.5363 | 3964.3386 | 5029.1402 | 80.8184 | 102.5258
1 | 5200 | 707 | 0.03 | 15 | 15 | 7 | 1.7783e-10 | 5spot_SharedNeighbor | Water | Porous | Wet | R600a | MinimizeLCOE_Brownfield | IgnoreSilica | 2019 | 161.4735 | 66.1634 | 7.069 | 4 | 3904.7873 | 4941.7276 | 79.6044 | 100.7438 | 161.3443 | 0 | 217.7083 | 9216406.0339 | 814083.4723 | 9526379.6989 | 8955326.1366 | 0 | 608277.7094 | 0 | 11356984.4899 | 29548544.005 | 20167488.4453 | 90193489.9913 | 961560.8286 | 19257185.0261 | 19257185.0261 | 1478867.319 | 8584595.0803 | 0 | 110412235.846 | 139732883.2714 | 177827.941 | 28.2761 | 3904.7873 | 4941.7276 | 79.6044 | 100.7438
1 | 5200 | 707 | 0.03 | 15 | 15 | 7 | 2.3714e-10 | 5spot_SharedNeighbor | Water | Porous | Wet | R600a | MinimizeLCOE_Brownfield | IgnoreSilica | 2019 | 164.0797 | 67.0844 | 7.2116 | 4 | 3859.7525 | 4876.1934 | 78.6863 | 99.4078 | 161.2115 | 0 | 289.9548 | 9307670.5862 | 821999.9431 | 9632325.3733 | 9094280.9503 | 0 | 563710.4143 | 0 | 11473795.0342 | 29852461.08 | 20374918.0939 | 91121161.4753 | 961560.8286 | 19257185.0261 | 19257185.0261 | 1478867.319 | 8584595.0803 | 0 | 111339907.33 | 140660554.7554 | 237137.3706 | 28.8464 | 3859.7525 | 4876.1934 | 78.6863 | 99.4078
1 | 5200 | 707 | 0.03 | 15 | 15 | 7 | 3.1623e-10 | 5spot_SharedNeighbor | Water | Porous | Wet | R600a | MinimizeLCOE_Brownfield | IgnoreSilica | 2019 | 166.0017 | 67.7593 | 7.3192 | 4 | 3825.7389 | 4827.2397 | 77.9929 | 98.4098 | 161.1124 | 0 | 265.0741 | 9374317.0894 | 827779.8174 | 9709769.2937 | 9196624.5556 | 0 | 526248.8522 | 0 | 11557548.4473 | 30070370.2806 | 20523645.6008 | 91786303.937 | 961560.8286 | 19257185.0261 | 19257185.0261 | 1478867.319 | 8584595.0803 | 0 | 112005049.7917 | 141325697.2171 | 316227.766 | 29.2767 | 3825.7389 | 4827.2397 | 77.9929 | 98.4098
1 | 5200 | 707 | 0.03 | 15 | 15 | 7 | 4.217e-10 | 5spot_SharedNeighbor | Water | Porous | Wet | R600a | MinimizeLCOE_Brownfield | IgnoreSilica | 2019 | 167.4413 | 68.2623 | 7.4007 | 4 | 3800.0782 | 4790.5443 | 77.4697 | 97.6617 | 161.0374 | 0 | 286.6342 | 9423869.4307 | 832076.5713 | 9767391.1528 | 9273204.4276 | 0 | 495820.6457 | 0 | 11619021.269 | 30230309.953 | 20632807.7137 | 92274501.1639 | 961560.8286 | 19257185.0261 | 19257185.0261 | 1478867.319 | 8584595.0803 | 0 | 112493247.0186 | 141813894.444 | 421696.5034 | 29.6029 | 3800.0782 | 4790.5443 | 77.4697 | 97.6617
1 | 5200 | 707 | 0.03 | 15 | 15 | 7 | 5.6234e-10 | 5spot_SharedNeighbor | Water | Porous | Wet | R600a | MinimizeLCOE_Brownfield | IgnoreSilica | 2019 | 168.5427 | 68.6457 | 7.463 | 4 | 3780.7361 | 4762.9346 | 77.0754 | 97.0989 | 160.9797 | 0 | 272.5107 | 9461561.0832 | 835344.504 | 9811244.4261 | 9331683.3143 | 0 | 471829.9365 | 0 | 11665548.673 | 30351364.7141 | 20715430.0756 | 92644006.7268 | 961560.8286 | 19257185.0261 | 19257185.0261 | 1478867.319 | 8584595.0803 | 0 | 112862752.5815 | 142183400.007 | 562341.3252 | 29.8521 | 3780.7361 | 4762.9346 | 77.0754 | 97.0989
1 | 5200 | 707 | 0.03 | 15 | 15 | 7 | 7.4989e-10 | 5spot_SharedNeighbor | Water | Porous | Wet | R600a | MinimizeLCOE_Brownfield | IgnoreSilica | 2019 | 169.3346 | 68.9202 | 7.509 | 4 | 3766.1682 | 4742.3514 | 76.7784 | 96.6792 | 160.938 | 0 | 245.0992 | 9488517.4087 | 837681.4726 | 9842619.8791 | 9373593.0304 | 0 | 452520.5735 | 0 | 11698023.6221 | 30435857.8702 | 20773098.3907 | 92901912.2474 | 961560.8286 | 19257185.0261 | 19257185.0261 | 1478867.319 | 8584595.0803 | 0 | 113120658.1021 | 142441305.5275 | 749894.2093 | 30.036 | 3766.1682 | 4742.3514 | 76.7784 | 96.6792
1 | 5200 | 707 | 0.03 | 15 | 15 | 7 | 1e-09 | 5spot_SharedNeighbor | Water | Porous | Wet | R600a | MinimizeLCOE_Brownfield | IgnoreSilica | 2019 | 169.9117 | 69.1198 | 7.5432 | 4 | 3755.2066 | 4726.9684 | 76.555 | 96.3656 | 160.9074 | 0 | 255.4301 | 9508104.5255 | 839379.47 | 9865424.5399 | 9404126.3637 | 0 | 437288.9065 | 0 | 11721186.2842 | 30496122.3655 | 20814230.1471 | 93085862.6025 | 961560.8286 | 19257185.0261 | 19257185.0261 | 1478867.319 | 8584595.0803 | 0 | 113304608.4572 | 142625255.8826 | 1000000 | 30.1727 | 3755.2066 | 4726.9684 | 76.555 | 96.3656
1 | 5200 | 707 | 0.03 | 15 | 15 | 7 | 1.3335e-09 | 5spot_SharedNeighbor | Water | Porous | Wet | R600a | MinimizeLCOE_Brownfield | IgnoreSilica | 2019 | 170.3332 | 69.2654 | 7.5686 | 4 | 3746.964 | 4715.4666 | 76.3869 | 96.1312 | 160.885 | 0 | 254.9753 | 9522378.7437 | 840616.8418 | 9882046.9996 | 9426421.13 | 0 | 425399.067 | 0 | 11737776.485 | 30539286.665 | 20843690.6685 | 93217616.6006 | 961560.8286 | 19257185.0261 | 19257185.0261 | 1478867.319 | 8584595.0803 | 0 | 113436362.4553 | 142757009.8807 | 1333521.4322 | 30.2742 | 3746.964 | 4715.4666 | 76.3869 | 96.1312
1 | 5200 | 707 | 0.03 | 15 | 15 | 7 | 1.7783e-09 | 5spot_SharedNeighbor | Water | Porous | Wet | R600a | MinimizeLCOE_Brownfield | IgnoreSilica | 2019 | 170.6427 | 69.3722 | 7.5874 | 4 | 3740.7695 | 4706.8605 | 76.2606 | 95.9557 | 160.8686 | 0 | 255.8658 | 9532840.9587 | 841523.7387 | 9894232.1847 | 9442785.4442 | 0 | 416205.6144 | 0 | 11749759.2969 | 30570463.4834 | 20864969.4876 | 93312780.2086 | 961560.8286 | 19257185.0261 | 19257185.0261 | 1478867.319 | 8584595.0803 | 0 | 113531526.0633 | 142852173.4887 | 1778279.41 | 30.3498 | 3740.7695 | 4706.8605 | 76.2606 | 95.9557
1 | 5200 | 707 | 0.03 | 15 | 15 | 7 | 2.3714e-09 | 5spot_SharedNeighbor | Water | Porous | Wet | R600a | MinimizeLCOE_Brownfield | IgnoreSilica | 2019 | 170.8667 | 69.4494 | 7.6014 | 4 | 3736.1164 | 4700.4335 | 76.1658 | 95.8247 | 160.8566 | 0 | 238.1295 | 9540401.3386 | 842179.0806 | 9903038.6129 | 9454623.9356 | 0 | 409094.3228 | 0 | 11758241.5433 | 30592532.5487 | 20880032.0782 | 93380143.4606 | 961560.8286 | 19257185.0261 | 19257185.0261 | 1478867.319 | 8584595.0803 | 0 | 113598889.3153 | 142919536.7408 | 2371373.7057 | 30.4056 | 3736.1164 | 4700.4335 | 76.1658 | 95.8247
1 | 5200 | 707 | 0.03 | 15 | 15 | 7 | 3.1623e-09 | 5spot_SharedNeighbor | Water | Porous | Wet | R600a | MinimizeLCOE_Brownfield | IgnoreSilica | 2019 | 171.0325 | 69.5065 | 7.6118 | 4 | 3732.6224 | 4695.6196 | 76.0946 | 95.7266 | 160.8478 | 0 | 221.803 | 9545992.806 | 842663.747 | 9909552.1479 | 9463386.1625 | 0 | 403667.7939 | 0 | 11764452.4363 | 30608692.0183 | 20891061.2482 | 93429468.3601 | 961560.8286 | 19257185.0261 | 19257185.0261 | 1478867.319 | 8584595.0803 | 0 | 113648214.2148 | 142968861.6402 | 3162277.6602 | 30.4473 | 3732.6224 | 4695.6196 | 76.0946 | 95.7266
1 | 5200 | 707 | 0.03 | 15 | 15 | 7 | 4.217e-09 | 5spot_SharedNeighbor | Water | Porous | Wet | R600a | MinimizeLCOE_Brownfield | IgnoreSilica | 2019 | 171.1614 | 69.5509 | 7.6198 | 4 | 3729.9996 | 4691.9911 | 76.0411 | 95.6526 | 160.8409 | 0 | 253.5536 | 9550338.4453 | 843040.4208 | 9914614.7161 | 9470199.2583 | 0 | 399618.8748 | 0 | 11769346.569 | 30621425.5476 | 20899752.1436 | 93468335.9756 | 961560.8286 | 19257185.0261 | 19257185.0261 | 1478867.319 | 8584595.0803 | 0 | 113687081.8303 | 143007729.2557 | 4216965.0343 | 30.4791 | 3729.9996 | 4691.9911 | 76.0411 | 95.6526
1 | 5200 | 707 | 0.03 | 15 | 15 | 7 | 5.6234e-09 | 5spot_SharedNeighbor | Water | Porous | Wet | R600a | MinimizeLCOE_Brownfield | IgnoreSilica | 2019 | 171.2681 | 69.5877 | 7.626 | 4 | 3728.0313 | 4689.2318 | 76.001 | 95.5963 | 160.8352 | 0 | 288.88 | 9553937.2352 | 843352.3556 | 9918807.4248 | 9475842.6014 | 0 | 396690.099 | 0 | 11773565.5892 | 30632402.5728 | 20907244.1889 | 93501842.0669 | 961560.8286 | 19257185.0261 | 19257185.0261 | 1478867.319 | 8584595.0803 | 0 | 113720587.9216 | 143041235.347 | 5623413.2519 | 30.5042 | 3728.0313 | 4689.2318 | 76.001 | 95.5963
1 | 5200 | 707 | 0.03 | 15 | 15 | 7 | 7.4989e-09 | 5spot_SharedNeighbor | Water | Porous | Wet | R600a | MinimizeLCOE_Brownfield | IgnoreSilica | 2019 | 171.3413 | 69.6128 | 7.6305 | 4 | 3726.5543 | 4687.1878 | 75.9709 | 95.5547 | 160.8313 | 0 | 280.1149 | 9556401.4945 | 843565.9503 | 9921678.4738 | 9479709.0249 | 0 | 394393.1743 | 0 | 11776341.7659 | 30639625.6151 | 20912174.0636 | 93523889.5624 | 961560.8286 | 19257185.0261 | 19257185.0261 | 1478867.319 | 8584595.0803 | 0 | 113742635.4171 | 143063282.8425 | 7498942.0933 | 30.5222 | 3726.5543 | 4687.1878 | 75.9709 | 95.5547
1 | 5200 | 707 | 0.03 | 15 | 15 | 7 | 1e-08 | 5spot_SharedNeighbor | Water | Porous | Wet | R600a | MinimizeLCOE_Brownfield | IgnoreSilica | 2019 | 171.3802 | 69.6262 | 7.6335 | 4 | 3725.4463 | 4685.714 | 75.9483 | 95.5246 | 160.8292 | 0 | 287.5039 | 9557709.4733 | 843679.3214 | 9923202.4031 | 9481763.8245 | 0 | 392459.0392 | 0 | 11777537.484 | 30642736.6282 | 20914297.394 | 93533385.5676 | 961560.8286 | 19257185.0261 | 19257185.0261 | 1478867.319 | 8584595.0803 | 0 | 113752131.4223 | 143072778.8477 | 10000000 | 30.5338 | 3725.4463 | 4685.714 | 75.9483 | 95.5246
1 | 5300 | 707 | 0.03 | 15 | 15 | 7 | 1e-13 | 5spot_SharedNeighbor | Water | Porous | Wet | R600a | MinimizeLCOE_Brownfield | IgnoreSilica | 2019 | 0 | 0 | 0 | 0 |  |  |  |  | 15 |  | 25.4496 | [19 empty] | 100 | 0
1 | 5300 | 707 | 0.03 | 15 | 15 | 7 | 1.3335e-13 | 5spot_SharedNeighbor | Water | Porous | Wet | R600a | MinimizeLCOE_Brownfield | IgnoreSilica | 2019 | 0 | 0 | 0 | 0 |  |  |  |  | 15 |  | 25.3618 | [19 empty] | 133.3521 | 0
1 | 5300 | 707 | 0.03 | 15 | 15 | 7 | 1.7783e-13 | 5spot_SharedNeighbor | Water | Porous | Wet | R600a | MinimizeLCOE_Brownfield | IgnoreSilica | 2019 | 1.2008 | 0.24833 | 0.0083642 | 4 | 657520.303 | 1555266.7602 | 13404.4407 | 31706.2166 | 114.3081 | 0 | 59.2874 | 147391.3391 | 9967.9366 | 112440.655 | 69404.8632 | 0 | 70517.1336 | 0 | 159791.5517 | 415744.8398 | 283754.3959 | 1269012.7149 | 961560.8286 | 19768034.2612 | 19768034.2612 | 1478867.319 | 8788934.7744 | 0 | 21998607.8047 | 52034444.1594 | 177.8279 | 0.033457 | 657520.303 | 1555266.7602 | 13404.4407 | 31706.2166
1 | 5300 | 707 | 0.03 | 15 | 15 | 7 | 2.3714e-13 | 5spot_SharedNeighbor | Water | Porous | Wet | R600a | MinimizeLCOE_Brownfield | IgnoreSilica | 2019 | 1.5491 | 0.37088 | 0.018434 | 4 | 303824.57 | 711169.7361 | 6193.8748 | 14498.157 | 123.8683 | 0 | 65.8471 | 205309.5354 | 14732.1102 | 153958.8823 | 87122.9467 | 0 | 79061.2204 | 0 | 210672.031 | 548125.41 | 374106.8551 | 1673088.9911 | 961560.8286 | 19768034.2612 | 19768034.2612 | 1478867.319 | 8788934.7744 | 0 | 22402684.0809 | 52438520.4356 | 237.1374 | 0.073736 | 303824.57 | 711169.7361 | 6193.8748 | 14498.157
1 | 5300 | 707 | 0.03 | 15 | 15 | 7 | 3.1623e-13 | 5spot_SharedNeighbor | Water | Porous | Wet | R600a | MinimizeLCOE_Brownfield | IgnoreSilica | 2019 | 2.0209 | 0.54839 | 0.034216 | 4 | 167643.8903 | 387103.4442 | 3417.6475 | 7891.6273 | 132.5212 | 0 | 342.4837 | 281813.1832 | 21394.8439 | 209258.1882 | 112569.1643 | 0 | 89987.5871 | 0 | 278858.957 | 725533.8042 | 495191.7296 | 2214607.4575 | 961560.8286 | 19768034.2612 | 19768034.2612 | 1478867.319 | 8788934.7744 | 0 | 22944202.5474 | 52980038.902 | 316.2278 | 0.13686 | 167643.8903 | 387103.4442 | 3417.6475 | 7891.6273
1 | 5300 | 707 | 0.03 | 15 | 15 | 7 | 4.217e-13 | 5spot_SharedNeighbor | Water | Porous | Wet | R600a | MinimizeLCOE_Brownfield | IgnoreSilica | 2019 | 2.6433 | 0.79261 | 0.057283 | 4 | 103129.2394 | 234213.8678 | 2102.429 | 4774.7665 | 139.8686 | 0 | 452.0576 | 377482.9798 | 30130.8331 | 279565.8745 | 146444.4774 | 0 | 102926.3263 | 0 | 365254.6915 | 950317.7833 | 648611.4142 | 2900734.3801 | 961560.8286 | 19768034.2612 | 19768034.2612 | 1478867.319 | 8788934.7744 | 0 | 23630329.47 | 53666165.8246 | 421.6965 | 0.22913 | 103129.2394 | 234213.8678 | 2102.429 | 4774.7665
1 | 5300 | 707 | 0.03 | 15 | 15 | 7 | 5.6234e-13 | 5spot_SharedNeighbor | Water | Porous | Wet | R600a | MinimizeLCOE_Brownfield | IgnoreSilica | 2019 | 3.4601 | 1.124 | 0.090141 | 4 | 67941.8026 | 151243.9501 | 1385.0855 | 3083.3125 | 145.9248 | 0 | 594.1975 | 496043.4908 | 41432.9883 | 368138.7558 | 192747.9715 | 0 | 118146.4602 | 0 | 474438.77 | 1234392.3586 | 842498.149 | 3767838.9441 | 961560.8286 | 19768034.2612 | 19768034.2612 | 1478867.319 | 8788934.7744 | 0 | 24497434.034 | 54533270.3886 | 562.3413 | 0.36056 | 67941.8026 | 151243.9501 | 1385.0855 | 3083.3125
1 | 5300 | 707 | 0.03 | 15 | 15 | 7 | 7.4989e-13 | 5spot_SharedNeighbor | Water | Porous | Wet | R600a | MinimizeLCOE_Brownfield | IgnoreSilica | 2019 | 4.5453 | 1.5739 | 0.13626 | 4 | 46968.9217 | 102076.8769 | 957.525 | 2080.9752 | 150.8717 | 0 | 80.3285 | 643354.1549 | 56031.4795 | 480150.9925 | 256192.5734 | 0 | 136687.2532 | 0 | 613242.4169 | 1595530.9754 | 1088982.6756 | 4870172.5213 | 961560.8286 | 19768034.2612 | 19768034.2612 | 1478867.319 | 8788934.7744 | 0 | 25599767.6112 | 55635603.9658 | 749.8942 | 0.54504 | 46968.9217 | 102076.8769 | 957.525 | 2080.9752
1 | 5300 | 707 | 0.03 | 15 | 15 | 7 | 1e-12 | 5spot_SharedNeighbor | Water | Porous | Wet | R600a | MinimizeLCOE_Brownfield | IgnoreSilica | 2019 | 5.9802 | 2.1735 | 0.19925 | 4 | 33846.0248 | 71532.2959 | 689.997 | 1458.2826 | 154.805 | 0 | 71.3317 | 823202.0763 | 74455.9859 | 619691.3412 | 340204.7437 | 0 | 158934.7069 | 0 | 786430.653 | 2046131.2401 | 1396526.6152 | 6245577.3623 | 961560.8286 | 19768034.2612 | 19768034.2612 | 1478867.319 | 8788934.7744 | 0 | 26975172.4521 | 57011008.8068 | 1000 | 0.797 | 33846.0248 | 71532.2959 | 689.997 | 1458.2826
1 | 5300 | 707 | 0.03 | 15 | 15 | 7 | 1.3335e-12 | 5spot_SharedNeighbor | Water | Porous | Wet | R600a | MinimizeLCOE_Brownfield | IgnoreSilica | 2019 | 7.8757 | 3.0352 | 0.28235 | 4 | 25441.936 | 52036.4921 | 518.6683 | 1060.8343 | 157.7719 | 0 | 94.2087 | 1040855.5761 | 94137.6453 | 809428.7433 | 452394.5202 | 0 | 187561.6583 | 0 | 1007907.4758 | 2622368.5018 | 1789820.3868 | 8004474.5076 | 961560.8286 | 19768034.2612 | 19768034.2612 | 1478867.319 | 8788934.7744 | 0 | 28734069.5974 | 58769905.9521 | 1333.5214 | 1.1294 | 25441.936 | 52036.4921 | 518.6683 | 1060.8343
1 | 5300 | 707 | 0.03 | 15 | 15 | 7 | 1.7783e-12 | 5spot_SharedNeighbor | Water | Porous | Wet | R600a | MinimizeLCOE_Brownfield | IgnoreSilica | 2019 | 10.4185 | 4.202 | 0.39491 | 4 | 19588.0671 | 38602.6596 | 399.3292 | 786.9674 | 160.3958 | 0 | 82.6696 | 1308272.0791 | 118211.3187 | 1050031.47 | 597884.233 | 0 | 222752.0297 | 0 | 1285888.9409 | 3345619.2521 | 2283453.8852 | 10212113.2087 | 961560.8286 | 19768034.2612 | 19768034.2612 | 1478867.319 | 8788934.7744 | 0 | 30941708.2986 | 60977544.6532 | 1778.2794 | 1.5796 | 19588.0671 | 38602.6596 | 399.3292 | 786.9674
1 | 5300 | 707 | 0.03 | 15 | 15 | 7 | 2.3714e-12 | 5spot_SharedNeighbor | Water | Porous | Wet | R600a | MinimizeLCOE_Brownfield | IgnoreSilica | 2019 | 13.807 | 5.7464 | 0.54348 | 4 | 15496.2292 | 29312.6235 | 315.9116 | 597.5775 | 162.3011 | 0 | 83.8597 | 1630810.6967 | 147167.7002 | 1348804.8071 | 790931.9596 | 0 | 266017.2726 | 0 | 1631655.6501 | 4245233.3031 | 2897458.9602 | 12958080.3497 | 961560.8286 | 19768034.2612 | 19768034.2612 | 1478867.319 | 8788934.7744 | 0 | 33687675.4396 | 63723511.7942 | 2371.3737 | 2.1739 | 15496.2292 | 29312.6235 | 315.9116 | 597.5775
1 | 5300 | 707 | 0.03 | 15 | 15 | 7 | 3.1623e-12 | 5spot_SharedNeighbor | Water | Porous | Wet | R600a | MinimizeLCOE_Brownfield | IgnoreSilica | 2019 | 18.2849 | 7.7884 | 0.74014 | 4 | 12532.9938 | 22678.2872 | 255.502 | 462.3276 | 163.7576 | 0 | 75.129 | 2020792.9524 | 182074.9989 | 1720252.9837 | 1045853.8835 | 0 | 318029.2445 | 0 | 2061931.5846 | 5364723.0227 | 3661533.697 | 16375192.3673 | 961560.8286 | 19768034.2612 | 19768034.2612 | 1478867.319 | 8788934.7744 | 0 | 37104787.4571 | 67140623.8117 | 3162.2777 | 2.9606 | 12532.9938 | 22678.2872 | 255.502 | 462.3276
1 | 5300 | 707 | 0.03 | 15 | 15 | 7 | 4.217e-12 | 5spot_SharedNeighbor | Water | Porous | Wet | R600a | MinimizeLCOE_Brownfield | IgnoreSilica | 2019 | 24.2164 | 10.494 | 1.0006 | 4 | 10338.0098 | 17842.1884 | 210.7543 | 363.7371 | 164.8712 | 0 | 89.5582 | 2494414.1843 | 224333.3599 | 2183659.6172 | 1383184.4633 | 0 | 381213.8227 | 0 | 2600054.1245 | 6764807.4875 | 4617120.1131 | 20648787.1727 | 961560.8286 | 19768034.2612 | 19768034.2612 | 1478867.319 | 8788934.7744 | 0 | 41378382.2625 | 71414218.6172 | 4216.965 | 4.0025 | 10338.0098 | 17842.1884 | 210.7543 | 363.7371
1 | 5300 | 707 | 0.03 | 15 | 15 | 7 | 5.6234e-12 | 5spot_SharedNeighbor | Water | Porous | Wet | R600a | MinimizeLCOE_Brownfield | IgnoreSilica | 2019 | 32.0238 | 14.0565 | 1.3437 | 4 | 8689.5368 | 14277.9861 | 177.148 | 291.0761 | 165.7176 | 0 | 96.5501 | 3067197.9096 | 275265.001 | 2758899.9667 | 1827182.5356 | 0 | 457410.8854 | 0 | 3270522.9563 | 8509229.8559 | 5807724.2238 | 25973433.3343 | 961560.8286 | 19768034.2612 | 19768034.2612 | 1478867.319 | 8788934.7744 | 0 | 46703028.4241 | 76738864.7788 | 5623.4133 | 5.3746 | 8689.5368 | 14277.9861 | 177.148 | 291.0761
1 | 5300 | 707 | 0.03 | 15 | 15 | 7 | 7.4989e-12 | 5spot_SharedNeighbor | Water | Porous | Wet | R600a | MinimizeLCOE_Brownfield | IgnoreSilica | 2019 | 42.2212 | 18.7103 | 1.7916 | 4 | 7437.6087 | 11628.8248 | 151.6257 | 237.0693 | 166.3561 | 0 | 95.7564 | 3755799.6446 | 336274.3743 | 3468160.0253 | 2407024.3345 | 0 | 548869.7647 | 0 | 4101289.9759 | 10670715.2271 | 7282982.4038 | 32571115.7503 | 961560.8286 | 19768034.2612 | 19768034.2612 | 1478867.319 | 8788934.7744 | 0 | 53300710.8401 | 83336547.1948 | 7498.9421 | 7.1664 | 7437.6087 | 11628.8248 | 151.6257 | 237.0693
1 | 5300 | 707 | 0.03 | 15 | 15 | 7 | 1e-11 | 5spot_SharedNeighbor | Water | Porous | Wet | R600a | MinimizeLCOE_Brownfield | IgnoreSilica | 2019 | 55.3347 | 24.6853 | 2.3663 | 4 | 6482.732 | 9656.0521 | 132.1593 | 196.8517 | 166.8057 | 0 | 111.5468 | 4571417.0633 | 408265.8258 | 4328964.1699 | 3152312.2327 | 0 | 657178.8237 | 0 | 5116073.865 | 13310974.7457 | 9085013.7771 | 40630200.5034 | 961560.8286 | 19768034.2612 | 19768034.2612 | 1478867.319 | 8788934.7744 | 0 | 61359795.5932 | 91395631.9478 | 10000 | 9.4651 | 6482.732 | 9656.0521 | 132.1593 | 196.8517
1 | 5300 | 707 | 0.03 | 15 | 15 | 7 | 1.3335e-11 | 5spot_SharedNeighbor | Water | Porous | Wet | R600a | MinimizeLCOE_Brownfield | IgnoreSilica | 2019 | 71.7459 | 32.1011 | 3.0783 | 4 | 5759.9921 | 8199.3058 | 117.4252 | 167.1539 | 167.0061 | 0 | 116.3209 | 5508722.0846 | 490682.0774 | 5341328.9441 | 4083121.9347 | 0 | 782285.0611 | 0 | 6320394.6397 | 16444370.3614 | 11223620.6697 | 50194525.7727 | 961560.8286 | 19768034.2612 | 19768034.2612 | 1478867.319 | 8788934.7744 | 0 | 70924120.8626 | 100959957.2172 | 13335.2143 | 12.3132 | 5759.9921 | 8199.3058 | 117.4252 | 167.1539
1 | 5300 | 707 | 0.03 | 15 | 15 | 7 | 1.7783e-11 | 5spot_SharedNeighbor | Water | Porous | Wet | R600a | MinimizeLCOE_Brownfield | IgnoreSilica | 2019 | 91.522 | 40.8454 | 3.9136 | 4 | 5225.092 | 7143.7544 | 106.5206 | 145.6351 | 166.8334 | 0 | 144.0265 | 6537631.4826 | 580813.3232 | 6476614.3636 | 5198620.3155 | 0 | 922812.7193 | 0 | 7689431.9596 | 20006324.6396 | 13654727.6554 | 61066976.4588 | 961560.8286 | 19768034.2612 | 19768034.2612 | 1478867.319 | 8788934.7744 | 0 | 81796571.5487 | 111832407.9033 | 17782.7941 | 15.6546 | 5225.092 | 7143.7544 | 106.5206 | 145.6351
1 | 5300 | 707 | 0.03 | 15 | 15 | 7 | 2.3714e-11 | 5spot_SharedNeighbor | Water | Porous | Wet | R600a | MinimizeLCOE_Brownfield | IgnoreSilica | 2019 | 111.5218 | 49.3696 | 4.7518 | 4 | 4843.178 | 6423.4164 | 98.7347 | 130.95 | 166.286 | 0 | 144.8056 | 7481523.4668 | 663220.8021 | 7537047.6504 | 6316726.1309 | 0 | 1030090.9699 | 0 | 8981157.5178 | 23367129.5726 | 15948546.0798 | 71325442.1902 | 961560.8286 | 19768034.2612 | 19768034.2612 | 1478867.319 | 8788934.7744 | 0 | 92055037.2801 | 122090873.6347 | 23713.7371 | 19.0072 | 4843.178 | 6423.4164 | 98.7347 | 130.95
1 | 5300 | 707 | 0.03 | 15 | 15 | 7 | 3.1623e-11 | 5spot_SharedNeighbor | Water | Porous | Wet | R600a | MinimizeLCOE_Brownfield | IgnoreSilica | 2019 | 122.8077 | 54.0022 | 5.3313 | 4 | 4559.2144 | 5967.6811 | 92.9458 | 121.6593 | 165.8368 | 0 | 152.8919 | 7974841.8479 | 706194.6506 | 8097719.4879 | 6942003.2723 | 0 | 977434.5035 | 0 | 9632295.5673 | 25061257.2105 | 17104823.0035 | 76496569.5436 | 961560.8286 | 19768034.2612 | 19768034.2612 | 1478867.319 | 8788934.7744 | 0 | 97226164.6334 | 127262000.9881 | 31622.7766 | 21.3252 | 4559.2144 | 5967.6811 | 92.9458 | 121.6593
1 | 5300 | 707 | 0.03 | 15 | 15 | 7 | 4.217e-11 | 5spot_SharedNeighbor | Water | Porous | Wet | R600a | MinimizeLCOE_Brownfield | IgnoreSilica | 2019 | 132.5628 | 57.8909 | 5.8429 | 4 | 4341.7618 | 5626.9114 | 88.5127 | 114.7122 | 165.3797 | 0 | 220.4923 | 8379729.7357 | 741419.0429 | 8560949.6564 | 7478372.1744 | 0 | 909000.3948 | 0 | 10167093.6916 | 26452692.2279 | 18054505.994 | 80743762.9175 | 961560.8286 | 19768034.2612 | 19768034.2612 | 1478867.319 | 8788934.7744 | 0 | 101473358.0074 | 131509194.362 | 42169.6503 | 23.3715 | 4341.7618 | 5626.9114 | 88.5127 | 114.7122
1 | 5300 | 707 | 0.03 | 15 | 15 | 7 | 5.6234e-11 | 5spot_SharedNeighbor | Water | Porous | Wet | R600a | MinimizeLCOE_Brownfield | IgnoreSilica | 2019 | 143.1519 | 62.0408 | 6.3538 | 4 | 4173.6824 | 5355.4812 | 85.0862 | 109.1787 | 164.8787 | 0 | 203.4109 | 8803396.974 | 778234.546 | 9048475.0518 | 8058499.3764 | 0 | 866781.1651 | 0 | 10746600.9742 | 27960451.3038 | 19083582.5447 | 85346021.9359 | 961560.8286 | 19768034.2612 | 19768034.2612 | 1478867.319 | 8788934.7744 | 0 | 106075617.0258 | 136111453.3804 | 56234.1325 | 25.4154 | 4173.6824 | 5355.4812 | 85.0862 | 109.1787
1 | 5300 | 707 | 0.03 | 15 | 15 | 7 | 7.4989e-11 | 5spot_SharedNeighbor | Water | Porous | Wet | R600a | MinimizeLCOE_Brownfield | IgnoreSilica | 2019 | 150.3527 | 64.8162 | 6.738 | 4 | 4044.6864 | 5159.1062 | 82.4564 | 105.1754 | 164.5323 | 0 | 247.6157 | 9082267.2526 | 802444.5937 | 9370884.6805 | 8451372.1104 | 0 | 796596.3992 | 0 | 11116390.3642 | 28922567.4424 | 19740246.5787 | 88282769.4216 | 961560.8286 | 19768034.2612 | 19768034.2612 | 1478867.319 | 8788934.7744 | 0 | 109012364.5115 | 139048200.8661 | 74989.4209 | 26.952 | 4044.6864 | 5159.1062 | 82.4564 | 105.1754
1 | 5300 | 707 | 0.03 | 15 | 15 | 7 | 1e-10 | 5spot_SharedNeighbor | Water | Porous | Wet | R600a | MinimizeLCOE_Brownfield | IgnoreSilica | 2019 | 156.0601 | 66.98 | 7.048 | 4 | 3946.5778 | 5011.9875 | 80.4563 | 102.1761 | 164.2453 | 0 | 260.6277 | 9297335.0495 | 821103.5116 | 9620321.1367 | 8761762.3135 | 0 | 729117.2414 | 0 | 11399559.3086 | 29659314.9497 | 20243091.8912 | 90531605.4021 | 961560.8286 | 19768034.2612 | 19768034.2612 | 1478867.319 | 8788934.7744 | 0 | 111261200.492 | 141297036.8466 | 100000 | 28.1918 | 3946.5778 | 5011.9875 | 80.4563 | 102.1761
1 | 5300 | 707 | 0.03 | 15 | 15 | 7 | 1.3335e-10 | 5spot_SharedNeighbor | Water | Porous | Wet | R600a | MinimizeLCOE_Brownfield | IgnoreSilica | 2019 | 160.477 | 68.6322 | 7.2923 | 4 | 3872.1287 | 4901.8381 | 78.9386 | 99.9306 | 164.0162 | 0 | 256.3767 | 9460239.8717 | 835229.958 | 9809706.8865 | 9001375.1531 | 0 | 667387.053 | 0 | 11611836.1797 | 30211615.8244 | 20620048.5868 | 92217439.5131 | 961560.8286 | 19768034.2612 | 19768034.2612 | 1478867.319 | 8788934.7744 | 0 | 112947034.603 | 142982870.9576 | 133352.1432 | 29.1692 | 3872.1287 | 4901.8381 | 78.9386 | 99.9306
1 | 5300 | 707 | 0.03 | 15 | 15 | 7 | 1.7783e-10 | 5spot_SharedNeighbor | Water | Porous | Wet | R600a | MinimizeLCOE_Brownfield | IgnoreSilica | 2019 | 163.9017 | 69.8979 | 7.4834 | 4 | 3815.7231 | 4819.1395 | 77.7887 | 98.2447 | 163.8345 | 0 | 263.4011 | 9584281.5362 | 845982.4168 | 9954166.8212 | 9186023.4511 | 0 | 613911.3759 | 0 | 11771902.5845 | 30628075.7756 | 20904291.0608 | 93488635.0221 | 961560.8286 | 19768034.2612 | 19768034.2612 | 1478867.319 | 8788934.7744 | 0 | 114218230.1119 | 144254066.4666 | 177827.941 | 29.9336 | 3815.7231 | 4819.1395 | 77.7887 | 98.2447
1 | 5300 | 707 | 0.03 | 15 | 15 | 7 | 2.3714e-10 | 5spot_SharedNeighbor | Water | Porous | Wet | R600a | MinimizeLCOE_Brownfield | IgnoreSilica | 2019 | 166.4427 | 70.8289 | 7.6286 | 4 | 3773.0607 | 4757.378 | 76.9189 | 96.9856 | 163.6973 | 0 | 261.3378 | 9675119.2998 | 853854.4869 | 10060095.1879 | 9322732.1021 | 0 | 567793.5487 | 0 | 11887041.9039 | 30927644.6664 | 21108752.9844 | 94403034.1801 | 961560.8286 | 19768034.2612 | 19768034.2612 | 1478867.319 | 8788934.7744 | 0 | 115132629.2699 | 145168465.6245 | 237137.3706 | 30.5144 | 3773.0607 | 4757.378 | 76.9189 | 96.9856
1 | 5300 | 707 | 0.03 | 15 | 15 | 7 | 3.1623e-10 | 5spot_SharedNeighbor | Water | Porous | Wet | R600a | MinimizeLCOE_Brownfield | IgnoreSilica | 2019 | 168.3186 | 71.5118 | 7.7382 | 4 | 3740.8342 | 4711.2134 | 76.262 | 96.0445 | 163.5948 | 0 | 258.139 | 9741537.5598 | 859609.2114 | 10137620.4662 | 9423529.1259 | 0 | 529167.0162 | 0 | 11969670.718 | 31142627.8912 | 21255483.4527 | 95059245.4415 | 961560.8286 | 19768034.2612 | 19768034.2612 | 1478867.319 | 8788934.7744 | 0 | 115788840.5313 | 145824676.8859 | 316227.766 | 30.9527 | 3740.8342 | 4711.2134 | 76.262 | 96.0445
1 | 5300 | 707 | 0.03 | 15 | 15 | 7 | 4.217e-10 | 5spot_SharedNeighbor | Water | Porous | Wet | R600a | MinimizeLCOE_Brownfield | IgnoreSilica | 2019 | 169.7265 | 72.0219 | 7.8213 | 4 | 3716.5175 | 4676.5859 | 75.7662 | 95.3385 | 163.5172 | 0 | 259.1911 | 9791029.6825 | 863896.7741 | 10195428.9889 | 9499107.1178 | 0 | 497877.3657 | 0 | 12030462.5723 | 31300795.8259 | 21363436.3182 | 95542034.6454 | 961560.8286 | 19768034.2612 | 19768034.2612 | 1478867.319 | 8788934.7744 | 0 | 116271629.7352 | 146307466.0899 | 421696.5034 | 31.2851 | 3716.5175 | 4676.5859 | 75.7662 | 95.3385
1 | 5300 | 707 | 0.03 | 15 | 15 | 7 | 5.6234e-10 | 5spot_SharedNeighbor | Water | Porous | Wet | R600a | MinimizeLCOE_Brownfield | IgnoreSilica | 2019 | 170.7593 | 72.3948 | 7.8834 | 4 | 3698.1876 | 4650.6887 | 75.3926 | 94.8106 | 163.4599 | 0 | 255.401 | 9827141.2905 | 867024.8345 | 10237630.0074 | 9554511.1655 | 0 | 472652.5501 | 0 | 12073994.3407 | 31414056.5578 | 21440739.095 | 95887749.8415 | 961560.8286 | 19768034.2612 | 19768034.2612 | 1478867.319 | 8788934.7744 | 0 | 116617344.9313 | 146653181.286 | 562341.3252 | 31.5336 | 3698.1876 | 4650.6887 | 75.3926 | 94.8106
1 | 5300 | 707 | 0.03 | 15 | 15 | 7 | 7.4989e-10 | 5spot_SharedNeighbor | Water | Porous | Wet | R600a | MinimizeLCOE_Brownfield | IgnoreSilica | 2019 | 171.5117 | 72.6657 | 7.9296 | 4 | 3684.3826 | 4631.3326 | 75.1111 | 94.416 | 163.4179 | 0 | 288.8793 | 9853345.8279 | 869294.5497 | 10268264.6165 | 9594855.1377 | 0 | 452545.5089 | 0 | 12104939.1999 | 31494568.7336 | 21495690.3093 | 96133503.8835 | 961560.8286 | 19768034.2612 | 19768034.2612 | 1478867.319 | 8788934.7744 | 0 | 116863098.9733 | 146898935.328 | 749894.2093 | 31.7185 | 3684.3826 | 4631.3326 | 75.1111 | 94.416
1 | 5300 | 707 | 0.03 | 15 | 15 | 7 | 1e-09 | 5spot_SharedNeighbor | Water | Porous | Wet | R600a | MinimizeLCOE_Brownfield | IgnoreSilica | 2019 | 172.0575 | 72.8618 | 7.9639 | 4 | 3673.9938 | 4616.8708 | 74.8993 | 94.1212 | 163.3873 | 0 | 295.0846 | 9872298.7383 | 870936.0713 | 10290427.5464 | 9624109.5699 | 0 | 436675.1652 | 0 | 12126834.3655 | 31551535.4633 | 21534571.2729 | 96307388.1927 | 961560.8286 | 19768034.2612 | 19768034.2612 | 1478867.319 | 8788934.7744 | 0 | 117036983.2825 | 147072819.6372 | 1000000 | 31.8555 | 3673.9938 | 4616.8708 | 74.8993 | 94.1212
1 | 5300 | 707 | 0.03 | 15 | 15 | 7 | 1.3335e-09 | 5spot_SharedNeighbor | Water | Porous | Wet | R600a | MinimizeLCOE_Brownfield | IgnoreSilica | 2019 | 172.4667 | 73.0086 | 7.9897 | 4 | 3666.1812 | 4606.0166 | 74.7401 | 93.8999 | 163.3643 | 0 | 267.3514 | 9886476.4637 | 872163.9615 | 10307009.7533 | 9646033.4051 | 0 | 424438.1357 | 0 | 12143087.4705 | 31593822.7085 | 21563433.1867 | 96436465.085 | 961560.8286 | 19768034.2612 | 19768034.2612 | 1478867.319 | 8788934.7744 | 0 | 117166060.1748 | 147201896.5295 | 1333521.4322 | 31.9586 | 3666.1812 | 4606.0166 | 74.7401 | 93.8999
1 | 5300 | 707 | 0.03 | 15 | 15 | 7 | 1.7783e-09 | 5spot_SharedNeighbor | Water | Porous | Wet | R600a | MinimizeLCOE_Brownfield | IgnoreSilica | 2019 | 172.7614 | 73.1142 | 8.0087 | 4 | 3660.3092 | 4597.9144 | 74.6204 | 93.7347 | 163.3477 | 0 | 286.3394 | 9896669.9754 | 873046.7644 | 10318933.7448 | 9661819.2135 | 0 | 414905.3812 | 0 | 12154496.2809 | 31623506.093 | 21583692.7065 | 96527070.1598 | 961560.8286 | 19768034.2612 | 19768034.2612 | 1478867.319 | 8788934.7744 | 0 | 117256665.2497 | 147292501.6043 | 1778279.41 | 32.0346 | 3660.3092 | 4597.9144 | 74.6204 | 93.7347
1 | 5300 | 707 | 0.03 | 15 | 15 | 7 | 2.3714e-09 | 5spot_SharedNeighbor | Water | Porous | Wet | R600a | MinimizeLCOE_Brownfield | IgnoreSilica | 2019 | 172.9808 | 73.1927 | 8.0229 | 4 | 3655.8981 | 4591.8397 | 74.5304 | 93.6109 | 163.3354 | 0 | 263.9039 | 9904253.7124 | 873703.535 | 10327805.8426 | 9673575.3077 | 0 | 407620.4927 | 0 | 12162913.9672 | 31645407.186 | 21598640.6526 | 96593920.6962 | 961560.8286 | 19768034.2612 | 19768034.2612 | 1478867.319 | 8788934.7744 | 0 | 117323515.7861 | 147359352.1407 | 2371373.7057 | 32.0916 | 3655.8981 | 4591.8397 | 74.5304 | 93.6109
1 | 5300 | 707 | 0.03 | 15 | 15 | 7 | 3.1623e-09 | 5spot_SharedNeighbor | Water | Porous | Wet | R600a | MinimizeLCOE_Brownfield | IgnoreSilica | 2019 | 173.1512 | 73.2537 | 8.0338 | 4 | 3652.5856 | 4587.261 | 74.4629 | 93.5175 | 163.3257 | 0 | 272.6923 | 9910137.1854 | 874213.0501 | 10334689.37 | 9682701.6631 | 0 | 402165.6638 | 0 | 12169523.7036 | 31662604.3643 | 21610378.0801 | 96646413.0803 | 961560.8286 | 19768034.2612 | 19768034.2612 | 1478867.319 | 8788934.7744 | 0 | 117376008.1702 | 147411844.5248 | 3162277.6602 | 32.135 | 3652.5856 | 4587.261 | 74.4629 | 93.5175
1 | 5300 | 707 | 0.03 | 15 | 15 | 7 | 4.217e-09 | 5spot_SharedNeighbor | Water | Porous | Wet | R600a | MinimizeLCOE_Brownfield | IgnoreSilica | 2019 | 173.2755 | 73.2982 | 8.0418 | 4 | 3650.0989 | 4583.8385 | 74.4122 | 93.4477 | 163.3187 | 0 | 280.8142 | 9914424.774 | 874584.3553 | 10339706.0481 | 9689356.7801 | 0 | 397990.0783 | 0 | 12174264.1939 | 31674938.1476 | 21618796.1407 | 96684060.5179 | 961560.8286 | 19768034.2612 | 19768034.2612 | 1478867.319 | 8788934.7744 | 0 | 117413655.6078 | 147449491.9624 | 4216965.0343 | 32.1673 | 3650.0989 | 4583.8385 | 74.4122 | 93.4477
1 | 5300 | 707 | 0.03 | 15 | 15 | 7 | 5.6234e-09 | 5spot_SharedNeighbor | Water | Porous | Wet | R600a | MinimizeLCOE_Brownfield | IgnoreSilica | 2019 | 173.3681 | 73.3313 | 8.0478 | 4 | 3648.2327 | 4581.2732 | 74.3742 | 93.3955 | 163.3135 | 0 | 277.95 | 9917618.3273 | 874860.9144 | 10343442.8173 | 9694315.9093 | 0 | 394828.7043 | 0 | 12177776.0023 | 31684075.1527 | 21625032.3344 | 96711950.162 | 961560.8286 | 19768034.2612 | 19768034.2612 | 1478867.319 | 8788934.7744 | 0 | 117441545.2518 | 147477381.6064 | 5623413.2519 | 32.1914 | 3648.2327 | 4581.2732 | 74.3742 | 93.3955
1 | 5300 | 707 | 0.03 | 15 | 15 | 7 | 7.4989e-09 | 5spot_SharedNeighbor | Water | Porous | Wet | R600a | MinimizeLCOE_Brownfield | IgnoreSilica | 2019 | 173.4218 | 73.3505 | 8.0519 | 4 | 3646.8323 | 4579.405 | 74.3456 | 93.3574 | 163.3104 | 0 | 271.5478 | 9919468.0149 | 875021.0949 | 10345607.1963 | 9697191.3881 | 0 | 392238.2839 | 0 | 12179515.1315 | 31688600.0101 | 21628120.6425 | 96725761.7622 | 961560.8286 | 19768034.2612 | 19768034.2612 | 1478867.319 | 8788934.7744 | 0 | 117455356.8521 | 147491193.2067 | 7498942.0933 | 32.2075 | 3646.8323 | 4579.405 | 74.3456 | 93.3574
1 | 5300 | 707 | 0.03 | 15 | 15 | 7 | 1e-08 | 5spot_SharedNeighbor | Water | Porous | Wet | R600a | MinimizeLCOE_Brownfield | IgnoreSilica | 2019 | 173.4802 | 73.3713 | 8.0555 | 4 | 3645.7817 | 4577.9394 | 74.3242 | 93.3275 | 163.3071 | 0 | 280.3069 | 9921479.5948 | 875195.2942 | 10347961.0637 | 9700315.6918 | 0 | 390525.8514 | 0 | 12181836.2234 | 31694639.0151 | 21632242.3875 | 96744195.122 | 961560.8286 | 19768034.2612 | 19768034.2612 | 1478867.319 | 8788934.7744 | 0 | 117473790.2119 | 147509626.5665 | 10000000 | 32.2218 | 3645.7817 | 4577.9394 | 74.3242 | 93.3275
1 | 5400 | 707 | 0.03 | 15 | 15 | 7 | 1e-13 | 5spot_SharedNeighbor | Water | Porous | Wet | R600a | MinimizeLCOE_Brownfield | IgnoreSilica | 2019 | 0 | 0 | 0 | 0 |  |  |  |  | 15 |  | 25.5351 | [19 empty] | 100 | 0
1 | 5400 | 707 | 0.03 | 15 | 15 | 7 | 1.3335e-13 | 5spot_SharedNeighbor | Water | Porous | Wet | R600a | MinimizeLCOE_Brownfield | IgnoreSilica | 2019 | 0 | 0 | 0 | 0 |  |  |  |  | 15 |  | 24.7898 | [19 empty] | 133.3521 | 0
1 | 5400 | 707 | 0.03 | 15 | 15 | 7 | 1.7783e-13 | 5spot_SharedNeighbor | Water | Porous | Wet | R600a | MinimizeLCOE_Brownfield | IgnoreSilica | 2019 | 1.2304 | 0.26294 | 0.0097797 | 4 | 576843.462 | 1363148.9833 | 11759.7342 | 27789.6358 | 116.3919 | 0 | 42.897 | 155210.6415 | 10629.1885 | 117530.5229 | 71290.7026 | 0 | 71215.2637 | 0 | 166091.7645 | 432136.7011 | 294942.1781 | 1319046.963 | 961560.8286 | 20284743.5872 | 20284743.5872 | 1478867.319 | 8995618.5048 | 0 | 22565351.3788 | 53324580.7899 | 177.8279 | 0.039119 | 576843.462 | 1363148.9833 | 11759.7342 | 27789.6358
1 | 5400 | 707 | 0.03 | 15 | 15 | 7 | 2.3714e-13 | 5spot_SharedNeighbor | Water | Porous | Wet | R600a | MinimizeLCOE_Brownfield | IgnoreSilica | 2019 | 1.5834 | 0.39139 | 0.020766 | 4 | 276707.2243 | 647016.7554 | 5641.051 | 13190.3117 | 126.0083 | 0 | 51.5226 | 215606.9526 | 15683.0451 | 160491.406 | 89805.2472 | 0 | 79550.4137 | 0 | 218843.4552 | 569385.7794 | 388617.4941 | 1737983.7932 | 961560.8286 | 20284743.5872 | 20284743.5872 | 1478867.319 | 8995618.5048 | 0 | 22984288.2091 | 53743517.6201 | 237.1374 | 0.083064 | 276707.2243 | 647016.7554 | 5641.051 | 13190.3117
1 | 5400 | 707 | 0.03 | 15 | 15 | 7 | 3.1623e-13 | 5spot_SharedNeighbor | Water | Porous | Wet | R600a | MinimizeLCOE_Brownfield | IgnoreSilica | 2019 | 2.0598 | 0.57633 | 0.037801 | 4 | 155696.9472 | 359126.0867 | 3174.0929 | 7321.271 | 134.7127 | 0 | 347.6132 | 294938.3989 | 22718.9902 | 217415.4793 | 115941.5576 | 0 | 90172.2339 | 0 | 289062.7974 | 752082.1038 | 513311.4896 | 2295643.0508 | 961560.8286 | 20284743.5872 | 20284743.5872 | 1478867.319 | 8995618.5048 | 0 | 23541947.4666 | 54301176.8777 | 316.2278 | 0.1512 | 155696.9472 | 359126.0867 | 3174.0929 | 7321.271
1 | 5400 | 707 | 0.03 | 15 | 15 | 7 | 4.217e-13 | 5spot_SharedNeighbor | Water | Porous | Wet | R600a | MinimizeLCOE_Brownfield | IgnoreSilica | 2019 | 2.7016 | 0.83629 | 0.063056 | 4 | 96210.4353 | 218162.3792 | 1961.3799 | 4447.5352 | 142.2571 | 0 | 459.7249 | 396447.7737 | 32194.6646 | 291335.6755 | 151674.2704 | 0 | 103499.9397 | 0 | 380309.4064 | 989487.0632 | 675345.2525 | 3020294.046 | 961560.8286 | 20284743.5872 | 20284743.5872 | 1478867.319 | 8995618.5048 | 0 | 24266598.4619 | 55025827.8729 | 421.6965 | 0.25222 | 96210.4353 | 218162.3792 | 1961.3799 | 4447.5352
1 | 5400 | 707 | 0.03 | 15 | 15 | 7 | 5.6234e-13 | 5spot_SharedNeighbor | Water | Porous | Wet | R600a | MinimizeLCOE_Brownfield | IgnoreSilica | 2019 | 3.5379 | 1.1875 | 0.099044 | 4 | 63560.11 | 141200.382 | 1295.7588 | 2878.5608 | 148.4116 | 0 | 606.1588 | 521986.711 | 44516.0075 | 383949.416 | 201054.0663 | 0 | 118877.2336 | 0 | 495449.5394 | 1289058.0709 | 879808.6209 | 3934699.6657 | 961560.8286 | 20284743.5872 | 20284743.5872 | 1478867.319 | 8995618.5048 | 0 | 25181004.0815 | 55940233.4926 | 562.3413 | 0.39618 | 63560.11 | 141200.382 | 1295.7588 | 2878.5608
1 | 5400 | 707 | 0.03 | 15 | 15 | 7 | 7.4989e-13 | 5spot_SharedNeighbor | Water | Porous | Wet | R600a | MinimizeLCOE_Brownfield | IgnoreSilica | 2019 | 4.6379 | 1.6573 | 0.1489 | 4 | 44196.5605 | 95840.273 | 901.0067 | 1953.8336 | 153.3944 | 0 | 78.5975 | 675868.9045 | 60293.7787 | 499414.2011 | 266643.5653 | 0 | 137092.3453 | 0 | 639331.99 | 1663410.693 | 1135311.9776 | 5077367.4556 | 961560.8286 | 20284743.5872 | 20284743.5872 | 1478867.319 | 8995618.5048 | 0 | 26323671.8714 | 57082901.2825 | 749.8942 | 0.5956 | 44196.5605 | 95840.273 | 901.0067 | 1953.8336
1 | 5400 | 707 | 0.03 | 15 | 15 | 7 | 1e-12 | 5spot_SharedNeighbor | Water | Porous | Wet | R600a | MinimizeLCOE_Brownfield | IgnoreSilica | 2019 | 6.0922 | 2.3308 | 0.21642 | 4 | 32103.8791 | 67635.8198 | 654.481 | 1378.8477 | 157.3651 | 0 | 72.7891 | 864774.0101 | 78250.4548 | 655290.8383 | 354724.9764 | 0 | 160227.5968 | 0 | 824174.4718 | 2144332.9142 | 1463551.2756 | 6545326.5379 | 961560.8286 | 20284743.5872 | 20284743.5872 | 1478867.319 | 8995618.5048 | 0 | 27791630.9538 | 58550860.3648 | 1000 | 0.86568 | 32103.8791 | 67635.8198 | 654.481 | 1378.8477
1 | 5400 | 707 | 0.03 | 15 | 15 | 7 | 1.3335e-12 | 5spot_SharedNeighbor | Water | Porous | Wet | R600a | MinimizeLCOE_Brownfield | IgnoreSilica | 2019 | 8.0459 | 3.2447 | 0.30476 | 4 | 24289.4054 | 49521.7892 | 495.1724 | 1009.5687 | 160.387 | 0 | 82.8294 | 1090818.793 | 98640.3334 | 853824.409 | 467196.4327 | 0 | 189782.879 | 0 | 1053102.5104 | 2739956.711 | 1870076.7557 | 8363398.8243 | 961560.8286 | 20284743.5872 | 20284743.5872 | 1478867.319 | 8995618.5048 | 0 | 29609703.2402 | 60368932.6512 | 1333.5214 | 1.219 | 24289.4054 | 49521.7892 | 495.1724 | 1009.5687
1 | 5400 | 707 | 0.03 | 15 | 15 | 7 | 1.7783e-12 | 5spot_SharedNeighbor | Water | Porous | Wet | R600a | MinimizeLCOE_Brownfield | IgnoreSilica | 2019 | 10.64 | 4.4834 | 0.42508 | 4 | 18763.8199 | 36853.9351 | 382.5258 | 751.3173 | 163.0733 | 0 | 103.4119 | 1369319.9997 | 123698.4017 | 1105916.5195 | 616982.9425 | 0 | 225339.8116 | 0 | 1342090.4933 | 3491844.1628 | 2383255.3914 | 10658447.7225 | 961560.8286 | 20284743.5872 | 20284743.5872 | 1478867.319 | 8995618.5048 | 0 | 31904752.1384 | 62663981.5494 | 1778.2794 | 1.7003 | 18763.8199 | 36853.9351 | 382.5258 | 751.3173
1 | 5400 | 707 | 0.03 | 15 | 15 | 7 | 2.3714e-12 | 5spot_SharedNeighbor | Water | Porous | Wet | R600a | MinimizeLCOE_Brownfield | IgnoreSilica | 2019 | 14.0849 | 6.1155 | 0.5833 | 4 | 14892.6356 | 28075.9282 | 303.6065 | 572.3658 | 164.9993 | 0 | 78.1953 | 1703957.3298 | 153723.3493 | 1417686.9615 | 814964.5154 | 0 | 268742.6186 | 0 | 1700039.1621 | 4423153.1738 | 3018892.9278 | 13501160.0384 | 961560.8286 | 20284743.5872 | 20284743.5872 | 1478867.319 | 8995618.5048 | 0 | 34747464.4542 | 65506693.8653 | 2371.3737 | 2.3332 | 14892.6356 | 28075.9282 | 303.6065 | 572.3658
1 | 5400 | 707 | 0.03 | 15 | 15 | 7 | 3.1623e-12 | 5spot_SharedNeighbor | Water | Porous | Wet | R600a | MinimizeLCOE_Brownfield | IgnoreSilica | 2019 | 18.6332 | 8.2717 | 0.79257 | 4 | 12075.6664 | 21778.0931 | 246.1788 | 443.9759 | 166.4733 | 0 | 79.9306 | 2108510.1382 | 189912.1684 | 1805133.9562 | 1076179.3712 | 0 | 320852.1324 | 0 | 2145229.2289 | 5581446.4065 | 3809451.8597 | 17036715.2615 | 961560.8286 | 20284743.5872 | 20284743.5872 | 1478867.319 | 8995618.5048 | 0 | 38283019.6773 | 69042249.0884 | 3162.2777 | 3.1703 | 12075.6664 | 21778.0931 | 246.1788 | 443.9759
1 | 5400 | 707 | 0.03 | 15 | 15 | 7 | 4.217e-12 | 5spot_SharedNeighbor | Water | Porous | Wet | R600a | MinimizeLCOE_Brownfield | IgnoreSilica | 2019 | 24.689 | 11.1436 | 1.0709 | 4 | 9975.653 | 17156.5644 | 203.3672 | 349.7598 | 167.6067 | 0 | 94.4276 | 2602590.2504 | 233966.2326 | 2291145.8587 | 1423794.861 | 0 | 385009.8234 | 0 | 2705237.7402 | 7038473.6794 | 4803902.9124 | 21484121.3581 | 961560.8286 | 20284743.5872 | 20284743.5872 | 1478867.319 | 8995618.5048 | 0 | 42730425.774 | 73489655.185 | 4216.965 | 4.2835 | 9975.653 | 17156.5644 | 203.3672 | 349.7598
1 | 5400 | 707 | 0.03 | 15 | 15 | 7 | 5.6234e-12 | 5spot_SharedNeighbor | Water | Porous | Wet | R600a | MinimizeLCOE_Brownfield | IgnoreSilica | 2019 | 32.6279 | 14.9096 | 1.4362 | 4 | 8398.7067 | 13753.1379 | 171.219 | 280.3763 | 168.4648 | 0 | 109.2303 | 3197822.6393 | 286855.7977 | 2892061.5928 | 1879396.2935 | 0 | 461639.7437 | 0 | 3399932.6661 | 8845927.3752 | 6037527.1992 | 27001163.3075 | 961560.8286 | 20284743.5872 | 20284743.5872 | 1478867.319 | 8995618.5048 | 0 | 48247467.7233 | 79006697.1344 | 5623.4133 | 5.7446 | 8398.7067 | 13753.1379 | 171.219 | 280.3763
1 | 5400 | 707 | 0.03 | 15 | 15 | 7 | 7.4989e-12 | 5spot_SharedNeighbor | Water | Porous | Wet | R600a | MinimizeLCOE_Brownfield | IgnoreSilica | 2019 | 42.9984 | 19.8299 | 1.9131 | 4 | 7198.2381 | 11217.6897 | 146.7458 | 228.6878 | 169.1122 | 0 | 106.6302 | 3913725.3967 | 350235.6608 | 3633201.7695 | 2474522.9566 | 0 | 553763.2649 | 0 | 4260925.1289 | 11086053.1495 | 7566459.0702 | 33838886.3971 | 961560.8286 | 20284743.5872 | 20284743.5872 | 1478867.319 | 8995618.5048 | 0 | 55085190.813 | 85844420.224 | 7498.9421 | 7.6526 | 7198.2381 | 11217.6897 | 146.7458 | 228.6878
1 | 5400 | 707 | 0.03 | 15 | 15 | 7 | 1e-11 | 5spot_SharedNeighbor | Water | Porous | Wet | R600a | MinimizeLCOE_Brownfield | IgnoreSilica | 2019 | 56.3164 | 26.1366 | 2.5242 | 4 | 6281.7421 | 9328.231 | 128.0618 | 190.1686 | 169.563 | 0 | 101.6186 | 4760570.7203 | 424923.7039 | 4531406.8202 | 3238285.9401 | 0 | 662694.9431 | 0 | 5310974.0298 | 13818064.9949 | 9431113.2919 | 42178034.4441 | 961560.8286 | 20284743.5872 | 20284743.5872 | 1478867.319 | 8995618.5048 | 0 | 63424338.86 | 94183568.271 | 10000 | 10.0966 | 6281.7421 | 9328.231 | 128.0618 | 190.1686
1 | 5400 | 707 | 0.03 | 15 | 15 | 7 | 1.3335e-11 | 5spot_SharedNeighbor | Water | Porous | Wet | R600a | MinimizeLCOE_Brownfield | IgnoreSilica | 2019 | 72.94 | 33.9397 | 3.2789 | 4 | 5588.0744 | 7933.2858 | 113.9205 | 161.7308 | 169.7488 | 0 | 107.2288 | 5731096.1098 | 510190.3298 | 5584704.6882 | 4189668.1132 | 0 | 788111.5074 | 0 | 6553470.5918 | 17050786.1783 | 11637511.9253 | 52045539.4437 | 961560.8286 | 20284743.5872 | 20284743.5872 | 1478867.319 | 8995618.5048 | 0 | 73291843.8595 | 104051073.2706 | 13335.2143 | 13.1158 | 5588.0744 | 7933.2858 | 113.9205 | 161.7308
1 | 5400 | 707 | 0.03 | 15 | 15 | 7 | 1.7783e-11 | 5spot_SharedNeighbor | Water | Porous | Wet | R600a | MinimizeLCOE_Brownfield | IgnoreSilica | 2019 | 92.8863 | 43.0951 | 4.1605 | 4 | 5074.961 | 6923.2668 | 103.4599 | 141.1402 | 169.5403 | 0 | 123.6066 | 6791775.8124 | 603026.3804 | 6760461.0452 | 5325082.107 | 0 | 928200.788 | 0 | 7959332.9919 | 20708551.7611 | 14134012.0952 | 63210442.9811 | 961560.8286 | 20284743.5872 | 20284743.5872 | 1478867.319 | 8995618.5048 | 0 | 84456747.397 | 115215976.808 | 17782.7941 | 16.6419 | 5074.961 | 6923.2668 | 103.4599 | 141.1402
1 | 5400 | 707 | 0.03 | 15 | 15 | 7 | 2.3714e-11 | 5spot_SharedNeighbor | Water | Porous | Wet | R600a | MinimizeLCOE_Brownfield | IgnoreSilica | 2019 | 114.0823 | 52.4571 | 5.0724 | 4 | 4709.234 | 6225.2554 | 96.0041 | 126.9103 | 168.9032 | 0 | 149.8464 | 7811694.9304 | 691989.5901 | 7911834.0883 | 6520969.1187 | 0 | 1052970.0723 | 0 | 9355888.5419 | 24342102.8295 | 16613985.3613 | 74301434.5326 | 961560.8286 | 20284743.5872 | 20284743.5872 | 1478867.319 | 8995618.5048 | 0 | 95547738.9485 | 126306968.3595 | 23713.7371 | 20.2894 | 4709.234 | 6225.2554 | 96.0041 | 126.9103
1 | 5400 | 707 | 0.03 | 15 | 15 | 7 | 3.1623e-11 | 5spot_SharedNeighbor | Water | Porous | Wet | R600a | MinimizeLCOE_Brownfield | IgnoreSilica | 2019 | 125.3487 | 57.2397 | 5.6745 | 4 | 4439.9828 | 5795.1411 | 90.5151 | 118.1418 | 168.4164 | 0 | 149.5744 | 8312482.38 | 735571.4665 | 8483827.2143 | 7150593.1419 | 0 | 995733.7414 | 0 | 10014501.0981 | 26055677.6007 | 17783535.3531 | 79531921.996 | 961560.8286 | 20284743.5872 | 20284743.5872 | 1478867.319 | 8995618.5048 | 0 | 100778226.4119 | 131537455.8229 | 31622.7766 | 22.6979 | 4439.9828 | 5795.1411 | 90.5151 | 118.1418
1 | 5400 | 707 | 0.03 | 15 | 15 | 7 | 4.217e-11 | 5spot_SharedNeighbor | Water | Porous | Wet | R600a | MinimizeLCOE_Brownfield | IgnoreSilica | 2019 | 135.0481 | 61.2389 | 6.2036 | 4 | 4233.8099 | 5473.3783 | 86.3119 | 111.5822 | 167.9279 | 0 | 184.4511 | 8722172.5879 | 771179.6745 | 8954791.3796 | 7689290.3754 | 0 | 923131.3289 | 0 | 10553620.4851 | 27458355.6569 | 18740891.9486 | 83813433.4369 | 961560.8286 | 20284743.5872 | 20284743.5872 | 1478867.319 | 8995618.5048 | 0 | 105059737.8528 | 135818967.2638 | 42169.6503 | 24.8145 | 4233.8099 | 5473.3783 | 86.3119 | 111.5822
1 | 5400 | 707 | 0.03 | 15 | 15 | 7 | 5.6234e-11 | 5spot_SharedNeighbor | Water | Porous | Wet | R600a | MinimizeLCOE_Brownfield | IgnoreSilica | 2019 | 145.7707 | 65.6032 | 6.7394 | 4 | 4073.5061 | 5214.5302 | 83.0439 | 106.3053 | 167.4061 | 0 | 222.4593 | 9160719.5245 | 809252.1914 | 9461795.1347 | 8282541.4414 | 0 | 880538.651 | 0 | 11151990.3078 | 29015191.1931 | 19803464.1919 | 88565492.6358 | 961560.8286 | 20284743.5872 | 20284743.5872 | 1478867.319 | 8995618.5048 | 0 | 109811797.0517 | 140571026.4627 | 56234.1325 | 26.9576 | 4073.5061 | 5214.5302 | 83.0439 | 106.3053
1 | 5400 | 707 | 0.03 | 15 | 15 | 7 | 7.4989e-11 | 5spot_SharedNeighbor | Water | Porous | Wet | R600a | MinimizeLCOE_Brownfield | IgnoreSilica | 2019 | 152.8935 | 68.4452 | 7.1347 | 4 | 3951.0855 | 5028.8953 | 80.5482 | 102.5208 | 167.0426 | 0 | 230.9798 | 9441854.8436 | 833635.9775 | 9788314.1829 | 8675151.2433 | 0 | 807323.3864 | 0 | 11523049.0571 | 29980609.9443 | 20462382.3269 | 91512320.9621 | 961560.8286 | 20284743.5872 | 20284743.5872 | 1478867.319 | 8995618.5048 | 0 | 112758625.378 | 143517854.789 | 74989.4209 | 28.5386 | 3951.0855 | 5028.8953 | 80.5482 | 102.5208
1 | 5400 | 707 | 0.03 | 15 | 15 | 7 | 1e-10 | 5spot_SharedNeighbor | Water | Porous | Wet | R600a | MinimizeLCOE_Brownfield | IgnoreSilica | 2019 | 158.5427 | 70.6607 | 7.4531 | 4 | 3857.9591 | 4889.7245 | 78.6497 | 99.6836 | 166.7419 | 0 | 248.6846 | 9658731.1188 | 852434.4072 | 10040975.9197 | 8984846.1129 | 0 | 737598.8765 | 0 | 11807088.7097 | 30719622.8556 | 20966773.8241 | 93768071.8244 | 961560.8286 | 20284743.5872 | 20284743.5872 | 1478867.319 | 8995618.5048 | 0 | 115014376.2403 | 145773605.6513 | 100000 | 29.8122 | 3857.9591 | 4889.7245 | 78.6497 | 99.6836
1 | 5400 | 707 | 0.03 | 15 | 15 | 7 | 1.3335e-10 | 5spot_SharedNeighbor | Water | Porous | Wet | R600a | MinimizeLCOE_Brownfield | IgnoreSilica | 2019 | 162.8935 | 72.344 | 7.7031 | 4 | 3787.2877 | 4785.5645 | 77.209 | 97.5602 | 166.5032 | 0 | 225.935 | 9822222.9154 | 866598.8114 | 10231881.1995 | 9222655.3473 | 0 | 673891.5255 | 0 | 12018727.4216 | 31270263.371 | 21342597.2904 | 95448837.882 | 961560.8286 | 20284743.5872 | 20284743.5872 | 1478867.319 | 8995618.5048 | 0 | 116695142.2979 | 147454371.7089 | 133352.1432 | 30.8123 | 3787.2877 | 4785.5645 | 77.209 | 97.5602
1 | 5400 | 707 | 0.03 | 15 | 15 | 7 | 1.7783e-10 | 5spot_SharedNeighbor | Water | Porous | Wet | R600a | MinimizeLCOE_Brownfield | IgnoreSilica | 2019 | 166.2038 | 73.6112 | 7.8967 | 4 | 3733.7531 | 4707.5574 | 76.1176 | 95.9699 | 166.3175 | 0 | 278.6144 | 9944595.5968 | 877197.0379 | 10375014.4186 | 9403242.6015 | 0 | 618089.06 | 0 | 12175074.0988 | 31677045.3539 | 21620234.3522 | 96690492.5196 | 961560.8286 | 20284743.5872 | 20284743.5872 | 1478867.319 | 8995618.5048 | 0 | 117936796.9355 | 148696026.3465 | 177827.941 | 31.5867 | 3733.7531 | 4707.5574 | 76.1176 | 95.9699
1 | 5400 | 707 | 0.03 | 15 | 15 | 7 | 2.3714e-10 | 5spot_SharedNeighbor | Water | Porous | Wet | R600a | MinimizeLCOE_Brownfield | IgnoreSilica | 2019 | 168.6935 | 74.5565 | 8.0448 | 4 | 3693.2582 | 4649.1357 | 75.2921 | 94.7789 | 166.1756 | 0 | 244.4774 | 10035494.9545 | 885067.4244 | 10481467.2177 | 9538868.3882 | 0 | 570641.6415 | 0 | 12289500.4542 | 31974759.2588 | 21823430.2097 | 97599229.549 | 961560.8286 | 20284743.5872 | 20284743.5872 | 1478867.319 | 8995618.5048 | 0 | 118845533.9649 | 149604763.3759 | 237137.3706 | 32.179 | 3693.2582 | 4649.1357 | 75.2921 | 94.7789
1 | 5400 | 707 | 0.03 | 15 | 15 | 7 | 3.1623e-10 | 5spot_SharedNeighbor | Water | Porous | Wet | R600a | MinimizeLCOE_Brownfield | IgnoreSilica | 2019 | 170.5501 | 75.2571 | 8.1571 | 4 | 3662.6646 | 4605.3834 | 74.6684 | 93.887 | 166.0686 | 0 | 252.1325 | 10102651.1247 | 890880.9244 | 10560186.0572 | 9639898.684 | 0 | 531232.8555 | 0 | 12372691.3619 | 32191204.9356 | 21971158.8317 | 98259904.7751 | 961560.8286 | 20284743.5872 | 20284743.5872 | 1478867.319 | 8995618.5048 | 0 | 119506209.1909 | 150265438.602 | 316227.766 | 32.6282 | 3662.6646 | 4605.3834 | 74.6684 | 93.887
1 | 5400 | 707 | 0.03 | 15 | 15 | 7 | 4.217e-10 | 5spot_SharedNeighbor | Water | Porous | Wet | R600a | MinimizeLCOE_Brownfield | IgnoreSilica | 2019 | 171.9481 | 75.782 | 8.2423 | 4 | 3639.5764 | 4572.543 | 74.1977 | 93.2175 | 165.9873 | 0 | 263.2365 | 10152851.5681 | 895226.0033 | 10619069.4166 | 9715862.1667 | 0 | 499394.2542 | 0 | 12434137.3295 | 32351074.739 | 22080273.2575 | 98747888.7347 | 961560.8286 | 20284743.5872 | 20284743.5872 | 1478867.319 | 8995618.5048 | 0 | 119994193.1506 | 150753422.5616 | 421696.5034 | 32.9693 | 3639.5764 | 4572.543 | 74.1977 | 93.2175
1 | 5400 | 707 | 0.03 | 15 | 15 | 7 | 5.6234e-10 | 5spot_SharedNeighbor | Water | Porous | Wet | R600a | MinimizeLCOE_Brownfield | IgnoreSilica | 2019 | 172.964 | 76.1616 | 8.3057 | 4 | 3622.1659 | 4548.0139 | 73.8428 | 92.7174 | 165.9278 | 0 | 282.1411 | 10189097.3834 | 898362.9182 | 10661605.4553 | 9770847.714 | 0 | 473612.0766 | 0 | 12477474.9636 | 32463830.3732 | 22157231.2947 | 99092062.1791 | 961560.8286 | 20284743.5872 | 20284743.5872 | 1478867.319 | 8995618.5048 | 0 | 120338366.595 | 151097596.006 | 562341.3252 | 33.2228 | 3622.1659 | 4548.0139 | 73.8428 | 92.7174
1 | 5400 | 707 | 0.03 | 15 | 15 | 7 | 7.4989e-10 | 5spot_SharedNeighbor | Water | Porous | Wet | R600a | MinimizeLCOE_Brownfield | IgnoreSilica | 2019 | 173.6776 | 76.4275 | 8.352 | 4 | 3609.0518 | 4529.7695 | 73.5754 | 92.3455 | 165.8858 | 0 | 282.0343 | 10214455.9257 | 900557.4255 | 10691375.2248 | 9809450.81 | 0 | 452723.0031 | 0 | 12506739.3317 | 32539970.2561 | 22209198.3293 | 99324470.3063 | 961560.8286 | 20284743.5872 | 20284743.5872 | 1478867.319 | 8995618.5048 | 0 | 120570774.7221 | 151330004.1332 | 749894.2093 | 33.4079 | 3609.0518 | 4529.7695 | 73.5754 | 92.3455
1 | 5400 | 707 | 0.03 | 15 | 15 | 7 | 1e-09 | 5spot_SharedNeighbor | Water | Porous | Wet | R600a | MinimizeLCOE_Brownfield | IgnoreSilica | 2019 | 174.2307 | 76.6333 | 8.3874 | 4 | 3599.1817 | 4516.0102 | 73.3742 | 92.065 | 165.8532 | 0 | 288.4002 | 10234056.4776 | 902253.5495 | 10714391.2391 | 9839358.3158 | 0 | 436729.8125 | 0 | 12529447.8639 | 32599053.1986 | 22249523.6516 | 99504814.1086 | 961560.8286 | 20284743.5872 | 20284743.5872 | 1478867.319 | 8995618.5048 | 0 | 120751118.5245 | 151510347.9355 | 1000000 | 33.5496 | 3599.1817 | 4516.0102 | 73.3742 | 92.065
1 | 5400 | 707 | 0.03 | 15 | 15 | 7 | 1.3335e-09 | 5spot_SharedNeighbor | Water | Porous | Wet | R600a | MinimizeLCOE_Brownfield | IgnoreSilica | 2019 | 174.6056 | 76.7725 | 8.4128 | 4 | 3591.7585 | 4505.8197 | 73.2229 | 91.8572 | 165.8309 | 0 | 274.1238 | 10247310.9925 | 903400.4773 | 10729958.2899 | 9859624.4881 | 0 | 423868.2264 | 0 | 12544023.365 | 32636975.6626 | 22275406.5125 | 99620568.0144 | 961560.8286 | 20284743.5872 | 20284743.5872 | 1478867.319 | 8995618.5048 | 0 | 120866872.4303 | 151626101.8413 | 1333521.4322 | 33.6512 | 3591.7585 | 4505.8197 | 73.2229 | 91.8572
1 | 5400 | 707 | 0.03 | 15 | 15 | 7 | 1.7783e-09 | 5spot_SharedNeighbor | Water | Porous | Wet | R600a | MinimizeLCOE_Brownfield | IgnoreSilica | 2019 | 174.9003 | 76.8818 | 8.4323 | 4 | 3586.1787 | 4498.1239 | 73.1091 | 91.7003 | 165.8134 | 0 | 294.5741 | 10257715.829 | 904300.7939 | 10742180.1071 | 9875551.7949 | 0 | 414199.9948 | 0 | 12555639.9227 | 32667199.563 | 22296034.9456 | 99712822.9511 | 961560.8286 | 20284743.5872 | 20284743.5872 | 1478867.319 | 8995618.5048 | 0 | 120959127.367 | 151718356.778 | 1778279.41 | 33.7293 | 3586.1787 | 4498.1239 | 73.1091 | 91.7003
1 | 5400 | 707 | 0.03 | 15 | 15 | 7 | 2.3714e-09 | 5spot_SharedNeighbor | Water | Porous | Wet | R600a | MinimizeLCOE_Brownfield | IgnoreSilica | 2019 | 175.1197 | 76.9631 | 8.4469 | 4 | 3581.9868 | 4492.3537 | 73.0236 | 91.5827 | 165.8004 | 0 | 267.6571 | 10265456.7806 | 904970.5935 | 10751273.78 | 9887413.2775 | 0 | 406810.8377 | 0 | 12564210.855 | 32689499.3707 | 22311255.0226 | 99780890.5175 | 961560.8286 | 20284743.5872 | 20284743.5872 | 1478867.319 | 8995618.5048 | 0 | 121027194.9334 | 151786424.3444 | 2371373.7057 | 33.7877 | 3581.9868 | 4492.3537 | 73.0236 | 91.5827
1 | 5400 | 707 | 0.03 | 15 | 15 | 7 | 3.1623e-09 | 5spot_SharedNeighbor | Water | Porous | Wet | R600a | MinimizeLCOE_Brownfield | IgnoreSilica | 2019 | 175.2707 | 77.0191 | 8.4575 | 4 | 3578.8387 | 4488.0708 | 72.9595 | 91.4954 | 165.7914 | 0 | 276.4009 | 10270774.5815 | 905430.7185 | 10757521.3193 | 9895569.7063 | 0 | 401017.3179 | 0 | 12569822.321 | 32704099.254 | 22321219.7429 | 99825454.9614 | 961560.8286 | 20284743.5872 | 20284743.5872 | 1478867.319 | 8995618.5048 | 0 | 121071759.3772 | 151830988.7883 | 3162277.6602 | 33.8299 | 3578.8387 | 4488.0708 | 72.9595 | 91.4954
1 | 5400 | 707 | 0.03 | 15 | 15 | 7 | 4.217e-09 | 5spot_SharedNeighbor | Water | Porous | Wet | R600a | MinimizeLCOE_Brownfield | IgnoreSilica | 2019 | 175.3755 | 77.0579 | 8.4651 | 4 | 3576.4754 | 4484.8861 | 72.9113 | 91.4305 | 165.7851 | 0 | 277.8948 | 10274464.0733 | 905749.9499 | 10761856.0839 | 9901232.8687 | 0 | 396519.4684 | 0 | 12573530.7532 | 32713747.8342 | 22327805.0971 | 99854906.1287 | 961560.8286 | 20284743.5872 | 20284743.5872 | 1478867.319 | 8995618.5048 | 0 | 121101210.5446 | 151860439.9556 | 4216965.0343 | 33.8605 | 3576.4754 | 4484.8861 | 72.9113 | 91.4305
1 | 5400 | 707 | 0.03 | 15 | 15 | 7 | 5.6234e-09 | 5spot_SharedNeighbor | Water | Porous | Wet | R600a | MinimizeLCOE_Brownfield | IgnoreSilica | 2019 | 175.4681 | 77.0921 | 8.4713 | 4 | 3574.7016 | 4482.4489 | 72.8751 | 91.3808 | 165.7796 | 0 | 274.7883 | 10277724.382 | 906032.0441 | 10765686.7535 | 9906236.5701 | 0 | 393311.5715 | 0 | 12577106.6152 | 32723051.4935 | 22334155.0358 | 99883304.4657 | 961560.8286 | 20284743.5872 | 20284743.5872 | 1478867.319 | 8995618.5048 | 0 | 121129608.8816 | 151888838.2926 | 5623413.2519 | 33.8852 | 3574.7016 | 4482.4489 | 72.8751 | 91.3808
1 | 5400 | 707 | 0.03 | 15 | 15 | 7 | 7.4989e-09 | 5spot_SharedNeighbor | Water | Porous | Wet | R600a | MinimizeLCOE_Brownfield | IgnoreSilica | 2019 | 175.5218 | 77.112 | 8.4754 | 4 | 3573.3706 | 4480.6746 | 72.848 | 91.3446 | 165.7764 | 0 | 264.7254 | 10279612.6605 | 906195.4241 | 10767905.4332 | 9909137.8709 | 0 | 390680.5967 | 0 | 12578877.4743 | 32727658.9056 | 22337299.6892 | 99897368.0546 | 961560.8286 | 20284743.5872 | 20284743.5872 | 1478867.319 | 8995618.5048 | 0 | 121143672.4705 | 151902901.8815 | 7498942.0933 | 33.9018 | 3573.3706 | 4480.6746 | 72.848 | 91.3446
1 | 5400 | 707 | 0.03 | 15 | 15 | 7 | 1e-08 | 5spot_SharedNeighbor | Water | Porous | Wet | R600a | MinimizeLCOE_Brownfield | IgnoreSilica | 2019 | 175.5802 | 77.1336 | 8.4791 | 4 | 3572.372 | 4479.2819 | 72.8276 | 91.3162 | 165.7729 | 0 | 277.1949 | 10281666.3182 | 906373.1124 | 10770318.4827 | 9912290.2665 | 0 | 388943.7623 | 0 | 12581240.8574 | 32733807.9437 | 22341496.534 | 99916137.2773 | 961560.8286 | 20284743.5872 | 20284743.5872 | 1478867.319 | 8995618.5048 | 0 | 121162441.6931 | 151921671.1042 | 10000000 | 33.9165 | 3572.372 | 4479.2819 | 72.8276 | 91.3162
1 | 5500 | 707 | 0.03 | 15 | 15 | 7 | 1e-13 | 5spot_SharedNeighbor | Water | Porous | Wet | R600a | MinimizeLCOE_Brownfield | IgnoreSilica | 2019 | 0 | 0 | 0 | 0 |  |  |  |  | 15 |  | 26.0209 | [19 empty] | 100 | 0
1 | 5500 | 707 | 0.03 | 15 | 15 | 7 | 1.3335e-13 | 5spot_SharedNeighbor | Water | Porous | Wet | R600a | MinimizeLCOE_Brownfield | IgnoreSilica | 2019 | 0.95719 | 0.17433 | 0.0035683 | 4 | 1595238.0835 | 3801550.242 | 32521.0861 | 77499.7437 | 106.5759 | 0 | 51.0964 | 110039.091 | 7096.7002 | 85192.1144 | 58001.6027 | 0 | 62555.1305 | 0 | 125925.0092 | 327631.0431 | 223614.9191 | 1000055.6103 | 961560.8286 | 20807313.0041 | 20807313.0041 | 1478867.319 | 9204646.2715 | 0 | 22768929.443 | 54259756.0377 | 133.3521 | 0.014273 | 1595238.0835 | 3801550.242 | 32521.0861 | 77499.7437
1 | 5500 | 707 | 0.03 | 15 | 15 | 7 | 1.7783e-13 | 5spot_SharedNeighbor | Water | Porous | Wet | R600a | MinimizeLCOE_Brownfield | IgnoreSilica | 2019 | 1.2545 | 0.27612 | 0.011216 | 4 | 515603.0863 | 1217527.4696 | 10511.2663 | 24820.9443 | 118.2921 | 0 | 52.2488 | 162313.8306 | 11244.7412 | 122057.0395 | 72966.6388 | 0 | 71457.9508 | 0 | 171615.6784 | 446508.7919 | 304751.4253 | 1362916.0966 | 961560.8286 | 20807313.0041 | 20807313.0041 | 1478867.319 | 9204646.2715 | 0 | 23131789.9294 | 54622616.524 | 177.8279 | 0.044864 | 515603.0863 | 1217527.4696 | 10511.2663 | 24820.9443
1 | 5500 | 707 | 0.03 | 15 | 15 | 7 | 2.3714e-13 | 5spot_SharedNeighbor | Water | Porous | Wet | R600a | MinimizeLCOE_Brownfield | IgnoreSilica | 2019 | 1.632 | 0.41806 | 0.023546 | 4 | 250487.0882 | 584842.9835 | 5106.5181 | 11922.8153 | 128.4648 | 0 | 278.0067 | 228622.2014 | 16892.1524 | 168892.3906 | 93222.387 | 0 | 80921.4576 | 0 | 229534.7297 | 597202.2828 | 407602.8293 | 1822890.4309 | 961560.8286 | 20807313.0041 | 20807313.0041 | 1478867.319 | 9204646.2715 | 0 | 23591764.2636 | 55082590.8583 | 237.1374 | 0.094184 | 250487.0882 | 584842.9835 | 5106.5181 | 11922.8153
1 | 5500 | 707 | 0.03 | 15 | 15 | 7 | 3.1623e-13 | 5spot_SharedNeighbor | Water | Porous | Wet | R600a | MinimizeLCOE_Brownfield | IgnoreSilica | 2019 | 2.1182 | 0.61309 | 0.042124 | 4 | 143459.9466 | 330352.3029 | 2924.6251 | 6734.6785 | 137.1879 | 0 | 368.173 | 311699.0977 | 24418.0784 | 228049.7536 | 120478.8924 | 0 | 91434.0414 | 0 | 302671.1468 | 787488.2375 | 537476.9033 | 2403716.151 | 961560.8286 | 20807313.0041 | 20807313.0041 | 1478867.319 | 9204646.2715 | 0 | 24172589.9838 | 55663416.5784 | 316.2278 | 0.1685 | 143459.9466 | 330352.3029 | 2924.6251 | 6734.6785
1 | 5500 | 707 | 0.03 | 15 | 15 | 7 | 4.217e-13 | 5spot_SharedNeighbor | Water | Porous | Wet | R600a | MinimizeLCOE_Brownfield | IgnoreSilica | 2019 | 2.76 | 0.88189 | 0.069252 | 4 | 89939.4394 | 203620.8217 | 1833.5371 | 4151.0859 | 144.6434 | 0 | 475.6925 | 416256.8618 | 34420.9093 | 303460.2045 | 157341.2932 | 0 | 104003.6993 | 0 | 396038.3575 | 1030410.5677 | 703276.3852 | 3145208.2785 | 961560.8286 | 20807313.0041 | 20807313.0041 | 1478867.319 | 9204646.2715 | 0 | 24914082.1112 | 56404908.7059 | 421.6965 | 0.27701 | 89939.4394 | 203620.8217 | 1833.5371 | 4151.0859
1 | 5500 | 707 | 0.03 | 15 | 15 | 7 | 5.6234e-13 | 5spot_SharedNeighbor | Water | Porous | Wet | R600a | MinimizeLCOE_Brownfield | IgnoreSilica | 2019 | 3.6157 | 1.2524 | 0.10834 | 4 | 59700.3977 | 132370.3608 | 1217.0734 | 2698.5488 | 150.8957 | 0 | 631.7855 | 548388.2281 | 47762.9224 | 399920.2781 | 208742.6087 | 0 | 119493.6708 | 0 | 516480.0062 | 1343775.0315 | 917154.0708 | 4101716.8167 | 961560.8286 | 20807313.0041 | 20807313.0041 | 1478867.319 | 9204646.2715 | 0 | 25870590.6494 | 57361417.244 | 562.3413 | 0.43334 | 59700.3977 | 132370.3608 | 1217.0734 | 2698.5488
1 | 5500 | 707 | 0.03 | 15 | 15 | 7 | 7.4989e-13 | 5spot_SharedNeighbor | Water | Porous | Wet | R600a | MinimizeLCOE_Brownfield | IgnoreSilica | 2019 | 4.7279 | 1.7632 | 0.16218 | 4 | 41742.1126 | 90285.8248 | 850.9694 | 1840.5987 | 155.9053 | 0 | 93.8793 | 710096.1091 | 64082.5108 | 524298.217 | 278031.8924 | 0 | 137810.7613 | 0 | 668584.6014 | 1739519.9872 | 1187258.1348 | 5309682.2139 | 961560.8286 | 20807313.0041 | 20807313.0041 | 1478867.319 | 9204646.2715 | 0 | 27078556.0467 | 58569382.6413 | 749.8942 | 0.64871 | 41742.1126 | 90285.8248 | 850.9694 | 1840.5987
1 | 5500 | 707 | 0.03 | 15 | 15 | 7 | 1e-12 | 5spot_SharedNeighbor | Water | Porous | Wet | R600a | MinimizeLCOE_Brownfield | IgnoreSilica | 2019 | 6.2238 | 2.4919 | 0.23371 | 4 | 30600.2695 | 64285.6079 | 623.8279 | 1310.5491 | 159.9622 | 0 | 80.0679 | 906289.1755 | 81998.898 | 691286.7972 | 366185.6373 | 0 | 161959.2584 | 0 | 861010.7089 | 2240173.2469 | 1528964.272 | 6837867.9941 | 961560.8286 | 20807313.0041 | 20807313.0041 | 1478867.319 | 9204646.2715 | 0 | 28606741.8268 | 60097568.4214 | 1000 | 0.93485 | 30600.2695 | 64285.6079 | 623.8279 | 1310.5491
1 | 5500 | 707 | 0.03 | 15 | 15 | 7 | 1.3335e-12 | 5spot_SharedNeighbor | Water | Porous | Wet | R600a | MinimizeLCOE_Brownfield | IgnoreSilica | 2019 | 8.2117 | 3.4557 | 0.32749 | 4 | 23272.0802 | 47311.2902 | 474.4328 | 964.5046 | 162.9901 | 0 | 77.8832 | 1140194.2991 | 103087.8263 | 897961.1314 | 481513.7637 | 0 | 191681.5507 | 0 | 1097631.0428 | 2855810.8182 | 1949149.5645 | 8717029.9968 | 961560.8286 | 20807313.0041 | 20807313.0041 | 1478867.319 | 9204646.2715 | 0 | 30485903.8295 | 61976730.4242 | 1333.5214 | 1.31 | 23272.0802 | 47311.2902 | 474.4328 | 964.5046
1 | 5500 | 707 | 0.03 | 15 | 15 | 7 | 1.7783e-12 | 5spot_SharedNeighbor | Water | Porous | Wet | R600a | MinimizeLCOE_Brownfield | IgnoreSilica | 2019 | 10.8595 | 4.7687 | 0.45584 | 4 | 18027.3694 | 35298.1154 | 367.5123 | 719.5998 | 165.7455 | 0 | 89.9669 | 1430074.1254 | 129156.0347 | 1161854.1648 | 635588.5731 | 0 | 227648.1371 | 0 | 1397885.2037 | 3637010.5543 | 2482334.4364 | 11101551.2294 | 961560.8286 | 20807313.0041 | 20807313.0041 | 1478867.319 | 9204646.2715 | 0 | 32870425.0621 | 64361251.6568 | 1778.2794 | 1.8234 | 18027.3694 | 35298.1154 | 367.5123 | 719.5998
1 | 5500 | 707 | 0.03 | 15 | 15 | 7 | 2.3714e-12 | 5spot_SharedNeighbor | Water | Porous | Wet | R600a | MinimizeLCOE_Brownfield | IgnoreSilica | 2019 | 14.3601 | 6.4896 | 0.62386 | 4 | 14349.8911 | 26969.1512 | 292.5419 | 549.8026 | 167.6925 | 0 | 92.3426 | 1776784.0257 | 160246.4212 | 1486644.7561 | 838455.0918 | 0 | 271133.8158 | 0 | 1767973.0031 | 4599903.0929 | 3139528.3794 | 14040668.5859 | 961560.8286 | 20807313.0041 | 20807313.0041 | 1478867.319 | 9204646.2715 | 0 | 35809542.4186 | 67300369.0133 | 2371.3737 | 2.4955 | 14349.8911 | 26969.1512 | 292.5419 | 549.8026
1 | 5500 | 707 | 0.03 | 15 | 15 | 7 | 3.1623e-12 | 5spot_SharedNeighbor | Water | Porous | Wet | R600a | MinimizeLCOE_Brownfield | IgnoreSilica | 2019 | 19.0011 | 8.7724 | 0.84679 | 4 | 11656.3463 | 20953.5105 | 237.6304 | 427.1657 | 169.1898 | 0 | 92.6857 | 2197842.8293 | 197888.5422 | 1892037.9509 | 1107209.7426 | 0 | 323906.9906 | 0 | 2230365.5617 | 5802953.6807 | 3960635.1258 | 17712840.4238 | 961560.8286 | 20807313.0041 | 20807313.0041 | 1478867.319 | 9204646.2715 | 0 | 39481714.2566 | 70972540.8512 | 3162.2777 | 3.3871 | 11656.3463 | 20953.5105 | 237.6304 | 427.1657
1 | 5500 | 707 | 0.03 | 15 | 15 | 7 | 4.217e-12 | 5spot_SharedNeighbor | Water | Porous | Wet | R600a | MinimizeLCOE_Brownfield | IgnoreSilica | 2019 | 25.1495 | 11.7979 | 1.1421 | 4 | 9648.1372 | 16541.2287 | 196.6903 | 337.2153 | 170.3363 | 0 | 108.1119 | 2709733.9041 | 243500.6024 | 2398157.5908 | 1463088.0784 | 0 | 388118.4719 | 0 | 2809013.4726 | 7308476.8478 | 4988185.6228 | 22308274.5909 | 961560.8286 | 20807313.0041 | 20807313.0041 | 1478867.319 | 9204646.2715 | 0 | 44077148.4236 | 75567975.0182 | 4216.965 | 4.5685 | 9648.1372 | 16541.2287 | 196.6903 | 337.2153
1 | 5500 | 707 | 0.03 | 15 | 15 | 7 | 5.6234e-12 | 5spot_SharedNeighbor | Water | Porous | Wet | R600a | MinimizeLCOE_Brownfield | IgnoreSilica | 2019 | 33.2541 | 15.7872 | 1.5313 | 4 | 8131.9585 | 13272.9879 | 165.781 | 270.5878 | 171.2095 | 0 | 115.3192 | 3329972.7037 | 298573.319 | 3027462.7694 | 1932077.7335 | 0 | 465925.0237 | 0 | 3531064.5042 | 9187105.519 | 6270388.2929 | 28042569.8653 | 961560.8286 | 20807313.0041 | 20807313.0041 | 1478867.319 | 9204646.2715 | 0 | 49811443.6981 | 81302270.2927 | 5623.4133 | 6.1254 | 8131.9585 | 13272.9879 | 165.781 | 270.5878
1 | 5500 | 707 | 0.03 | 15 | 15 | 7 | 7.4989e-12 | 5spot_SharedNeighbor | Water | Porous | Wet | R600a | MinimizeLCOE_Brownfield | IgnoreSilica | 2019 | 43.7948 | 20.976 | 2.0378 | 4 | 6978.7453 | 10842.0898 | 142.2712 | 221.0307 | 171.8646 | 0 | 100.0128 | 4072785.8957 | 364286.3822 | 3800252.5379 | 2541991.1811 | 0 | 558519.8736 | 0 | 4421755.9895 | 11504502.0578 | 7852059.0483 | 35116152.9662 | 961560.8286 | 20807313.0041 | 20807313.0041 | 1478867.319 | 9204646.2715 | 0 | 56885026.7989 | 88375853.3936 | 7498.9421 | 8.1512 | 6978.7453 | 10842.0898 | 142.2712 | 221.0307
1 | 5500 | 707 | 0.03 | 15 | 15 | 7 | 1e-11 | 5spot_SharedNeighbor | Water | Porous | Wet | R600a | MinimizeLCOE_Brownfield | IgnoreSilica | 2019 | 57.3032 | 27.6118 | 2.6852 | 4 | 6097.6184 | 9029.521 | 124.3082 | 184.079 | 172.3151 | 0 | 109.1199 | 4949779.793 | 441573.0497 | 4734882.1011 | 3323147.7719 | 0 | 667674.6527 | 0 | 5505652.3737 | 14324578.1117 | 9776818.9019 | 43724106.7556 | 961560.8286 | 20807313.0041 | 20807313.0041 | 1478867.319 | 9204646.2715 | 0 | 65492980.5883 | 96983807.183 | 10000 | 10.7407 | 6097.6184 | 9029.521 | 124.3082 | 184.079
1 | 5500 | 707 | 0.03 | 15 | 15 | 7 | 1.3335e-11 | 5spot_SharedNeighbor | Water | Porous | Wet | R600a | MinimizeLCOE_Brownfield | IgnoreSilica | 2019 | 74.158 | 35.814 | 3.4838 | 4 | 5430.2197 | 7690.0014 | 110.7024 | 156.7711 | 172.4848 | 0 | 99.4367 | 5954280.5745 | 529753.4558 | 5830103.9711 | 4295705.4636 | 0 | 793665.5537 | 0 | 6787368.5173 | 17659340.6014 | 12052862.8236 | 53903080.9611 | 961560.8286 | 20807313.0041 | 20807313.0041 | 1478867.319 | 9204646.2715 | 0 | 75671954.7938 | 107162781.3885 | 13335.2143 | 13.9353 | 5430.2197 | 7690.0014 | 110.7024 | 156.7711
1 | 5500 | 707 | 0.03 | 15 | 15 | 7 | 1.7783e-11 | 5spot_SharedNeighbor | Water | Porous | Wet | R600a | MinimizeLCOE_Brownfield | IgnoreSilica | 2019 | 94.2869 | 45.3859 | 4.412 | 4 | 4937.1148 | 6721.4962 | 100.6498 | 137.0268 | 172.2381 | 0 | 131.3077 | 7046710.5907 | 625289.929 | 7046455.9338 | 5451128.4582 | 0 | 933467.3483 | 0 | 8230190.3814 | 21413267.1282 | 14614994.8137 | 65361504.5833 | 961560.8286 | 20807313.0041 | 20807313.0041 | 1478867.319 | 9204646.2715 | 0 | 87130378.416 | 118621205.0107 | 17782.7941 | 17.648 | 4937.1148 | 6721.4962 | 100.6498 | 137.0268
1 | 5500 | 707 | 0.03 | 15 | 15 | 7 | 2.3714e-11 | 5spot_SharedNeighbor | Water | Porous | Wet | R600a | MinimizeLCOE_Brownfield | IgnoreSilica | 2019 | 116.6038 | 55.5796 | 5.398 | 4 | 4586.0448 | 6044.505 | 93.4927 | 123.2254 | 171.506 | 0 | 148.4999 | 8140039.9639 | 720571.4513 | 8286396.9137 | 6720487.1969 | 0 | 1074675.3983 | 0 | 9727446.6604 | 25308820.8367 | 17273790.2653 | 77252228.6865 | 961560.8286 | 20807313.0041 | 20807313.0041 | 1478867.319 | 9204646.2715 | 0 | 99021102.5192 | 130511929.1139 | 23713.7371 | 21.5918 | 4586.0448 | 6044.505 | 93.4927 | 123.2254
1 | 5500 | 707 | 0.03 | 15 | 15 | 7 | 3.1623e-11 | 5spot_SharedNeighbor | Water | Porous | Wet | R600a | MinimizeLCOE_Brownfield | IgnoreSilica | 2019 | 127.8307 | 60.5002 | 6.0216 | 4 | 4330.2224 | 5637.6422 | 88.2774 | 114.931 | 170.9823 | 0 | 173.9107 | 8647083.5158 | 764656.3136 | 8868274.6428 | 7353452.0813 | 0 | 1012690.4561 | 0 | 10392001.2337 | 27037855.5176 | 18453891.9631 | 82529905.724 | 961560.8286 | 20807313.0041 | 20807313.0041 | 1478867.319 | 9204646.2715 | 0 | 104298779.5567 | 135789606.1514 | 31622.7766 | 24.0862 | 4330.2224 | 5637.6422 | 88.2774 | 114.931
1 | 5500 | 707 | 0.03 | 15 | 15 | 7 | 4.217e-11 | 5spot_SharedNeighbor | Water | Porous | Wet | R600a | MinimizeLCOE_Brownfield | IgnoreSilica | 2019 | 139.6009 | 65.5158 | 6.635 | 4 | 4133.7085 | 5320.2556 | 84.2712 | 108.4606 | 170.3667 | 0 | 191.5782 | 9152022.8911 | 808497.6208 | 9451712.9983 | 8012570.4405 | 0 | 967859.9182 | 0 | 11073138.9088 | 28810036.0276 | 19663441.5759 | 87939280.3811 | 961560.8286 | 20807313.0041 | 20807313.0041 | 1478867.319 | 9204646.2715 | 0 | 109708154.2138 | 141198980.8085 | 42169.6503 | 26.5399 | 4133.7085 | 5320.2556 | 84.2712 | 108.4606
1 | 5500 | 707 | 0.03 | 15 | 15 | 7 | 5.6234e-11 | 5spot_SharedNeighbor | Water | Porous | Wet | R600a | MinimizeLCOE_Brownfield | IgnoreSilica | 2019 | 148.3434 | 69.1913 | 7.1286 | 4 | 3981.0999 | 5085.4805 | 81.1601 | 103.6744 | 169.9208 | 0 | 240.3716 | 9515114.93 | 839987.178 | 9873587.8591 | 8500885.9849 | 0 | 893465.4018 | 0 | 11552986.128 | 30058500.0618 | 20515543.9326 | 91750071.4764 | 961560.8286 | 20807313.0041 | 20807313.0041 | 1478867.319 | 9204646.2715 | 0 | 113518945.3092 | 145009771.9038 | 56234.1325 | 28.5145 | 3981.0999 | 5085.4805 | 81.1601 | 103.6744
1 | 5500 | 707 | 0.03 | 15 | 15 | 7 | 7.4989e-11 | 5spot_SharedNeighbor | Water | Porous | Wet | R600a | MinimizeLCOE_Brownfield | IgnoreSilica | 2019 | 155.4003 | 72.0984 | 7.5346 | 4 | 3864.6755 | 4909.5548 | 78.7866 | 100.0879 | 169.5399 | 0 | 248.6313 | 9798444.5238 | 864539.0854 | 10204092.7059 | 8892730.2838 | 0 | 817492.4315 | 0 | 11925146.6219 | 31026785.3261 | 21176418.5218 | 94705649.5001 | 961560.8286 | 20807313.0041 | 20807313.0041 | 1478867.319 | 9204646.2715 | 0 | 116474523.3329 | 147965349.9275 | 74989.4209 | 30.1382 | 3864.6755 | 4909.5548 | 78.7866 | 100.0879
1 | 5500 | 707 | 0.03 | 15 | 15 | 7 | 1e-10 | 5spot_SharedNeighbor | Water | Porous | Wet | R600a | MinimizeLCOE_Brownfield | IgnoreSilica | 2019 | 160.9593 | 74.3513 | 7.8601 | 4 | 3776.1258 | 4777.7302 | 76.9814 | 97.4005 | 169.2276 | 0 | 226.8841 | 10015786.283 | 883361.1263 | 10458376.7497 | 9200491.3738 | 0 | 745192.1688 | 0 | 12208251.0036 | 31763364.8547 | 21679149.1852 | 96953972.745 | 961560.8286 | 20807313.0041 | 20807313.0041 | 1478867.319 | 9204646.2715 | 0 | 118722846.5778 | 150213673.1724 | 100000 | 31.4404 | 3776.1258 | 4777.7302 | 76.9814 | 97.4005
1 | 5500 | 707 | 0.03 | 15 | 15 | 7 | 1.3335e-10 | 5spot_SharedNeighbor | Water | Porous | Wet | R600a | MinimizeLCOE_Brownfield | IgnoreSilica | 2019 | 165.2661 | 76.0735 | 8.1163 | 4 | 3708.923 | 4678.9095 | 75.6114 | 95.3859 | 168.9784 | 0 | 238.9476 | 10180684.2033 | 897634.8191 | 10651730.6597 | 9438328.5036 | 0 | 679879.0772 | 0 | 12420820.3325 | 32316426.6446 | 22056625.2211 | 98642129.4609 | 961560.8286 | 20807313.0041 | 20807313.0041 | 1478867.319 | 9204646.2715 | 0 | 120411003.2937 | 151901829.8883 | 133352.1432 | 32.4652 | 3708.923 | 4678.9095 | 75.6114 | 95.3859
1 | 5500 | 707 | 0.03 | 15 | 15 | 7 | 1.7783e-10 | 5spot_SharedNeighbor | Water | Porous | Wet | R600a | MinimizeLCOE_Brownfield | IgnoreSilica | 2019 | 168.5233 | 77.3612 | 8.3138 | 4 | 3658.0017 | 4604.9514 | 74.5733 | 93.8782 | 168.786 | 0 | 255.244 | 10303295.5261 | 908244.4802 | 10795736.2047 | 9617416.783 | 0 | 622595.5183 | 0 | 12576442.5198 | 32721323.6534 | 22332975.7494 | 99878030.4348 | 961560.8286 | 20807313.0041 | 20807313.0041 | 1478867.319 | 9204646.2715 | 0 | 121646904.2675 | 153137730.8621 | 177827.941 | 33.255 | 3658.0017 | 4604.9514 | 74.5733 | 93.8782
1 | 5500 | 707 | 0.03 | 15 | 15 | 7 | 2.3714e-10 | 5spot_SharedNeighbor | Water | Porous | Wet | R600a | MinimizeLCOE_Brownfield | IgnoreSilica | 2019 | 170.9593 | 78.3165 | 8.4643 | 4 | 3619.4794 | 4549.5912 | 73.788 | 92.7496 | 168.6397 | 0 | 228.3785 | 10393877.0514 | 916080.585 | 10902250.6674 | 9751161.5398 | 0 | 573834.0057 | 0 | 12689509.5012 | 33015500.7459 | 22533757.6598 | 100775971.7562 | 961560.8286 | 20807313.0041 | 20807313.0041 | 1478867.319 | 9204646.2715 | 0 | 122544845.5889 | 154035672.1836 | 237137.3706 | 33.857 | 3619.4794 | 4549.5912 | 73.788 | 92.7496
1 | 5500 | 707 | 0.03 | 15 | 15 | 7 | 3.1623e-10 | 5spot_SharedNeighbor | Water | Porous | Wet | R600a | MinimizeLCOE_Brownfield | IgnoreSilica | 2019 | 172.7614 | 79.0188 | 8.5778 | 4 | 3590.3726 | 4508.168 | 73.1946 | 91.9051 | 168.5303 | 0 | 289.5904 | 10460272.8956 | 921823.3472 | 10980393.535 | 9849996.475 | 0 | 533223.5823 | 0 | 12770826.8357 | 33227071.7697 | 22678159.2309 | 101421767.6714 | 961560.8286 | 20807313.0041 | 20807313.0041 | 1478867.319 | 9204646.2715 | 0 | 123190641.5042 | 154681468.0988 | 316227.766 | 34.3114 | 3590.3726 | 4508.168 | 73.1946 | 91.9051
1 | 5500 | 707 | 0.03 | 15 | 15 | 7 | 4.217e-10 | 5spot_SharedNeighbor | Water | Porous | Wet | R600a | MinimizeLCOE_Brownfield | IgnoreSilica | 2019 | 174.1038 | 79.5395 | 8.6636 | 4 | 3568.4041 | 4477.1146 | 72.7467 | 91.272 | 168.4481 | 0 | 302.4306 | 10509397.5741 | 926071.7004 | 11038246.4853 | 9923566.3156 | 0 | 500268.6381 | 0 | 12830044.7783 | 33381144.709 | 22783317.1778 | 101892057.3785 | 961560.8286 | 20807313.0041 | 20807313.0041 | 1478867.319 | 9204646.2715 | 0 | 123660931.2112 | 155151757.8059 | 421696.5034 | 34.6544 | 3568.4041 | 4477.1146 | 72.7467 | 91.272
1 | 5500 | 707 | 0.03 | 15 | 15 | 7 | 5.6234e-10 | 5spot_SharedNeighbor | Water | Porous | Wet | R600a | MinimizeLCOE_Brownfield | IgnoreSilica | 2019 | 175.064 | 79.9107 | 8.7269 | 4 | 3551.8396 | 4453.9614 | 72.4091 | 90.8 | 168.3889 | 0 | 277.6063 | 10544353.1702 | 929094.3985 | 11079431.8911 | 9976156.0705 | 0 | 473430.2972 | 0 | 12870961.6727 | 33487602.0752 | 22855976.5177 | 102217006.0931 | 961560.8286 | 20807313.0041 | 20807313.0041 | 1478867.319 | 9204646.2715 | 0 | 123985879.9258 | 155476706.5205 | 562341.3252 | 34.9075 | 3551.8396 | 4453.9614 | 72.4091 | 90.8
1 | 5500 | 707 | 0.03 | 15 | 15 | 7 | 7.4989e-10 | 5spot_SharedNeighbor | Water | Porous | Wet | R600a | MinimizeLCOE_Brownfield | IgnoreSilica | 2019 | 175.7628 | 80.1801 | 8.7739 | 4 | 3539.3611 | 4436.6477 | 72.1547 | 90.4471 | 168.3456 | 0 | 294.1896 | 10569698.5988 | 931285.9268 | 11109304.2688 | 10014413.5519 | 0 | 452080.3021 | 0 | 12899945.2329 | 33563011.3534 | 22907444.8996 | 102447184.1343 | 961560.8286 | 20807313.0041 | 20807313.0041 | 1478867.319 | 9204646.2715 | 0 | 124216057.9671 | 155706884.5617 | 749894.2093 | 35.0956 | 3539.3611 | 4436.6477 | 72.1547 | 90.4471
1 | 5500 | 707 | 0.03 | 15 | 15 | 7 | 1e-09 | 5spot_SharedNeighbor | Water | Porous | Wet | R600a | MinimizeLCOE_Brownfield | IgnoreSilica | 2019 | 176.277 | 80.3779 | 8.809 | 4 | 3529.9683 | 4423.6804 | 71.9632 | 90.1827 | 168.3137 | 0 | 290.9814 | 10588296.3097 | 932893.9217 | 11131228.984 | 10042553.5255 | 0 | 435360.2835 | 0 | 12920829.8795 | 33617348.9198 | 22944531.4052 | 102613043.2289 | 961560.8286 | 20807313.0041 | 20807313.0041 | 1478867.319 | 9204646.2715 | 0 | 124381917.0616 | 155872743.6563 | 1000000 | 35.236 | 3529.9683 | 4423.6804 | 71.9632 | 90.1827
1 | 5500 | 707 | 0.03 | 15 | 15 | 7 | 1.3335e-09 | 5spot_SharedNeighbor | Water | Porous | Wet | R600a | MinimizeLCOE_Brownfield | IgnoreSilica | 2019 | 176.6667 | 80.5277 | 8.8355 | 4 | 3522.9033 | 4413.9309 | 71.8191 | 89.984 | 168.2894 | 0 | 255.5975 | 10602365.35 | 934110.3124 | 11147817.8362 | 10063877.9928 | 0 | 422530.2341 | 0 | 12936573.6729 | 33658311.0409 | 22972488.8945 | 102738075.3338 | 961560.8286 | 20807313.0041 | 20807313.0041 | 1478867.319 | 9204646.2715 | 0 | 124506949.1665 | 155997775.7612 | 1333521.4322 | 35.3421 | 3522.9033 | 4413.9309 | 71.8191 | 89.984
1 | 5500 | 707 | 0.03 | 15 | 15 | 7 | 1.7783e-09 | 5spot_SharedNeighbor | Water | Porous | Wet | R600a | MinimizeLCOE_Brownfield | IgnoreSilica | 2019 | 176.9445 | 80.6343 | 8.855 | 4 | 3517.5923 | 4406.6605 | 71.7109 | 89.8357 | 168.2721 | 0 | 242.6812 | 10612378.641 | 934976.0241 | 11159626.0899 | 10079077.2944 | 0 | 412505.2797 | 0 | 12947439.6983 | 33686582.2099 | 22991784.5483 | 102824369.7854 | 961560.8286 | 20807313.0041 | 20807313.0041 | 1478867.319 | 9204646.2715 | 0 | 124593243.6181 | 156084070.2128 | 1778279.41 | 35.42 | 3517.5923 | 4406.6605 | 71.7109 | 89.8357
1 | 5500 | 707 | 0.03 | 15 | 15 | 7 | 2.3714e-09 | 5spot_SharedNeighbor | Water | Porous | Wet | R600a | MinimizeLCOE_Brownfield | IgnoreSilica | 2019 | 177.142 | 80.71 | 8.8693 | 4 | 3513.602 | 4401.2399 | 71.6295 | 89.7252 | 168.2597 | 0 | 262.1833 | 10619485.4285 | 935590.4382 | 11168007.6069 | 10089876.7084 | 0 | 404715.3331 | 0 | 12954893.4509 | 33705975.3451 | 23005020.7616 | 102883565.0727 | 961560.8286 | 20807313.0041 | 20807313.0041 | 1478867.319 | 9204646.2715 | 0 | 124652438.9054 | 156143265.5001 | 2371373.7057 | 35.4771 | 3513.602 | 4401.2399 | 71.6295 | 89.7252
1 | 5500 | 707 | 0.03 | 15 | 15 | 7 | 3.1623e-09 | 5spot_SharedNeighbor | Water | Porous | Wet | R600a | MinimizeLCOE_Brownfield | IgnoreSilica | 2019 | 177.2929 | 80.7679 | 8.8801 | 4 | 3510.6052 | 4397.1625 | 71.5684 | 89.6421 | 168.2502 | 0 | 251.962 | 10624915.3844 | 936059.8757 | 11174411.9592 | 10098133.1088 | 0 | 398841.3845 | 0 | 12960621.0679 | 33720877.4297 | 23015191.7405 | 102929051.9506 | 961560.8286 | 20807313.0041 | 20807313.0041 | 1478867.319 | 9204646.2715 | 0 | 124697925.7833 | 156188752.378 | 3162277.6602 | 35.5204 | 3510.6052 | 4397.1625 | 71.5684 | 89.6421
1 | 5500 | 707 | 0.03 | 15 | 15 | 7 | 4.217e-09 | 5spot_SharedNeighbor | Water | Porous | Wet | R600a | MinimizeLCOE_Brownfield | IgnoreSilica | 2019 | 177.3977 | 80.808 | 8.8879 | 4 | 3508.3552 | 4394.1308 | 71.5226 | 89.5803 | 168.2437 | 0 | 284.1194 | 10628682.6654 | 936385.566 | 11178855.4945 | 10103865.7665 | 0 | 394279.5101 | 0 | 12964406.911 | 33730727.4168 | 23021914.5591 | 102959117.8893 | 961560.8286 | 20807313.0041 | 20807313.0041 | 1478867.319 | 9204646.2715 | 0 | 124727991.7221 | 156218818.3167 | 4216965.0343 | 35.5517 | 3508.3552 | 4394.1308 | 71.5226 | 89.5803
1 | 5500 | 707 | 0.03 | 15 | 15 | 7 | 5.6234e-09 | 5spot_SharedNeighbor | Water | Porous | Wet | R600a | MinimizeLCOE_Brownfield | IgnoreSilica | 2019 | 177.4755 | 80.8378 | 8.8938 | 4 | 3506.6665 | 4391.859 | 71.4881 | 89.534 | 168.2388 | 0 | 267.8496 | 10631477.1504 | 936627.1539 | 11182151.7274 | 10108119.8097 | 0 | 390823.0828 | 0 | 12967187.5805 | 33737962.1485 | 23026852.4121 | 102981201.0654 | 961560.8286 | 20807313.0041 | 20807313.0041 | 1478867.319 | 9204646.2715 | 0 | 124750074.8981 | 156240901.4928 | 5623413.2519 | 35.5751 | 3506.6665 | 4391.859 | 71.4881 | 89.534
1 | 5500 | 707 | 0.03 | 15 | 15 | 7 | 7.4989e-09 | 5spot_SharedNeighbor | Water | Porous | Wet | R600a | MinimizeLCOE_Brownfield | IgnoreSilica | 2019 | 177.5339 | 80.8602 | 8.8982 | 4 | 3505.3993 | 4390.1548 | 71.4623 | 89.4992 | 168.2351 | 0 | 281.5741 | 10633572.3864 | 936808.2896 | 11184623.2271 | 10111310.2372 | 0 | 388217.3526 | 0 | 12969267.2823 | 33743373.1059 | 23030545.5018 | 102997717.3829 | 961560.8286 | 20807313.0041 | 20807313.0041 | 1478867.319 | 9204646.2715 | 0 | 124766591.2157 | 156257417.8103 | 7498942.0933 | 35.5927 | 3505.3993 | 4390.1548 | 71.4623 | 89.4992
1 | 5500 | 707 | 0.03 | 15 | 15 | 7 | 1e-08 | 5spot_SharedNeighbor | Water | Porous | Wet | R600a | MinimizeLCOE_Brownfield | IgnoreSilica | 2019 | 177.583 | 80.879 | 8.9016 | 4 | 3504.4485 | 4388.8588 | 71.4429 | 89.4728 | 168.232 | 0 | 269.3919 | 10635335.5127 | 936960.7133 | 11186703.0204 | 10113994.455 | 0 | 386329.206 | 0 | 12971135.9339 | 33748234.9542 | 23033863.8131 | 103012557.6088 | 961560.8286 | 20807313.0041 | 20807313.0041 | 1478867.319 | 9204646.2715 | 0 | 124781431.4415 | 156272258.0361 | 10000000 | 35.6066 | 3504.4485 | 4388.8588 | 71.4429 | 89.4728
1 | 5600 | 707 | 0.03 | 15 | 15 | 7 | 1e-13 | 5spot_SharedNeighbor | Water | Porous | Wet | R600a | MinimizeLCOE_Brownfield | IgnoreSilica | 2019 | 0 | 0 | 0 | 0 |  |  |  |  | 15 |  | 26.3037 | [19 empty] | 100 | 0
1 | 5600 | 707 | 0.03 | 15 | 15 | 7 | 1.3335e-13 | 5spot_SharedNeighbor | Water | Porous | Wet | R600a | MinimizeLCOE_Brownfield | IgnoreSilica | 2019 | 0.97664 | 0.18318 | 0.0044084 | 4 | 1323020.8075 | 3150834.3484 | 26971.5687 | 64234.02 | 108.3247 | 0 | 55.11 | 115153.0745 | 7504.3166 | 88525.6595 | 59187.9044 | 0 | 62858.342 | 0 | 129959.4258 | 338127.7677 | 230779.1493 | 1032095.6398 | 961560.8286 | 21335742.5118 | 21335742.5118 | 1478867.319 | 9416018.0746 | 0 | 23329398.9802 | 55560026.8857 | 133.3521 | 0.017633 | 1323020.8075 | 3150834.3484 | 26971.5687 | 64234.02
1 | 5600 | 707 | 0.03 | 15 | 15 | 7 | 1.7783e-13 | 5spot_SharedNeighbor | Water | Porous | Wet | R600a | MinimizeLCOE_Brownfield | IgnoreSilica | 2019 | 1.2739 | 0.28804 | 0.012657 | 4 | 468086.6397 | 1104691.9151 | 9542.5793 | 22520.6389 | 120.0403 | 0 | 56.0078 | 168782.5335 | 11817.9287 | 126102.9915 | 74442.6841 | 0 | 71322.6535 | 0 | 176462.8286 | 459120.0826 | 313358.8903 | 1401410.5929 | 961560.8286 | 21335742.5118 | 21335742.5118 | 1478867.319 | 9416018.0746 | 0 | 23698713.9333 | 55929341.8388 | 177.8279 | 0.050629 | 468086.6397 | 1104691.9151 | 9542.5793 | 22520.6389
1 | 5600 | 707 | 0.03 | 15 | 15 | 7 | 2.3714e-13 | 5spot_SharedNeighbor | Water | Porous | Wet | R600a | MinimizeLCOE_Brownfield | IgnoreSilica | 2019 | 1.6709 | 0.44196 | 0.02631 | 4 | 229893.7847 | 536146.9501 | 4686.6958 | 10930.0808 | 130.7023 | 0 | 285.5785 | 240379.6304 | 18020.0282 | 176302.4416 | 96220.1259 | 0 | 81597.0437 | 0 | 238882.5152 | 621523.3031 | 424202.4254 | 1897127.5134 | 961560.8286 | 21335742.5118 | 21335742.5118 | 1478867.319 | 9416018.0746 | 0 | 24194430.8539 | 56425058.7594 | 237.1374 | 0.10524 | 229893.7847 | 536146.9501 | 4686.6958 | 10930.0808
1 | 5600 | 707 | 0.03 | 15 | 15 | 7 | 3.1623e-13 | 5spot_SharedNeighbor | Water | Porous | Wet | R600a | MinimizeLCOE_Brownfield | IgnoreSilica | 2019 | 2.1571 | 0.64234 | 0.04604 | 4 | 134567.5675 | 309580.0655 | 2743.3419 | 6311.2084 | 139.3771 | 0 | 369.324 | 325245.1246 | 25848.014 | 236376.1084 | 123352.0858 | 0 | 91473.5707 | 0 | 312895.0124 | 814088.6387 | 555632.2238 | 2484910.7785 | 961560.8286 | 21335742.5118 | 21335742.5118 | 1478867.319 | 9416018.0746 | 0 | 24782214.119 | 57012842.0245 | 316.2278 | 0.18416 | 134567.5675 | 309580.0655 | 2743.3419 | 6311.2084
1 | 5600 | 707 | 0.03 | 15 | 15 | 7 | 4.217e-13 | 5spot_SharedNeighbor | Water | Porous | Wet | R600a | MinimizeLCOE_Brownfield | IgnoreSilica | 2019 | 2.8183 | 0.92906 | 0.075849 | 4 | 84284.21 | 190517.5707 | 1718.2476 | 3883.9584 | 147.0277 | 0 | 482.4162 | 436793.8831 | 36813.6357 | 315826.8314 | 163226.8628 | 0 | 104427.162 | 0 | 412264.4662 | 1072627.5741 | 732090.3596 | 3274070.775 | 961560.8286 | 21335742.5118 | 21335742.5118 | 1478867.319 | 9416018.0746 | 0 | 25571374.1154 | 57802002.0209 | 421.6965 | 0.30339 | 84284.21 | 190517.5707 | 1718.2476 | 3883.9584
1 | 5600 | 707 | 0.03 | 15 | 15 | 7 | 5.6234e-13 | 5spot_SharedNeighbor | Water | Porous | Wet | R600a | MinimizeLCOE_Brownfield | IgnoreSilica | 2019 | 3.6935 | 1.3196 | 0.11837 | 4 | 56124.7274 | 124194.7057 | 1144.1785 | 2531.8771 | 153.3772 | 0 | 639.7796 | 576202.6692 | 51389.8043 | 416181.2896 | 217222.279 | 0 | 120013.6452 | 0 | 538593.778 | 1401310.5297 | 956423.2306 | 4277337.2256 | 961560.8286 | 21335742.5118 | 21335742.5118 | 1478867.319 | 9416018.0746 | 0 | 26574640.5661 | 58805268.4716 | 562.3413 | 0.47349 | 56124.7274 | 124194.7057 | 1144.1785 | 2531.8771
1 | 5600 | 707 | 0.03 | 15 | 15 | 7 | 7.4989e-13 | 5spot_SharedNeighbor | Water | Porous | Wet | R600a | MinimizeLCOE_Brownfield | IgnoreSilica | 2019 | 4.84 | 1.8891 | 0.17603 | 4 | 39566.3118 | 85341.6663 | 806.6128 | 1739.8053 | 158.4905 | 0 | 105.5308 | 746362.7632 | 67549.6038 | 553919.4231 | 288238.6099 | 0 | 139555.9971 | 0 | 700294.2948 | 1822022.1051 | 1243567.5255 | 5561510.3225 | 961560.8286 | 21335742.5118 | 21335742.5118 | 1478867.319 | 9416018.0746 | 0 | 27858813.6629 | 60089441.5684 | 749.8942 | 0.7041 | 39566.3118 | 85341.6663 | 806.6128 | 1739.8053
1 | 5600 | 707 | 0.03 | 15 | 15 | 7 | 1e-12 | 5spot_SharedNeighbor | Water | Porous | Wet | R600a | MinimizeLCOE_Brownfield | IgnoreSilica | 2019 | 6.3675 | 2.662 | 0.25185 | 4 | 29223.5125 | 61217.1472 | 595.7608 | 1247.9943 | 162.5801 | 0 | 91.699 | 949277.2759 | 85878.5711 | 728791.2836 | 378152.1221 | 0 | 164035.0332 | 0 | 899392.3715 | 2340034.4598 | 1597121.6017 | 7142682.7189 | 961560.8286 | 21335742.5118 | 21335742.5118 | 1478867.319 | 9416018.0746 | 0 | 29439986.0593 | 61670613.9648 | 1000 | 1.0074 | 29223.5125 | 61217.1472 | 595.7608 | 1247.9943
1 | 5600 | 707 | 0.03 | 15 | 15 | 7 | 1.3335e-12 | 5spot_SharedNeighbor | Water | Porous | Wet | R600a | MinimizeLCOE_Brownfield | IgnoreSilica | 2019 | 8.3775 | 3.67 | 0.35069 | 4 | 22360.8591 | 45337.7265 | 455.8564 | 924.2709 | 165.5866 | 0 | 69.0903 | 1189449.6617 | 107522.3273 | 942240.6821 | 495533.7992 | 0 | 193403.6178 | 0 | 1141978.5344 | 2971193.8945 | 2027900.8849 | 9069223.4019 | 961560.8286 | 21335742.5118 | 21335742.5118 | 1478867.319 | 9416018.0746 | 0 | 31366526.7424 | 63597154.6479 | 1333.5214 | 1.4027 | 22360.8591 | 45337.7265 | 455.8564 | 924.2709
1 | 5600 | 707 | 0.03 | 15 | 15 | 7 | 1.7783e-12 | 5spot_SharedNeighbor | Water | Porous | Wet | R600a | MinimizeLCOE_Brownfield | IgnoreSilica | 2019 | 11.081 | 5.06 | 0.48736 | 4 | 17360.5507 | 33893.8054 | 353.9183 | 690.9711 | 168.4155 | 0 | 110.7525 | 1491044.5518 | 134630.1105 | 1218300.6494 | 654068.3281 | 0 | 229804.3557 | 0 | 1453860.7183 | 3782647.3611 | 2581734.5496 | 11546090.6245 | 961560.8286 | 21335742.5118 | 21335742.5118 | 1478867.319 | 9416018.0746 | 0 | 33843393.9649 | 66074021.8704 | 1778.2794 | 1.9494 | 17360.5507 | 33893.8054 | 353.9183 | 690.9711
1 | 5600 | 707 | 0.03 | 15 | 15 | 7 | 2.3714e-12 | 5spot_SharedNeighbor | Water | Porous | Wet | R600a | MinimizeLCOE_Brownfield | IgnoreSilica | 2019 | 14.6379 | 6.8712 | 0.66539 | 4 | 13856.1224 | 25965.8134 | 282.4758 | 529.3482 | 170.3829 | 0 | 87.0146 | 1849839.0907 | 166786.1251 | 1556182.1788 | 861756.6061 | 0 | 273332.9015 | 0 | 1836079.7919 | 4777102.9867 | 3260470.9481 | 14581550.6289 | 961560.8286 | 21335742.5118 | 21335742.5118 | 1478867.319 | 9416018.0746 | 0 | 36878853.9694 | 69109481.8748 | 2371.3737 | 2.6616 | 13856.1224 | 25965.8134 | 282.4758 | 529.3482
1 | 5600 | 707 | 0.03 | 15 | 15 | 7 | 3.1623e-12 | 5spot_SharedNeighbor | Water | Porous | Wet | R600a | MinimizeLCOE_Brownfield | IgnoreSilica | 2019 | 19.3884 | 9.2916 | 0.90293 | 4 | 11269.3487 | 20193.2849 | 229.7409 | 411.6674 | 171.9069 | 0 | 107.4727 | 2288915.4257 | 206015.0684 | 1981094.0172 | 1138930.9919 | 0 | 327168.0339 | 0 | 2317428.1795 | 6029472.7531 | 4115239.0472 | 18404263.5168 | 961560.8286 | 21335742.5118 | 21335742.5118 | 1478867.319 | 9416018.0746 | 0 | 40701566.8573 | 72932194.7627 | 3162.2777 | 3.6117 | 11269.3487 | 20193.2849 | 229.7409 | 411.6674
1 | 5600 | 707 | 0.03 | 15 | 15 | 7 | 4.217e-12 | 5spot_SharedNeighbor | Water | Porous | Wet | R600a | MinimizeLCOE_Brownfield | IgnoreSilica | 2019 | 25.6442 | 12.4803 | 1.2162 | 4 | 9343.9876 | 15969.4357 | 190.4898 | 325.5585 | 173.0665 | 0 | 103.3195 | 2819665.5777 | 253276.4523 | 2508502.8774 | 1503847.3473 | 0 | 391694.869 | 0 | 2916024.9782 | 7586898.8344 | 5178214.3496 | 23158125.2859 | 961560.8286 | 21335742.5118 | 21335742.5118 | 1478867.319 | 9416018.0746 | 0 | 45455428.6264 | 77686056.5319 | 4216.965 | 4.8647 | 9343.9876 | 15969.4357 | 190.4898 | 325.5585
1 | 5600 | 707 | 0.03 | 15 | 15 | 7 | 5.6234e-12 | 5spot_SharedNeighbor | Water | Porous | Wet | R600a | MinimizeLCOE_Brownfield | IgnoreSilica | 2019 | 33.8802 | 16.6795 | 1.6286 | 4 | 7887.352 | 12835.0763 | 160.7943 | 261.6604 | 173.9498 | 0 | 90.4847 | 3462184.4061 | 310287.8618 | 3163590.6712 | 1984065.8883 | 0 | 469720.4193 | 0 | 3662041.2062 | 9527880.0306 | 6502973.8993 | 29082744.3829 | 961560.8286 | 21335742.5118 | 21335742.5118 | 1478867.319 | 9416018.0746 | 0 | 51380047.7233 | 83610675.6288 | 5623.4133 | 6.5142 | 7887.352 | 12835.0763 | 160.7943 | 261.6604
1 | 5600 | 707 | 0.03 | 15 | 15 | 7 | 7.4989e-12 | 5spot_SharedNeighbor | Water | Porous | Wet | R600a | MinimizeLCOE_Brownfield | IgnoreSilica | 2019 | 44.599 | 22.1445 | 2.1653 | 4 | 6776.6762 | 10497.9591 | 138.1517 | 214.0151 | 174.6127 | 0 | 92.8282 | 4232397.4704 | 378375.113 | 3968682.1436 | 2608929.1953 | 0 | 562857.8768 | 0 | 4582984.3016 | 11923985.0535 | 8138364.8124 | 36396575.9666 | 961560.8286 | 21335742.5118 | 21335742.5118 | 1478867.319 | 9416018.0746 | 0 | 58693879.3071 | 90924507.2126 | 7498.9421 | 8.6612 | 6776.6762 | 10497.9591 | 138.1517 | 214.0151
1 | 5600 | 707 | 0.03 | 15 | 15 | 7 | 1e-11 | 5spot_SharedNeighbor | Water | Porous | Wet | R600a | MinimizeLCOE_Brownfield | IgnoreSilica | 2019 | 58.3238 | 29.126 | 2.8506 | 4 | 5927.354 | 8754.0074 | 120.8371 | 178.4623 | 175.0625 | 0 | 104.2825 | 5141020.2382 | 458387.9012 | 4941495.5831 | 3408680.6169 | 0 | 672644.2184 | 0 | 5702669.1375 | 14837175.3176 | 10126677.0277 | 45288750.0406 | 961560.8286 | 21335742.5118 | 21335742.5118 | 1478867.319 | 9416018.0746 | 0 | 67586053.3811 | 99816681.2866 | 10000 | 11.4024 | 5927.354 | 8754.0074 | 120.8371 | 178.4623
1 | 5600 | 707 | 0.03 | 15 | 15 | 7 | 1.3335e-11 | 5spot_SharedNeighbor | Water | Porous | Wet | R600a | MinimizeLCOE_Brownfield | IgnoreSilica | 2019 | 75.3884 | 37.72 | 3.6928 | 4 | 5284.5296 | 7466.517 | 107.7323 | 152.215 | 175.2137 | 0 | 115.3564 | 6177845.0188 | 549334.0586 | 6077022.5175 | 4400702.7457 | 0 | 798683.2727 | 0 | 7021399.1692 | 18268240.3512 | 12468449.4145 | 55761676.5481 | 961560.8286 | 21335742.5118 | 21335742.5118 | 1478867.319 | 9416018.0746 | 0 | 78058979.8886 | 110289607.794 | 13335.2143 | 14.7712 | 5284.5296 | 7466.517 | 107.7323 | 152.215
1 | 5600 | 707 | 0.03 | 15 | 15 | 7 | 1.7783e-11 | 5spot_SharedNeighbor | Water | Porous | Wet | R600a | MinimizeLCOE_Brownfield | IgnoreSilica | 2019 | 95.7025 | 47.7099 | 4.6679 | 4 | 4809.8747 | 6536.0731 | 98.0558 | 133.2467 | 174.9267 | 0 | 142.9904 | 7301627.2381 | 647533.7947 | 7333654.7483 | 5575739.8119 | 0 | 938185.3801 | 0 | 8500728.9795 | 22117153.0654 | 15095411.4292 | 67510034.4472 | 961560.8286 | 21335742.5118 | 21335742.5118 | 1478867.319 | 9416018.0746 | 0 | 89807337.7877 | 122037965.6932 | 17782.7941 | 18.6715 | 4809.8747 | 6536.0731 | 98.0558 | 133.2467
1 | 5600 | 707 | 0.03 | 15 | 15 | 7 | 2.3714e-11 | 5spot_SharedNeighbor | Water | Porous | Wet | R600a | MinimizeLCOE_Brownfield | IgnoreSilica | 2019 | 118.5795 | 58.504 | 5.7129 | 4 | 4472.1921 | 5882.6336 | 91.1717 | 119.9254 | 174.1171 | 0 | 130.9067 | 8442847.7824 | 746906.5499 | 8633402.3098 | 6887185.0533 | 0 | 1086303.1092 | 0 | 10060691.4738 | 26175855.4832 | 17865559.2273 | 79898750.989 | 961560.8286 | 21335742.5118 | 21335742.5118 | 1478867.319 | 9416018.0746 | 0 | 102196054.3294 | 134426682.2349 | 23713.7371 | 22.8514 | 4472.1921 | 5882.6336 | 91.1717 | 119.9254
1 | 5600 | 707 | 0.03 | 15 | 15 | 7 | 3.1623e-11 | 5spot_SharedNeighbor | Water | Porous | Wet | R600a | MinimizeLCOE_Brownfield | IgnoreSilica | 2019 | 130.2861 | 63.7946 | 6.3733 | 4 | 4228.6611 | 5492.9345 | 86.207 | 111.9809 | 173.5333 | 0 | 153.125 | 8980018.7926 | 793570.0035 | 9252536.5263 | 7552061.1612 | 0 | 1028737.2496 | 0 | 10766700.256 | 28012745.5121 | 19119274.4164 | 85505643.9176 | 961560.8286 | 21335742.5118 | 21335742.5118 | 1478867.319 | 9416018.0746 | 0 | 107802947.2581 | 140033575.1636 | 31622.7766 | 25.4934 | 4228.6611 | 5492.9345 | 86.207 | 111.9809
1 | 5600 | 707 | 0.03 | 15 | 15 | 7 | 4.217e-11 | 5spot_SharedNeighbor | Water | Porous | Wet | R600a | MinimizeLCOE_Brownfield | IgnoreSilica | 2019 | 142.2003 | 69.0446 | 7.0141 | 4 | 4040.8189 | 5189.5915 | 82.3776 | 105.7968 | 172.8903 | 0 | 205.5779 | 9500723.6082 | 838739.6319 | 9856830.5298 | 8225262.4063 | 0 | 983284.0595 | 0 | 11467887.6919 | 29837091.3872 | 20364427.9627 | 91074247.2775 | 961560.8286 | 21335742.5118 | 21335742.5118 | 1478867.319 | 9416018.0746 | 0 | 113371550.618 | 145602178.5235 | 42169.6503 | 28.0566 | 4040.8189 | 5189.5915 | 82.3776 | 105.7968
1 | 5600 | 707 | 0.03 | 15 | 15 | 7 | 5.6234e-11 | 5spot_SharedNeighbor | Water | Porous | Wet | R600a | MinimizeLCOE_Brownfield | IgnoreSilica | 2019 | 150.8527 | 72.7942 | 7.5206 | 4 | 3895.4378 | 4966.8431 | 79.4138 | 101.2558 | 172.4239 | 0 | 233.496 | 9865767.1547 | 870370.376 | 10282789.163 | 8711845.3277 | 0 | 905235.5728 | 0 | 11948042.9618 | 31086356.9059 | 21217077.349 | 94887484.811 | 961560.8286 | 21335742.5118 | 21335742.5118 | 1478867.319 | 9416018.0746 | 0 | 117184788.1514 | 149415416.0569 | 56234.1325 | 30.0826 | 3895.4378 | 4966.8431 | 79.4138 | 101.2558
1 | 5600 | 707 | 0.03 | 15 | 15 | 7 | 7.4989e-11 | 5spot_SharedNeighbor | Water | Porous | Wet | R600a | MinimizeLCOE_Brownfield | IgnoreSilica | 2019 | 157.8387 | 75.7631 | 7.9368 | 4 | 3784.5535 | 4799.7816 | 77.1532 | 97.85 | 172.0264 | 0 | 267.5444 | 10151044.0163 | 895069.5605 | 10616948.6357 | 9103387.5604 | 0 | 826572.948 | 0 | 12321278.8611 | 32057440.1548 | 21879861.6202 | 97851603.3568 | 961560.8286 | 21335742.5118 | 21335742.5118 | 1478867.319 | 9416018.0746 | 0 | 120148906.6973 | 152379534.6028 | 74989.4209 | 31.7472 | 3784.5535 | 4799.7816 | 77.1532 | 97.85
1 | 5600 | 707 | 0.03 | 15 | 15 | 7 | 1e-10 | 5spot_SharedNeighbor | Water | Porous | Wet | R600a | MinimizeLCOE_Brownfield | IgnoreSilica | 2019 | 163.3493 | 78.0654 | 8.2702 | 4 | 3700.2026 | 4674.5066 | 75.4336 | 95.2961 | 171.7005 | 0 | 240.5118 | 10370101.7715 | 914023.9755 | 10874282.9787 | 9410725.6883 | 0 | 752362.1199 | 0 | 12605383.6482 | 32796622.5329 | 22384368.7819 | 100107871.4969 | 961560.8286 | 21335742.5118 | 21335742.5118 | 1478867.319 | 9416018.0746 | 0 | 122405174.8374 | 154635802.7429 | 100000 | 33.0807 | 3700.2026 | 4674.5066 | 75.4336 | 95.2961
1 | 5600 | 707 | 0.03 | 15 | 15 | 7 | 1.3335e-10 | 5spot_SharedNeighbor | Water | Porous | Wet | R600a | MinimizeLCOE_Brownfield | IgnoreSilica | 2019 | 167.5681 | 79.8047 | 8.5306 | 4 | 3636.1855 | 4580.7465 | 74.1286 | 93.3847 | 171.4438 | 0 | 256.6477 | 10534380.1026 | 928232.0275 | 11067679.806 | 9645446.8819 | 0 | 684936.9636 | 0 | 12815663.5548 | 33343727.7156 | 22757779.311 | 101777846.3631 | 961560.8286 | 21335742.5118 | 21335742.5118 | 1478867.319 | 9416018.0746 | 0 | 124075149.7036 | 156305777.609 | 133352.1432 | 34.1223 | 3636.1855 | 4580.7465 | 74.1286 | 93.3847
1 | 5600 | 707 | 0.03 | 15 | 15 | 7 | 1.7783e-10 | 5spot_SharedNeighbor | Water | Porous | Wet | R600a | MinimizeLCOE_Brownfield | IgnoreSilica | 2019 | 170.7741 | 81.1128 | 8.7318 | 4 | 3587.6835 | 4510.4817 | 73.1398 | 91.9523 | 171.2447 | 0 | 237.2263 | 10657262.3248 | 938856.252 | 11212571.3301 | 9823518.9371 | 0 | 626264.1033 | 0 | 12970804.4495 | 33747372.4997 | 23033275.1702 | 103009925.0667 | 961560.8286 | 21335742.5118 | 21335742.5118 | 1478867.319 | 9416018.0746 | 0 | 125307228.4071 | 157537856.3126 | 177827.941 | 34.9271 | 3587.6835 | 4510.4817 | 73.1398 | 91.9523
1 | 5600 | 707 | 0.03 | 15 | 15 | 7 | 2.3714e-10 | 5spot_SharedNeighbor | Water | Porous | Wet | R600a | MinimizeLCOE_Brownfield | IgnoreSilica | 2019 | 173.1512 | 82.075 | 8.8843 | 4 | 3550.9873 | 4457.9385 | 72.3917 | 90.8811 | 171.0948 | 0 | 272.9564 | 10747292.5361 | 946638.2149 | 11318849.401 | 9955393.6492 | 0 | 576165.4109 | 0 | 13082292.2928 | 34037440.9986 | 23231252.881 | 103895325.3846 | 961560.8286 | 21335742.5118 | 21335742.5118 | 1478867.319 | 9416018.0746 | 0 | 126192628.7251 | 158423256.6306 | 237137.3706 | 35.5373 | 3550.9873 | 4457.9385 | 72.3917 | 90.8811
1 | 5600 | 707 | 0.03 | 15 | 15 | 7 | 3.1623e-10 | 5spot_SharedNeighbor | Water | Porous | Wet | R600a | MinimizeLCOE_Brownfield | IgnoreSilica | 2019 | 174.954 | 82.8002 | 9.0009 | 4 | 3523.2557 | 4418.46 | 71.8263 | 90.0763 | 170.9799 | 0 | 272.9818 | 10814950.1697 | 952485.2913 | 11398784.9924 | 10055261.1126 | 0 | 535130.2863 | 0 | 13165078.6224 | 34252834.0466 | 23378263.0622 | 104552787.5836 | 961560.8286 | 21335742.5118 | 21335742.5118 | 1478867.319 | 9416018.0746 | 0 | 126850090.9241 | 159080718.8296 | 316227.766 | 36.0037 | 3523.2557 | 4418.46 | 71.8263 | 90.0763
1 | 5600 | 707 | 0.03 | 15 | 15 | 7 | 4.217e-10 | 5spot_SharedNeighbor | Water | Porous | Wet | R600a | MinimizeLCOE_Brownfield | IgnoreSilica | 2019 | 176.2575 | 83.3216 | 9.0875 | 4 | 3502.3187 | 4388.9924 | 71.3995 | 89.4755 | 170.8961 | 0 | 282.7595 | 10863500.5089 | 956680.527 | 11456181.4428 | 10127251.7947 | 0 | 501305.1434 | 0 | 13222918.5726 | 34403321.7323 | 23480973.9999 | 105012133.7216 | 961560.8286 | 21335742.5118 | 21335742.5118 | 1478867.319 | 9416018.0746 | 0 | 127309437.062 | 159540064.9675 | 421696.5034 | 36.35 | 3502.3187 | 4388.9924 | 71.3995 | 89.4755
1 | 5600 | 707 | 0.03 | 15 | 15 | 7 | 5.6234e-10 | 5spot_SharedNeighbor | Water | Porous | Wet | R600a | MinimizeLCOE_Brownfield | IgnoreSilica | 2019 | 177.2003 | 83.6975 | 9.1518 | 4 | 3486.5301 | 4366.9799 | 71.0776 | 89.0268 | 170.8351 | 0 | 253.7283 | 10898438.0381 | 959699.1916 | 11497503.0821 | 10179288.3684 | 0 | 473945.379 | 0 | 13263460.8831 | 34508804.508 | 23552968.1617 | 105334107.6121 | 961560.8286 | 21335742.5118 | 21335742.5118 | 1478867.319 | 9416018.0746 | 0 | 127631410.9526 | 159862038.8581 | 562341.3252 | 36.607 | 3486.5301 | 4366.9799 | 71.0776 | 89.0268
1 | 5600 | 707 | 0.03 | 15 | 15 | 7 | 7.4989e-10 | 5spot_SharedNeighbor | Water | Porous | Wet | R600a | MinimizeLCOE_Brownfield | IgnoreSilica | 2019 | 177.8823 | 83.9686 | 9.1993 | 4 | 3474.6347 | 4350.5298 | 70.8351 | 88.6914 | 170.7908 | 0 | 290.3202 | 10923617.5321 | 961874.5956 | 11527293.0846 | 10216913.7977 | 0 | 452134.6642 | 0 | 13291915.1329 | 34582836.6292 | 23603496.6057 | 105560082.042 | 961560.8286 | 21335742.5118 | 21335742.5118 | 1478867.319 | 9416018.0746 | 0 | 127857385.3825 | 160088013.2879 | 749894.2093 | 36.7974 | 3474.6347 | 4350.5298 | 70.8351 | 88.6914
1 | 5600 | 707 | 0.03 | 15 | 15 | 7 | 1e-09 | 5spot_SharedNeighbor | Water | Porous | Wet | R600a | MinimizeLCOE_Brownfield | IgnoreSilica | 2019 | 178.3723 | 84.1631 | 9.2344 | 4 | 3465.6798 | 4338.2447 | 70.6526 | 88.441 | 170.7588 | 0 | 280.7371 | 10941663.0156 | 963433.574 | 11548647.6717 | 10243944.3041 | 0 | 434898.8537 | 0 | 13311709.0935 | 34634336.4542 | 23638646.2944 | 105717279.2612 | 961560.8286 | 21335742.5118 | 21335742.5118 | 1478867.319 | 9416018.0746 | 0 | 128014582.6017 | 160245210.5072 | 1000000 | 36.9378 | 3465.6798 | 4338.2447 | 70.6526 | 88.441
1 | 5600 | 707 | 0.03 | 15 | 15 | 7 | 1.3335e-09 | 5spot_SharedNeighbor | Water | Porous | Wet | R600a | MinimizeLCOE_Brownfield | IgnoreSilica | 2019 | 178.7324 | 84.3058 | 9.2606 | 4 | 3458.9435 | 4329.0438 | 70.5152 | 88.2534 | 170.7352 | 0 | 262.7723 | 10954895.7404 | 964576.7298 | 11564309.5383 | 10263800.0401 | 0 | 421514.5959 | 0 | 13325947.6914 | 34671382.3652 | 23663930.8899 | 105830357.5911 | 961560.8286 | 21335742.5118 | 21335742.5118 | 1478867.319 | 9416018.0746 | 0 | 128127660.9316 | 160358288.8371 | 1333521.4322 | 37.0424 | 3458.9435 | 4329.0438 | 70.5152 | 88.2534
1 | 5600 | 707 | 0.03 | 15 | 15 | 7 | 1.7783e-09 | 5spot_SharedNeighbor | Water | Porous | Wet | R600a | MinimizeLCOE_Brownfield | IgnoreSilica | 2019 | 178.9977 | 84.4109 | 9.2801 | 4 | 3453.8792 | 4322.1512 | 70.412 | 88.1129 | 170.7178 | 0 | 338.4392 | 10964631.6971 | 965417.783 | 11575834.1255 | 10278427.6451 | 0 | 411199.1206 | 0 | 13336249.0448 | 34698184.3738 | 23682223.8115 | 105912167.6016 | 961560.8286 | 21335742.5118 | 21335742.5118 | 1478867.319 | 9416018.0746 | 0 | 128209470.9421 | 160440098.8475 | 1778279.41 | 37.1204 | 3453.8792 | 4322.1512 | 70.412 | 88.1129
1 | 5600 | 707 | 0.03 | 15 | 15 | 7 | 2.3714e-09 | 5spot_SharedNeighbor | Water | Porous | Wet | R600a | MinimizeLCOE_Brownfield | IgnoreSilica | 2019 | 179.183 | 84.4841 | 9.2943 | 4 | 3450.0739 | 4317.0214 | 70.3344 | 88.0083 | 170.7057 | 0 | 308.0582 | 10971419.6523 | 966004.1583 | 11583869.8206 | 10288637.7404 | 0 | 403144.9649 | 0 | 13343099.7713 | 34716008.5587 | 23694389.184 | 105966573.8505 | 961560.8286 | 21335742.5118 | 21335742.5118 | 1478867.319 | 9416018.0746 | 0 | 128263877.1909 | 160494505.0964 | 2371373.7057 | 37.1771 | 3450.0739 | 4317.0214 | 70.3344 | 88.0083
1 | 5600 | 707 | 0.03 | 15 | 15 | 7 | 3.1623e-09 | 5spot_SharedNeighbor | Water | Porous | Wet | R600a | MinimizeLCOE_Brownfield | IgnoreSilica | 2019 | 179.3339 | 84.5438 | 9.3053 | 4 | 3447.2159 | 4313.133 | 70.2762 | 87.9291 | 170.6958 | 0 | 293.0109 | 10976949.8323 | 966481.8744 | 11590416.964 | 10296958.9437 | 0 | 397200.6179 | 0 | 13348923.2106 | 34731159.9534 | 23704730.3222 | 106012821.7186 | 961560.8286 | 21335742.5118 | 21335742.5118 | 1478867.319 | 9416018.0746 | 0 | 128310125.0591 | 160540752.9645 | 3162277.6602 | 37.2214 | 3447.2159 | 4313.133 | 70.2762 | 87.9291
1 | 5600 | 707 | 0.03 | 15 | 15 | 7 | 4.217e-09 | 5spot_SharedNeighbor | Water | Porous | Wet | R600a | MinimizeLCOE_Brownfield | IgnoreSilica | 2019 | 179.4239 | 84.5793 | 9.3128 | 4 | 3445.0701 | 4310.2894 | 70.2324 | 87.8711 | 170.6898 | 0 | 316.62 | 10980241.8038 | 966766.2435 | 11594314.4878 | 10301919.1282 | 0 | 392373.2711 | 0 | 13351889.8244 | 34738878.474 | 23709998.3711 | 106036381.6039 | 961560.8286 | 21335742.5118 | 21335742.5118 | 1478867.319 | 9416018.0746 | 0 | 128333684.9444 | 160564312.8499 | 4216965.0343 | 37.2514 | 3445.0701 | 4310.2894 | 70.2324 | 87.8711
1 | 5600 | 707 | 0.03 | 15 | 15 | 7 | 5.6234e-09 | 5spot_SharedNeighbor | Water | Porous | Wet | R600a | MinimizeLCOE_Brownfield | IgnoreSilica | 2019 | 179.4971 | 84.6082 | 9.3187 | 4 | 3443.4595 | 4308.1377 | 70.1996 | 87.8272 | 170.685 | 0 | 309.3565 | 10982917.8123 | 966997.4025 | 11597482.8425 | 10305951.141 | 0 | 388807.9759 | 0 | 13354441.2979 | 34745516.8847 | 23714529.2228 | 106056644.5796 | 961560.8286 | 21335742.5118 | 21335742.5118 | 1478867.319 | 9416018.0746 | 0 | 128353947.9201 | 160584575.8256 | 5623413.2519 | 37.2747 | 3443.4595 | 4308.1377 | 70.1996 | 87.8272
1 | 5600 | 707 | 0.03 | 15 | 15 | 7 | 7.4989e-09 | 5spot_SharedNeighbor | Water | Porous | Wet | R600a | MinimizeLCOE_Brownfield | IgnoreSilica | 2019 | 179.5554 | 84.6313 | 9.3232 | 4 | 3442.2509 | 4306.5125 | 70.1749 | 87.7941 | 170.6811 | 0 | 321.7608 | 10985051.8714 | 967181.7459 | 11600009.6009 | 10309166.6411 | 0 | 386169.318 | 0 | 13356555.8791 | 34751018.5911 | 23718284.2505 | 106073437.898 | 961560.8286 | 21335742.5118 | 21335742.5118 | 1478867.319 | 9416018.0746 | 0 | 128370741.2384 | 160601369.1439 | 7498942.0933 | 37.2927 | 3442.2509 | 4306.5125 | 70.1749 | 87.7941
1 | 5600 | 707 | 0.03 | 15 | 15 | 7 | 1e-08 | 5spot_SharedNeighbor | Water | Porous | Wet | R600a | MinimizeLCOE_Brownfield | IgnoreSilica | 2019 | 179.6091 | 84.6525 | 9.3269 | 4 | 3441.344 | 4305.2617 | 70.1565 | 87.7686 | 170.6776 | 0 | 309.4509 | 10987017.8193 | 967351.5667 | 11602337.3633 | 10312127.3984 | 0 | 384323.7303 | 0 | 13358731.5724 | 34756679.2988 | 23722147.7998 | 106090716.549 | 961560.8286 | 21335742.5118 | 21335742.5118 | 1478867.319 | 9416018.0746 | 0 | 128388019.8895 | 160618647.795 | 10000000 | 37.3075 | 3441.344 | 4305.2617 | 70.1565 | 87.7686
1 | 5700 | 707 | 0.03 | 15 | 15 | 7 | 1e-13 | 5spot_SharedNeighbor | Water | Porous | Wet | R600a | MinimizeLCOE_Brownfield | IgnoreSilica | 2019 | 0 | 0 | 0 | 0 |  |  |  |  | 15 |  | 25.2246 | [19 empty] | 100 | 0
1 | 5700 | 707 | 0.03 | 15 | 15 | 7 | 1.3335e-13 | 5spot_SharedNeighbor | Water | Porous | Wet | R600a | MinimizeLCOE_Brownfield | IgnoreSilica | 2019 | 1.0155 | 0.19903 | 0.0055407 | 4 | 1079471.9816 | 2567492.3009 | 22006.4964 | 52341.8033 | 110.9748 | 0 | 62.2247 | 123984.0462 | 8209.9114 | 94421.603 | 61405.6829 | 0 | 64705.0262 | 0 | 137563.2452 | 357911.346 | 244281.848 | 1092482.709 | 961560.8286 | 21870032.1104 | 21870032.1104 | 1478867.319 | 9629733.914 | 0 | 23924075.6481 | 56902708.9916 | 133.3521 | 0.022163 | 1079471.9816 | 2567492.3009 | 22006.4964 | 52341.8033
1 | 5700 | 707 | 0.03 | 15 | 15 | 7 | 1.7783e-13 | 5spot_SharedNeighbor | Water | Porous | Wet | R600a | MinimizeLCOE_Brownfield | IgnoreSilica | 2019 | 1.3128 | 0.30767 | 0.014547 | 4 | 417600.014 | 984356.8382 | 8513.3411 | 20067.4456 | 122.4222 | 0 | 62.3802 | 178984.0301 | 12716.7607 | 132713.3814 | 76948.3627 | 0 | 72558.8278 | 0 | 184829.3315 | 480888.0068 | 328215.9459 | 1467854.6468 | 961560.8286 | 21870032.1104 | 21870032.1104 | 1478867.319 | 9629733.914 | 0 | 24299447.5859 | 57278080.9294 | 177.8279 | 0.058188 | 417600.014 | 984356.8382 | 8513.3411 | 20067.4456
1 | 5700 | 707 | 0.03 | 15 | 15 | 7 | 2.3714e-13 | 5spot_SharedNeighbor | Water | Porous | Wet | R600a | MinimizeLCOE_Brownfield | IgnoreSilica | 2019 | 1.7098 | 0.4666 | 0.029228 | 4 | 212160.2099 | 494243.1054 | 4325.1728 | 10075.8142 | 132.9371 | 0 | 285.253 | 252399.9541 | 19195.9804 | 183842.9613 | 99139.2003 | 0 | 82211.6755 | 0 | 248348.011 | 646150.5813 | 441011.0488 | 1972299.4128 | 961560.8286 | 21870032.1104 | 21870032.1104 | 1478867.319 | 9629733.914 | 0 | 24803892.3519 | 57782525.6954 | 237.1374 | 0.11691 | 212160.2099 | 494243.1054 | 4325.1728 | 10075.8142
1 | 5700 | 707 | 0.03 | 15 | 15 | 7 | 3.1623e-13 | 5spot_SharedNeighbor | Water | Porous | Wet | R600a | MinimizeLCOE_Brownfield | IgnoreSilica | 2019 | 2.2154 | 0.68197 | 0.050973 | 4 | 124729.0579 | 286473.7211 | 2542.7706 | 5840.1543 | 141.8448 | 0 | 375.1973 | 343211.5991 | 27767.3318 | 247542.617 | 128277.8638 | 0 | 92592.9534 | 0 | 327363.0224 | 851731.433 | 581324.2043 | 2599811.0249 | 961560.8286 | 21870032.1104 | 21870032.1104 | 1478867.319 | 9629733.914 | 0 | 25431403.9639 | 58410037.3075 | 316.2278 | 0.20389 | 124729.0579 | 286473.7211 | 2542.7706 | 5840.1543
1 | 5700 | 707 | 0.03 | 15 | 15 | 7 | 4.217e-13 | 5spot_SharedNeighbor | Water | Porous | Wet | R600a | MinimizeLCOE_Brownfield | IgnoreSilica | 2019 | 2.8766 | 0.97814 | 0.082896 | 4 | 79134.21 | 178591.7058 | 1613.2579 | 3640.8335 | 149.4098 | 0 | 484.9753 | 458201.3736 | 39403.5511 | 328522.8728 | 169470.5544 | 0 | 104776.404 | 0 | 429146.1548 | 1116550.2647 | 762068.4985 | 3408139.6738 | 961560.8286 | 21870032.1104 | 21870032.1104 | 1478867.319 | 9629733.914 | 0 | 26239732.6129 | 59218365.9564 | 421.6965 | 0.33159 | 79134.21 | 178591.7058 | 1613.2579 | 3640.8335
1 | 5700 | 707 | 0.03 | 15 | 15 | 7 | 5.6234e-13 | 5spot_SharedNeighbor | Water | Porous | Wet | R600a | MinimizeLCOE_Brownfield | IgnoreSilica | 2019 | 3.7754 | 1.407 | 0.12918 | 4 | 52856.844 | 116679.9407 | 1077.5583 | 2378.6784 | 155.8792 | 0 | 74.4196 | 606394.2882 | 54729.5656 | 437697.2646 | 226782.9555 | 0 | 121020.9761 | 0 | 564183.7695 | 1467890.4383 | 1001865.3863 | 4480564.6441 | 961560.8286 | 21870032.1104 | 21870032.1104 | 1478867.319 | 9629733.914 | 0 | 27312157.5832 | 60290790.9267 | 562.3413 | 0.51672 | 52856.844 | 116679.9407 | 1077.5583 | 2378.6784
1 | 5700 | 707 | 0.03 | 15 | 15 | 7 | 7.4989e-13 | 5spot_SharedNeighbor | Water | Porous | Wet | R600a | MinimizeLCOE_Brownfield | IgnoreSilica | 2019 | 4.9474 | 2.0176 | 0.18981 | 4 | 37718.1375 | 81153.8171 | 768.9353 | 1654.4303 | 161.0559 | 0 | 76.7069 | 781563.0745 | 70732.1338 | 583844.0074 | 297383.8124 | 0 | 141035.8574 | 0 | 731077.9653 | 1902114.9011 | 1298232.5045 | 5805984.2564 | 961560.8286 | 21870032.1104 | 21870032.1104 | 1478867.319 | 9629733.914 | 0 | 28637577.1955 | 61616210.539 | 749.8942 | 0.75925 | 37718.1375 | 81153.8171 | 768.9353 | 1654.4303
1 | 5700 | 707 | 0.03 | 15 | 15 | 7 | 1e-12 | 5spot_SharedNeighbor | Water | Porous | Wet | R600a | MinimizeLCOE_Brownfield | IgnoreSilica | 2019 | 6.499 | 2.8291 | 0.26994 | 4 | 28029.9837 | 58572.6266 | 571.4291 | 1194.0822 | 165.1684 | 0 | 89.1944 | 990709.5768 | 89616.1601 | 765152.0848 | 389236.7151 | 0 | 165469.6134 | 0 | 936071.8186 | 2435466.8573 | 1662256.174 | 7433979.0002 | 961560.8286 | 21870032.1104 | 21870032.1104 | 1478867.319 | 9629733.914 | 0 | 30265571.9393 | 63244205.2828 | 1000 | 1.0798 | 28029.9837 | 58572.6266 | 571.4291 | 1194.0822
1 | 5700 | 707 | 0.03 | 15 | 15 | 7 | 1.3335e-12 | 5spot_SharedNeighbor | Water | Porous | Wet | R600a | MinimizeLCOE_Brownfield | IgnoreSilica | 2019 | 8.5406 | 3.8866 | 0.37428 | 4 | 21541.2993 | 43569.2162 | 439.1485 | 888.2174 | 168.1756 | 0 | 76.9636 | 1238407.4184 | 111927.925 | 986490.8182 | 509247.4683 | 0 | 194849.8522 | 0 | 1185960.158 | 3085625.0573 | 2106002.5048 | 9418511.2022 | 961560.8286 | 21870032.1104 | 21870032.1104 | 1478867.319 | 9629733.914 | 0 | 32250104.1412 | 65228737.4847 | 1333.5214 | 1.4971 | 21541.2993 | 43569.2162 | 439.1485 | 888.2174
1 | 5700 | 707 | 0.03 | 15 | 15 | 7 | 1.7783e-12 | 5spot_SharedNeighbor | Water | Porous | Wet | R600a | MinimizeLCOE_Brownfield | IgnoreSilica | 2019 | 11.3005 | 5.3554 | 0.5195 | 4 | 16756.3628 | 32626.5893 | 341.6011 | 665.1372 | 171.0802 | 0 | 93.3937 | 1551840.7689 | 140085.6275 | 1274883.0162 | 672201.6437 | 0 | 231659.6362 | 0 | 1509561.5701 | 3927569.5517 | 2680646.9225 | 11988448.7368 | 961560.8286 | 21870032.1104 | 21870032.1104 | 1478867.319 | 9629733.914 | 0 | 34820041.6758 | 67798675.0194 | 1778.2794 | 2.078 | 16756.3628 | 32626.5893 | 341.6011 | 665.1372
1 | 5700 | 707 | 0.03 | 15 | 15 | 7 | 2.3714e-12 | 5spot_SharedNeighbor | Water | Porous | Wet | R600a | MinimizeLCOE_Brownfield | IgnoreSilica | 2019 | 14.9428 | 7.2736 | 0.70891 | 4 | 13393.0462 | 25023.0525 | 273.0354 | 510.1288 | 173.0806 | 0 | 81.6313 | 1925603.2862 | 173564.3914 | 1628668.4312 | 886368.0165 | 0 | 276065.5293 | 0 | 1907205.1652 | 4962156.6184 | 3386773.8542 | 15146405.2923 | 961560.8286 | 21870032.1104 | 21870032.1104 | 1478867.319 | 9629733.914 | 0 | 37977998.2313 | 70956631.5748 | 2371.3737 | 2.8357 | 13393.0462 | 25023.0525 | 273.0354 | 510.1288
1 | 5700 | 707 | 0.03 | 15 | 15 | 7 | 3.1623e-12 | 5spot_SharedNeighbor | Water | Porous | Wet | R600a | MinimizeLCOE_Brownfield | IgnoreSilica | 2019 | 19.771 | 9.8175 | 0.96015 | 4 | 10915.8391 | 19502.716 | 222.5341 | 397.5892 | 174.6186 | 0 | 99.4495 | 2379699.9145 | 214110.7883 | 2070313.034 | 1169977.7176 | 0 | 329946.0439 | 0 | 2403978.5243 | 6254658.9965 | 4268933.2855 | 19091618.3045 | 961560.8286 | 21870032.1104 | 21870032.1104 | 1478867.319 | 9629733.914 | 0 | 41923211.2436 | 74901844.5871 | 3162.2777 | 3.8406 | 10915.8391 | 19502.716 | 222.5341 | 397.5892
1 | 5700 | 707 | 0.03 | 15 | 15 | 7 | 4.217e-12 | 5spot_SharedNeighbor | Water | Porous | Wet | R600a | MinimizeLCOE_Brownfield | IgnoreSilica | 2019 | 26.1506 | 13.1803 | 1.2923 | 4 | 9062.9013 | 15442.7881 | 184.7595 | 314.8221 | 175.794 | 0 | 98.3263 | 2930644.5609 | 263138.812 | 2620442.9706 | 1544602.9149 | 0 | 395124.8583 | 0 | 3024042.1055 | 7867937.2423 | 5370028.8378 | 24015962.3023 | 961560.8286 | 21870032.1104 | 21870032.1104 | 1478867.319 | 9629733.914 | 0 | 46847555.2414 | 79826188.5849 | 4216.965 | 5.1692 | 9062.9013 | 15442.7881 | 184.7595 | 314.8221
1 | 5700 | 707 | 0.03 | 15 | 15 | 7 | 5.6234e-12 | 5spot_SharedNeighbor | Water | Porous | Wet | R600a | MinimizeLCOE_Brownfield | IgnoreSilica | 2019 | 34.5259 | 17.5964 | 1.7286 | 4 | 7660.4833 | 12430.0906 | 156.1693 | 253.4042 | 176.6872 | 0 | 94.3267 | 3595942.6383 | 322131.0677 | 3301962.1205 | 2036279.5642 | 0 | 473436.1536 | 0 | 3794603.1023 | 9872778.892 | 6738374.4591 | 30135507.9976 | 961560.8286 | 21870032.1104 | 21870032.1104 | 1478867.319 | 9629733.914 | 0 | 52967100.9367 | 85945734.2802 | 5623.4133 | 6.9143 | 7660.4833 | 12430.0906 | 156.1693 | 253.4042
1 | 5700 | 707 | 0.03 | 15 | 15 | 7 | 7.4989e-12 | 5spot_SharedNeighbor | Water | Porous | Wet | R600a | MinimizeLCOE_Brownfield | IgnoreSilica | 2019 | 45.4273 | 23.3441 | 2.2947 | 4 | 6594.3436 | 10187.2011 | 134.4346 | 207.6799 | 177.3572 | 0 | 69.4461 | 4393773.0246 | 392608.9781 | 4139759.1519 | 2676164.1087 | 0 | 568965.1345 | 0 | 4746795.4551 | 12350188.0725 | 8429257.1305 | 37697511.0558 | 961560.8286 | 21870032.1104 | 21870032.1104 | 1478867.319 | 9629733.914 | 0 | 60529103.9949 | 93507737.3384 | 7498.9421 | 9.1789 | 6594.3436 | 10187.2011 | 134.4346 | 207.6799
1 | 5700 | 707 | 0.03 | 15 | 15 | 7 | 1e-11 | 5spot_SharedNeighbor | Water | Porous | Wet | R600a | MinimizeLCOE_Brownfield | IgnoreSilica | 2019 | 59.3495 | 30.6653 | 3.0181 | 4 | 5772.5861 | 8504.3608 | 117.682 | 173.3729 | 177.8042 | 0 | 72.1557 | 5332539.3479 | 475214.2794 | 5149337.609 | 3492877.6556 | 0 | 678413.522 | 0 | 5900069.1414 | 15350769.6354 | 10477215.7029 | 46856436.8937 | 961560.8286 | 21870032.1104 | 21870032.1104 | 1478867.319 | 9629733.914 | 0 | 69688029.8327 | 102666663.1762 | 10000 | 12.0722 | 5772.5861 | 8504.3608 | 117.682 | 173.3729
1 | 5700 | 707 | 0.03 | 15 | 15 | 7 | 1.3335e-11 | 5spot_SharedNeighbor | Water | Porous | Wet | R600a | MinimizeLCOE_Brownfield | IgnoreSilica | 2019 | 76.6259 | 39.6549 | 3.9043 | 4 | 5151.5858 | 7263.2705 | 105.022 | 148.0716 | 177.9351 | 0 | 65.7825 | 6401547.9224 | 568911.3687 | 6325159.9996 | 4504141.9614 | 0 | 804407.5466 | 0 | 7255625.8315 | 18877650.0801 | 12884384.0766 | 57621828.7868 | 961560.8286 | 21870032.1104 | 21870032.1104 | 1478867.319 | 9629733.914 | 0 | 80453421.7259 | 113432055.0694 | 13335.2143 | 15.6172 | 5151.5858 | 7263.2705 | 105.022 | 148.0716
1 | 5700 | 707 | 0.03 | 15 | 15 | 7 | 1.7783e-11 | 5spot_SharedNeighbor | Water | Porous | Wet | R600a | MinimizeLCOE_Brownfield | IgnoreSilica | 2019 | 97.14 | 50.0687 | 4.9256 | 4 | 4694.6459 | 6368.4789 | 95.7067 | 129.8301 | 177.6038 | 0 | 67.9388 | 7556790.5785 | 669781.556 | 7622317.347 | 5698718.4947 | 0 | 944737.7511 | 0 | 8772014.8336 | 22822983.2094 | 15577155.0059 | 69664498.7762 | 961560.8286 | 21870032.1104 | 21870032.1104 | 1478867.319 | 9629733.914 | 0 | 92496091.7152 | 125474725.0587 | 17782.7941 | 19.7025 | 4694.6459 | 6368.4789 | 95.7067 | 129.8301
1 | 5700 | 707 | 0.03 | 15 | 15 | 7 | 2.3714e-11 | 5spot_SharedNeighbor | Water | Porous | Wet | R600a | MinimizeLCOE_Brownfield | IgnoreSilica | 2019 | 120.1212 | 61.2576 | 6.0184 | 4 | 4366.5738 | 5736.4916 | 89.0185 | 116.9461 | 176.7359 | 0 | 116.1217 | 8724074.525 | 771344.8879 | 8956983.9013 | 7025762.3691 | 0 | 1089519.6238 | 0 | 10361397.2698 | 26958230.2813 | 18399546.1032 | 82286858.9616 | 961560.8286 | 21870032.1104 | 21870032.1104 | 1478867.319 | 9629733.914 | 0 | 105118451.9007 | 138097085.2442 | 23713.7371 | 24.0734 | 4366.5738 | 5736.4916 | 89.0185 | 116.9461
1 | 5700 | 707 | 0.03 | 15 | 15 | 7 | 3.1623e-11 | 5spot_SharedNeighbor | Water | Porous | Wet | R600a | MinimizeLCOE_Brownfield | IgnoreSilica | 2019 | 132.7003 | 67.1152 | 6.7294 | 4 | 4134.2443 | 5359.4221 | 84.2822 | 109.2591 | 176.0703 | 0 | 164.1902 | 9310715.1998 | 822264.0068 | 9635861.8435 | 7745681.2105 | 0 | 1043561.8425 | 0 | 11137652.8002 | 28977887.9394 | 19778003.9547 | 88451628.7974 | 961560.8286 | 21870032.1104 | 21870032.1104 | 1478867.319 | 9629733.914 | 0 | 111283221.7365 | 144261855.08 | 31622.7766 | 26.9174 | 4134.2443 | 5359.4221 | 84.2822 | 109.2591
1 | 5700 | 707 | 0.03 | 15 | 15 | 7 | 4.217e-11 | 5spot_SharedNeighbor | Water | Porous | Wet | R600a | MinimizeLCOE_Brownfield | IgnoreSilica | 2019 | 144.7413 | 72.5925 | 7.3968 | 4 | 3954.3635 | 5068.9852 | 80.615 | 103.3381 | 175.4019 | 0 | 193.2836 | 9846273.5705 | 868681.9981 | 10259995.8096 | 8431137.0022 | 0 | 997395.7717 | 0 | 11857358.8193 | 30850415.3692 | 21056042.4021 | 94167300.7429 | 961560.8286 | 21870032.1104 | 21870032.1104 | 1478867.319 | 9629733.914 | 0 | 116998893.6819 | 149977527.0254 | 42169.6503 | 29.5873 | 3954.3635 | 5068.9852 | 80.615 | 103.3381
1 | 5700 | 707 | 0.03 | 15 | 15 | 7 | 5.6234e-11 | 5spot_SharedNeighbor | Water | Porous | Wet | R600a | MinimizeLCOE_Brownfield | IgnoreSilica | 2019 | 153.3593 | 76.439 | 7.9177 | 4 | 3815.7004 | 4856.9987 | 77.7882 | 99.0165 | 174.9123 | 0 | 215.0868 | 10215548.0988 | 900651.9382 | 10692657.5783 | 8920011.6475 | 0 | 916670.4569 | 0 | 12341760.4907 | 32110729.1536 | 21916232.4568 | 98014261.8208 | 961560.8286 | 21870032.1104 | 21870032.1104 | 1478867.319 | 9629733.914 | 0 | 120845854.7598 | 153824488.1033 | 56234.1325 | 31.6707 | 3815.7004 | 4856.9987 | 77.7882 | 99.0165
1 | 5700 | 707 | 0.03 | 15 | 15 | 7 | 7.4989e-11 | 5spot_SharedNeighbor | Water | Porous | Wet | R600a | MinimizeLCOE_Brownfield | IgnoreSilica | 2019 | 160.2601 | 79.4574 | 8.3428 | 4 | 3709.9298 | 4698.1682 | 75.6319 | 95.7785 | 174.4993 | 0 | 248.5356 | 10501660.2374 | 925402.6 | 11029132.3329 | 9309400.2384 | 0 | 835210.3764 | 0 | 12714314.2561 | 33080037.63 | 22577805.4093 | 100972963.0804 | 961560.8286 | 21870032.1104 | 21870032.1104 | 1478867.319 | 9629733.914 | 0 | 123804556.0194 | 156783189.3629 | 74989.4209 | 33.3711 | 3709.9298 | 4698.1682 | 75.6319 | 95.7785
1 | 5700 | 707 | 0.03 | 15 | 15 | 7 | 1e-10 | 5spot_SharedNeighbor | Water | Porous | Wet | R600a | MinimizeLCOE_Brownfield | IgnoreSilica | 2019 | 165.6728 | 81.7869 | 8.682 | 4 | 3629.4862 | 4579.1085 | 73.992 | 93.3513 | 174.163 | 0 | 247.0039 | 10720368.522 | 944311.1471 | 11287055.5659 | 9614043.1775 | 0 | 758510.3167 | 0 | 12996472.6044 | 33814155.7735 | 23078856.1269 | 103213773.234 | 961560.8286 | 21870032.1104 | 21870032.1104 | 1478867.319 | 9629733.914 | 0 | 126045366.173 | 159023999.5166 | 100000 | 34.7282 | 3629.4862 | 4579.1085 | 73.992 | 93.3513
1 | 5700 | 707 | 0.03 | 15 | 15 | 7 | 1.3335e-10 | 5spot_SharedNeighbor | Water | Porous | Wet | R600a | MinimizeLCOE_Brownfield | IgnoreSilica | 2019 | 169.8682 | 83.5684 | 8.9485 | 4 | 3568.4269 | 4489.768 | 72.7472 | 91.53 | 173.8953 | 0 | 237.6956 | 10886445.392 | 958663.0328 | 11483317.3035 | 9849471.2207 | 0 | 689936.0056 | 0 | 13208454.8523 | 34365690.0991 | 23455289.637 | 104897267.5431 | 961560.8286 | 21870032.1104 | 21870032.1104 | 1478867.319 | 9629733.914 | 0 | 127728860.4821 | 160707493.8257 | 133352.1432 | 35.7942 | 3568.4269 | 4489.768 | 72.7472 | 91.53
1 | 5700 | 707 | 0.03 | 15 | 15 | 7 | 1.7783e-10 | 5spot_SharedNeighbor | Water | Porous | Wet | R600a | MinimizeLCOE_Brownfield | IgnoreSilica | 2019 | 173.0197 | 84.8922 | 9.1529 | 4 | 3522.1563 | 4422.925 | 71.8039 | 90.1673 | 173.69 | 0 | 261.4383 | 11009201.5465 | 969267.7702 | 11628607.1248 | 10025758.4437 | 0 | 629897.7486 | 0 | 13362465.7272 | 34766394.8035 | 23728778.8314 | 106120371.9958 | 961560.8286 | 21870032.1104 | 21870032.1104 | 1478867.319 | 9629733.914 | 0 | 128951964.9349 | 161930598.2784 | 177827.941 | 36.6117 | 3522.1563 | 4422.925 | 71.8039 | 90.1673
1 | 5700 | 707 | 0.03 | 15 | 15 | 7 | 2.3714e-10 | 5spot_SharedNeighbor | Water | Porous | Wet | R600a | MinimizeLCOE_Brownfield | IgnoreSilica | 2019 | 175.3561 | 85.8657 | 9.3078 | 4 | 3487.145 | 4372.9251 | 71.0902 | 89.148 | 173.5356 | 0 | 264.5996 | 11099136.0759 | 977035.2232 | 11735169.1497 | 10156287.4908 | 0 | 578757.2397 | 0 | 13473090.2199 | 35054217.0414 | 23925223.4229 | 106998915.8635 | 961560.8286 | 21870032.1104 | 21870032.1104 | 1478867.319 | 9629733.914 | 0 | 129830508.8025 | 162809142.1461 | 237137.3706 | 37.2312 | 3487.145 | 4372.9251 | 71.0902 | 89.148
1 | 5700 | 707 | 0.03 | 15 | 15 | 7 | 3.1623e-10 | 5spot_SharedNeighbor | Water | Porous | Wet | R600a | MinimizeLCOE_Brownfield | IgnoreSilica | 2019 | 177.0734 | 86.577 | 9.4242 | 4 | 3460.6849 | 4335.5243 | 70.5507 | 88.3855 | 173.4209 | 0 | 264.8957 | 11164664.2773 | 982693.7654 | 11812875.2234 | 10252149.6706 | 0 | 536176.1198 | 0 | 13551938.032 | 35259362.8746 | 24065239.6694 | 107625099.6324 | 961560.8286 | 21870032.1104 | 21870032.1104 | 1478867.319 | 9629733.914 | 0 | 130456692.5715 | 163435325.915 | 316227.766 | 37.6968 | 3460.6849 | 4335.5243 | 70.5507 | 88.3855
1 | 5700 | 707 | 0.03 | 15 | 15 | 7 | 4.217e-10 | 5spot_SharedNeighbor | Water | Porous | Wet | R600a | MinimizeLCOE_Brownfield | IgnoreSilica | 2019 | 178.3381 | 87.0984 | 9.5115 | 4 | 3440.7088 | 4307.5176 | 70.1435 | 87.8146 | 173.3357 | 0 | 266.9523 | 11212606.0884 | 986833.1487 | 11869759.9272 | 10322697.3218 | 0 | 501503.9668 | 0 | 13608426.1767 | 35406333.4397 | 24165550.1 | 108073710.1694 | 961560.8286 | 21870032.1104 | 21870032.1104 | 1478867.319 | 9629733.914 | 0 | 130905303.1084 | 163883936.4519 | 421696.5034 | 38.046 | 3440.7088 | 4307.5176 | 70.1435 | 87.8146
1 | 5700 | 707 | 0.03 | 15 | 15 | 7 | 5.6234e-10 | 5spot_SharedNeighbor | Water | Porous | Wet | R600a | MinimizeLCOE_Brownfield | IgnoreSilica | 2019 | 179.2413 | 87.4696 | 9.5759 | 4 | 3425.6428 | 4286.626 | 69.8364 | 87.3887 | 173.2745 | 0 | 287.9436 | 11246679.1139 | 989774.807 | 11910205.8506 | 10373057.8702 | 0 | 473337.2821 | 0 | 13647291.4203 | 35507452.8312 | 24234566.1625 | 108382365.3377 | 961560.8286 | 21870032.1104 | 21870032.1104 | 1478867.319 | 9629733.914 | 0 | 131213958.2768 | 164192591.6203 | 562341.3252 | 38.3035 | 3425.6428 | 4286.626 | 69.8364 | 87.3887
1 | 5700 | 707 | 0.03 | 15 | 15 | 7 | 7.4989e-10 | 5spot_SharedNeighbor | Water | Porous | Wet | R600a | MinimizeLCOE_Brownfield | IgnoreSilica | 2019 | 179.9038 | 87.7411 | 9.6239 | 4 | 3414.2904 | 4270.9794 | 69.6049 | 87.0697 | 173.2294 | 0 | 322.094 | 11271584.4815 | 991924.8444 | 11939778.3591 | 10409984.7547 | 0 | 451042.1642 | 0 | 13675082.6955 | 35579760.0285 | 24283917.3104 | 108603074.6383 | 961560.8286 | 21870032.1104 | 21870032.1104 | 1478867.319 | 9629733.914 | 0 | 131434667.5774 | 164413300.9209 | 749894.2093 | 38.4955 | 3414.2904 | 4270.9794 | 69.6049 | 87.0697
1 | 5700 | 707 | 0.03 | 15 | 15 | 7 | 1e-09 | 5spot_SharedNeighbor | Water | Porous | Wet | R600a | MinimizeLCOE_Brownfield | IgnoreSilica | 2019 | 180.3861 | 87.9385 | 9.6595 | 4 | 3405.7433 | 4259.2724 | 69.4307 | 86.831 | 173.1964 | 0 | 289.5348 | 11289668.5794 | 993485.9388 | 11961256.0422 | 10436861.232 | 0 | 433523.304 | 0 | 13694770.0876 | 35630982.5844 | 24318877.7573 | 108759425.5259 | 961560.8286 | 21870032.1104 | 21870032.1104 | 1478867.319 | 9629733.914 | 0 | 131591018.465 | 164569651.8085 | 1000000 | 38.638 | 3405.7433 | 4259.2724 | 69.4307 | 86.831
1 | 5700 | 707 | 0.03 | 15 | 15 | 7 | 1.3335e-09 | 5spot_SharedNeighbor | Water | Porous | Wet | R600a | MinimizeLCOE_Brownfield | IgnoreSilica | 2019 | 180.7345 | 88.0808 | 9.6858 | 4 | 3399.313 | 4250.522 | 69.2996 | 86.6526 | 173.1726 | 0 | 293.6413 | 11302705.1259 | 994611.2689 | 11976741.4288 | 10456270.5765 | 0 | 419834.9352 | 0 | 13708563.7008 | 35666870.7364 | 24343372.1585 | 108868969.931 | 961560.8286 | 21870032.1104 | 21870032.1104 | 1478867.319 | 9629733.914 | 0 | 131700562.87 | 164679196.2135 | 1333521.4322 | 38.7433 | 3399.313 | 4250.522 | 69.2996 | 86.6526
1 | 5700 | 707 | 0.03 | 15 | 15 | 7 | 1.7783e-09 | 5spot_SharedNeighbor | Water | Porous | Wet | R600a | MinimizeLCOE_Brownfield | IgnoreSilica | 2019 | 180.9781 | 88.1802 | 9.705 | 4 | 3394.4784 | 4244.0067 | 69.201 | 86.5198 | 173.1558 | 0 | 297.3743 | 11311804.3195 | 995396.7028 | 11987551.0722 | 10469837.4124 | 0 | 409099.6533 | 0 | 13717738.7725 | 35690742.3909 | 24359665.0532 | 108941835.3768 | 961560.8286 | 21870032.1104 | 21870032.1104 | 1478867.319 | 9629733.914 | 0 | 131773428.3159 | 164752061.6594 | 1778279.41 | 38.8199 | 3394.4784 | 4244.0067 | 69.201 | 86.5198
1 | 5700 | 707 | 0.03 | 15 | 15 | 7 | 2.3714e-09 | 5spot_SharedNeighbor | Water | Porous | Wet | R600a | MinimizeLCOE_Brownfield | IgnoreSilica | 2019 | 181.1561 | 88.2528 | 9.7192 | 4 | 3390.8455 | 4239.1301 | 69.127 | 86.4204 | 173.1436 | 0 | 294.8454 | 11318446.6517 | 995970.0527 | 11995442.6498 | 10479750.4377 | 0 | 400852.3521 | 0 | 13724280.2361 | 35707761.9375 | 24371281.2435 | 108993785.5611 | 961560.8286 | 21870032.1104 | 21870032.1104 | 1478867.319 | 9629733.914 | 0 | 131825378.5001 | 164804011.8436 | 2371373.7057 | 38.8768 | 3390.8455 | 4239.1301 | 69.127 | 86.4204
1 | 5700 | 707 | 0.03 | 15 | 15 | 7 | 3.1623e-09 | 5spot_SharedNeighbor | Water | Porous | Wet | R600a | MinimizeLCOE_Brownfield | IgnoreSilica | 2019 | 181.2876 | 88.3063 | 9.7298 | 4 | 3388.1167 | 4235.4761 | 69.0713 | 86.3459 | 173.1345 | 0 | 297.3559 | 11323350.6269 | 996393.3465 | 12001269.2741 | 10487074.1057 | 0 | 394563.0269 | 0 | 13729033.6482 | 35720129.3406 | 24379722.2502 | 109031535.6191 | 961560.8286 | 21870032.1104 | 21870032.1104 | 1478867.319 | 9629733.914 | 0 | 131863128.5582 | 164841761.9017 | 3162277.6602 | 38.9193 | 3388.1167 | 4235.4761 | 69.0713 | 86.3459
1 | 5700 | 707 | 0.03 | 15 | 15 | 7 | 4.217e-09 | 5spot_SharedNeighbor | Water | Porous | Wet | R600a | MinimizeLCOE_Brownfield | IgnoreSilica | 2019 | 181.3996 | 88.352 | 9.7383 | 4 | 3386.0678 | 4232.6925 | 69.0296 | 86.2892 | 173.1268 | 0 | 297.6227 | 11327529.712 | 996754.0667 | 12006234.8542 | 10493315.0987 | 0 | 389996.3358 | 0 | 13733393.7263 | 35731473.3693 | 24387464.7829 | 109066161.9459 | 961560.8286 | 21870032.1104 | 21870032.1104 | 1478867.319 | 9629733.914 | 0 | 131897754.8849 | 164876388.2285 | 4216965.0343 | 38.9531 | 3386.0678 | 4232.6925 | 69.0296 | 86.2892
1 | 5700 | 707 | 0.03 | 15 | 15 | 7 | 5.6234e-09 | 5spot_SharedNeighbor | Water | Porous | Wet | R600a | MinimizeLCOE_Brownfield | IgnoreSilica | 2019 | 181.4682 | 88.3799 | 9.7441 | 4 | 3384.5299 | 4230.6519 | 68.9982 | 86.2476 | 173.1221 | 0 | 284.9507 | 11330081.8759 | 996974.3566 | 12009267.4339 | 10497131.0327 | 0 | 386322.6849 | 0 | 13735713.1797 | 35737508.1115 | 24391583.6185 | 109084582.2937 | 961560.8286 | 21870032.1104 | 21870032.1104 | 1478867.319 | 9629733.914 | 0 | 131916175.2328 | 164894808.5763 | 5623413.2519 | 38.9762 | 3384.5299 | 4230.6519 | 68.9982 | 86.2476
1 | 5700 | 707 | 0.03 | 15 | 15 | 7 | 7.4989e-09 | 5spot_SharedNeighbor | Water | Porous | Wet | R600a | MinimizeLCOE_Brownfield | IgnoreSilica | 2019 | 181.5071 | 88.3957 | 9.748 | 4 | 3383.3758 | 4229.1595 | 68.9747 | 86.2171 | 173.1193 | 0 | 270.3651 | 11331527.4577 | 997099.1313 | 12010985.1648 | 10499296.0629 | 0 | 383371.9741 | 0 | 13736689.1185 | 35740047.3038 | 24393316.6694 | 109092332.8826 | 961560.8286 | 21870032.1104 | 21870032.1104 | 1478867.319 | 9629733.914 | 0 | 131923925.8216 | 164902559.1651 | 7498942.0933 | 38.9918 | 3383.3758 | 4229.1595 | 68.9747 | 86.2171
1 | 5700 | 707 | 0.03 | 15 | 15 | 7 | 1e-08 | 5spot_SharedNeighbor | Water | Porous | Wet | R600a | MinimizeLCOE_Brownfield | IgnoreSilica | 2019 | 181.5628 | 88.4184 | 9.7518 | 4 | 3382.5098 | 4227.958 | 68.957 | 86.1926 | 173.1155 | 0 | 315.8703 | 11333606.0019 | 997278.5393 | 12013455.0655 | 10502400.7488 | 0 | 381535.8516 | 0 | 13739027.7207 | 35746131.8673 | 24397469.509 | 109110905.3041 | 961560.8286 | 21870032.1104 | 21870032.1104 | 1478867.319 | 9629733.914 | 0 | 131942498.2431 | 164921131.5866 | 10000000 | 39.0073 | 3382.5098 | 4227.958 | 68.957 | 86.1926
1 | 5800 | 707 | 0.03 | 15 | 15 | 7 | 1e-13 | 5spot_SharedNeighbor | Water | Porous | Wet | R600a | MinimizeLCOE_Brownfield | IgnoreSilica | 2019 | 0 | 0 | 0 | 0 |  |  |  |  | 15 |  | 25.3461 | [19 empty] | 100 | 0
1 | 5800 | 707 | 0.03 | 15 | 15 | 7 | 1.3335e-13 | 5spot_SharedNeighbor | Water | Porous | Wet | R600a | MinimizeLCOE_Brownfield | IgnoreSilica | 2019 | 1.035 | 0.20867 | 0.0065243 | 4 | 938717.1971 | 2231372.9086 | 19137.0198 | 45489.5549 | 112.721 | 0 | 65.4123 | 129456.6049 | 8661.805 | 97940.8208 | 62643.7959 | 0 | 64927.3462 | 0 | 141815.8454 | 368975.7393 | 251833.5238 | 1126255.4814 | 961560.8286 | 22410181.7999 | 22410181.7999 | 1478867.319 | 9845793.7898 | 0 | 24497998.1099 | 58232841.0186 | 133.3521 | 0.026097 | 938717.1971 | 2231372.9086 | 19137.0198 | 45489.5549
1 | 5800 | 707 | 0.03 | 15 | 15 | 7 | 1.7783e-13 | 5spot_SharedNeighbor | Water | Porous | Wet | R600a | MinimizeLCOE_Brownfield | IgnoreSilica | 2019 | 1.3445 | 0.32523 | 0.01643 | 4 | 378845.8329 | 892166.2755 | 7723.2847 | 18188.0163 | 124.5643 | 0 | 65.4262 | 188144.2346 | 13545.7211 | 138534.9876 | 79116.7003 | 0 | 73217.3049 | 0 | 192097.9899 | 499799.5651 | 341123.4731 | 1525579.9767 | 961560.8286 | 22410181.7999 | 22410181.7999 | 1478867.319 | 9845793.7898 | 0 | 24897322.6052 | 58632165.514 | 177.8279 | 0.065719 | 378845.8329 | 892166.2755 | 7723.2847 | 18188.0163
1 | 5800 | 707 | 0.03 | 15 | 15 | 7 | 2.3714e-13 | 5spot_SharedNeighbor | Water | Porous | Wet | R600a | MinimizeLCOE_Brownfield | IgnoreSilica | 2019 | 1.7487 | 0.49238 | 0.032377 | 4 | 196302.9709 | 456788.5851 | 4001.9016 | 9312.2532 | 135.1696 | 0 | 295.5098 | 264964.4574 | 20456.8091 | 191626.5608 | 102370.1235 | 0 | 82770.6553 | 0 | 258253.5564 | 671922.7786 | 458601.103 | 2050966.0441 | 961560.8286 | 22410181.7999 | 22410181.7999 | 1478867.319 | 9845793.7898 | 0 | 25422708.6726 | 59157551.5814 | 237.1374 | 0.12951 | 196302.9709 | 456788.5851 | 4001.9016 | 9312.2532
1 | 5800 | 707 | 0.03 | 15 | 15 | 7 | 3.1623e-13 | 5spot_SharedNeighbor | Water | Porous | Wet | R600a | MinimizeLCOE_Brownfield | IgnoreSilica | 2019 | 2.2738 | 0.72322 | 0.056267 | 4 | 115922.0308 | 265808.5456 | 2363.2274 | 5418.8667 | 144.3068 | 0 | 385.0251 | 361883.9398 | 29827.4644 | 258995.2777 | 133446.9561 | 0 | 93636.9015 | 0 | 342338.3104 | 890694.0604 | 607916.9981 | 2718739.9083 | 961560.8286 | 22410181.7999 | 22410181.7999 | 1478867.319 | 9845793.7898 | 0 | 26090482.5368 | 59825325.4456 | 316.2278 | 0.22507 | 115922.0308 | 265808.5456 | 2363.2274 | 5418.8667
1 | 5800 | 707 | 0.03 | 15 | 15 | 7 | 4.217e-13 | 5spot_SharedNeighbor | Water | Porous | Wet | R600a | MinimizeLCOE_Brownfield | IgnoreSilica | 2019 | 2.9544 | 1.0377 | 0.091213 | 4 | 73851.2926 | 166313.2682 | 1505.5585 | 3390.5209 | 151.9658 | 0 | 500.5003 | 483900.2894 | 42611.9817 | 343746.423 | 177295.7952 | 0 | 106039.8611 | 0 | 449901.7966 | 1170552.1873 | 798925.9203 | 3572974.2546 | 961560.8286 | 22410181.7999 | 22410181.7999 | 1478867.319 | 9845793.7898 | 0 | 26944716.8831 | 60679559.7919 | 421.6965 | 0.36485 | 73851.2926 | 166313.2682 | 1505.5585 | 3390.5209
1 | 5800 | 707 | 0.03 | 15 | 15 | 7 | 5.6234e-13 | 5spot_SharedNeighbor | Water | Porous | Wet | R600a | MinimizeLCOE_Brownfield | IgnoreSilica | 2019 | 3.8459 | 1.4965 | 0.13937 | 4 | 50293.5977 | 110806.8316 | 1025.303 | 2258.9471 | 158.3144 | 0 | 85.8702 | 634018.5794 | 57383.8718 | 459721.3163 | 233801.6101 | 0 | 121528.6407 | 0 | 587517.0672 | 1528598.8924 | 1043300.1536 | 4665870.1316 | 961560.8286 | 22410181.7999 | 22410181.7999 | 1478867.319 | 9845793.7898 | 0 | 28037612.7601 | 61772455.6689 | 562.3413 | 0.55748 | 50293.5977 | 110806.8316 | 1025.303 | 2258.9471
1 | 5800 | 707 | 0.03 | 15 | 15 | 7 | 7.4989e-13 | 5spot_SharedNeighbor | Water | Porous | Wet | R600a | MinimizeLCOE_Brownfield | IgnoreSilica | 2019 | 5.04 | 2.1404 | 0.2033 | 4 | 36158.0856 | 77641.6076 | 737.1315 | 1582.8292 | 163.567 | 0 | 72.9171 | 814609.6781 | 73718.8057 | 612102.6938 | 305495.6024 | 0 | 141733.7582 | 0 | 759587.6099 | 1976291.1481 | 1348859.3173 | 6032398.6136 | 961560.8286 | 22410181.7999 | 22410181.7999 | 1478867.319 | 9845793.7898 | 0 | 29404141.2421 | 63138984.1509 | 749.8942 | 0.81321 | 36158.0856 | 77641.6076 | 737.1315 | 1582.8292
1 | 5800 | 707 | 0.03 | 15 | 15 | 7 | 1e-12 | 5spot_SharedNeighbor | Water | Porous | Wet | R600a | MinimizeLCOE_Brownfield | IgnoreSilica | 2019 | 6.6259 | 2.9965 | 0.28823 | 4 | 26967.2324 | 56227.0996 | 549.7635 | 1146.2655 | 167.743 | 0 | 75.7049 | 1031536.097 | 93297.5187 | 801178.3561 | 399905.2804 | 0 | 166559.3547 | 0 | 972065.8767 | 2529116.0131 | 1726173.6471 | 7719832.144 | 961560.8286 | 22410181.7999 | 22410181.7999 | 1478867.319 | 9845793.7898 | 0 | 31091574.7725 | 64826417.6813 | 1000 | 1.1529 | 26967.2324 | 56227.0996 | 549.7635 | 1146.2655
1 | 5800 | 707 | 0.03 | 15 | 15 | 7 | 1.3335e-12 | 5spot_SharedNeighbor | Water | Porous | Wet | R600a | MinimizeLCOE_Brownfield | IgnoreSilica | 2019 | 8.7259 | 4.119 | 0.39933 | 4 | 20761.2442 | 41881.0537 | 423.246 | 853.8019 | 170.7909 | 0 | 74.9569 | 1290032.671 | 116571.3273 | 1033399.4706 | 524077.9009 | 0 | 196900.0913 | 0 | 1232782.7699 | 3207447.8886 | 2189149.0905 | 9790361.2101 | 961560.8286 | 22410181.7999 | 22410181.7999 | 1478867.319 | 9845793.7898 | 0 | 33162103.8386 | 66896946.7474 | 1333.5214 | 1.5973 | 20761.2442 | 41881.0537 | 423.246 | 853.8019
1 | 5800 | 707 | 0.03 | 15 | 15 | 7 | 1.7783e-12 | 5spot_SharedNeighbor | Water | Porous | Wet | R600a | MinimizeLCOE_Brownfield | IgnoreSilica | 2019 | 11.5322 | 5.6627 | 0.55288 | 4 | 16194.4478 | 31448.6498 | 330.1457 | 641.1233 | 173.7498 | 0 | 94.7982 | 1614033.0929 | 145663.4707 | 1333060.4644 | 690828.395 | 0 | 233671.8871 | 0 | 1566730.3509 | 4076310.9924 | 2782166.0121 | 12442464.6653 | 961560.8286 | 22410181.7999 | 22410181.7999 | 1478867.319 | 9845793.7898 | 0 | 35814207.2938 | 69549050.2026 | 1778.2794 | 2.2115 | 16194.4478 | 31448.6498 | 330.1457 | 641.1233
1 | 5800 | 707 | 0.03 | 15 | 15 | 7 | 2.3714e-12 | 5spot_SharedNeighbor | Water | Porous | Wet | R600a | MinimizeLCOE_Brownfield | IgnoreSilica | 2019 | 15.2421 | 7.6801 | 0.75319 | 4 | 12970.6921 | 24167.9974 | 264.4251 | 492.6973 | 175.7718 | 0 | 101.4343 | 2000927.4735 | 180299.3931 | 1701093.7988 | 910274.2815 | 0 | 278315.8626 | 0 | 1977655.2157 | 5145453.1985 | 3511877.5364 | 15705896.7602 | 961560.8286 | 22410181.7999 | 22410181.7999 | 1478867.319 | 9845793.7898 | 0 | 39077639.3887 | 72812482.2975 | 2371.3737 | 3.0128 | 12970.6921 | 24167.9974 | 264.4251 | 492.6973
1 | 5800 | 707 | 0.03 | 15 | 15 | 7 | 3.1623e-12 | 5spot_SharedNeighbor | Water | Porous | Wet | R600a | MinimizeLCOE_Brownfield | IgnoreSilica | 2019 | 20.1601 | 10.3561 | 1.0182 | 4 | 10597.086 | 18880.1678 | 216.0359 | 384.8978 | 177.3277 | 0 | 72.2992 | 2471209.828 | 222266.1708 | 2160678.2141 | 1200954.5616 | 0 | 333596.1114 | 0 | 2491594.9055 | 6482618.8477 | 4424520.5681 | 19787439.2072 | 961560.8286 | 22410181.7999 | 22410181.7999 | 1478867.319 | 9845793.7898 | 0 | 43159181.8357 | 76894024.7444 | 3162.2777 | 4.0727 | 10597.086 | 18880.1678 | 216.0359 | 384.8978
1 | 5800 | 707 | 0.03 | 15 | 15 | 7 | 4.217e-12 | 5spot_SharedNeighbor | Water | Porous | Wet | R600a | MinimizeLCOE_Brownfield | IgnoreSilica | 2019 | 26.6453 | 13.8863 | 1.3695 | 4 | 8805.2223 | 14963.2674 | 179.5064 | 305.0464 | 178.5154 | 0 | 54.1028 | 3040869.2745 | 272927.72 | 2732143.8107 | 1584161.888 | 0 | 397912.0114 | 0 | 3130925.7348 | 8146026.5207 | 5559830.4845 | 24864797.4444 | 961560.8286 | 22410181.7999 | 22410181.7999 | 1478867.319 | 9845793.7898 | 0 | 48236540.0729 | 81971382.9817 | 4216.965 | 5.4782 | 8805.2223 | 14963.2674 | 179.5064 | 305.0464
1 | 5800 | 707 | 0.03 | 15 | 15 | 7 | 5.6234e-12 | 5spot_SharedNeighbor | Water | Porous | Wet | R600a | MinimizeLCOE_Brownfield | IgnoreSilica | 2019 | 35.1884 | 18.5382 | 1.8323 | 4 | 7445.5191 | 12048.2966 | 151.787 | 245.6208 | 179.4214 | 0 | 70.6983 | 3731279.182 | 334105.6788 | 3442609.7599 | 2088861.575 | 0 | 476011.2615 | 0 | 3928418.3083 | 10220938.6087 | 6976000.6198 | 31198224.9939 | 961560.8286 | 22410181.7999 | 22410181.7999 | 1478867.319 | 9845793.7898 | 0 | 54569967.6224 | 88304810.5312 | 5623.4133 | 7.3292 | 7445.5191 | 12048.2966 | 151.787 | 245.6208
1 | 5800 | 707 | 0.03 | 15 | 15 | 7 | 7.4989e-12 | 5spot_SharedNeighbor | Water | Porous | Wet | R600a | MinimizeLCOE_Brownfield | IgnoreSilica | 2019 | 46.258 | 24.5652 | 2.4323 | 4 | 6408.9866 | 9876.4201 | 130.6559 | 201.3442 | 180.0967 | 0 | 49.1698 | 4555625.3657 | 406874.506 | 4312108.1882 | 2742745.4729 | 0 | 568514.6847 | 0 | 4908488.6048 | 12770880.4803 | 8716388.3431 | 38981625.6457 | 961560.8286 | 22410181.7999 | 22410181.7999 | 1478867.319 | 9845793.7898 | 0 | 62353368.2742 | 96088211.1829 | 7498.9421 | 9.7291 | 6408.9866 | 9876.4201 | 130.6559 | 201.3442
1 | 5800 | 707 | 0.03 | 15 | 15 | 7 | 1e-11 | 5spot_SharedNeighbor | Water | Porous | Wet | R600a | MinimizeLCOE_Brownfield | IgnoreSilica | 2019 | 60.1406 | 32.1025 | 3.1819 | 4 | 5627.6084 | 8278.1689 | 114.7264 | 168.7617 | 180.5357 | 0 | 115.4652 | 5508900.0832 | 490697.6993 | 5341523.2902 | 3562389.3368 | 0 | 675869.9461 | 0 | 6075958.3387 | 15808397.2468 | 10789555.951 | 48253291.8922 | 961560.8286 | 22410181.7999 | 22410181.7999 | 1478867.319 | 9845793.7898 | 0 | 71625034.5207 | 105359877.4294 | 10000 | 12.7274 | 5627.6084 | 8278.1689 | 114.7264 | 168.7617
1 | 5800 | 707 | 0.03 | 15 | 15 | 7 | 1.3335e-11 | 5spot_SharedNeighbor | Water | Porous | Wet | R600a | MinimizeLCOE_Brownfield | IgnoreSilica | 2019 | 77.5468 | 41.4499 | 4.1098 | 4 | 5026.7805 | 7078.872 | 102.4777 | 144.3124 | 180.6514 | 0 | 127.8001 | 6606306.44 | 586817.5981 | 6553188.7655 | 4587753.8845 | 0 | 800547.7546 | 0 | 7462499.6327 | 19415893.2751 | 13251746.117 | 59264753.4675 | 961560.8286 | 22410181.7999 | 22410181.7999 | 1478867.319 | 9845793.7898 | 0 | 82636496.096 | 116371339.0048 | 13335.2143 | 16.4392 | 5026.7805 | 7078.872 | 102.4777 | 144.3124
1 | 5800 | 707 | 0.03 | 15 | 15 | 7 | 1.7783e-11 | 5spot_SharedNeighbor | Water | Porous | Wet | R600a | MinimizeLCOE_Brownfield | IgnoreSilica | 2019 | 98.2654 | 52.299 | 5.1811 | 4 | 4583.019 | 6210.7911 | 93.431 | 126.6154 | 180.2848 | 0 | 107.5838 | 7794927.4529 | 690529.2747 | 7892755.3036 | 5801909.579 | 0 | 940122.9821 | 0 | 9016895.391 | 23460112.1879 | 16012008.6253 | 71609260.7966 | 961560.8286 | 22410181.7999 | 22410181.7999 | 1478867.319 | 9845793.7898 | 0 | 94981003.4252 | 128715846.3339 | 17782.7941 | 20.7245 | 4583.019 | 6210.7911 | 93.431 | 126.6154
1 | 5800 | 707 | 0.03 | 15 | 15 | 7 | 2.3714e-11 | 5spot_SharedNeighbor | Water | Porous | Wet | R600a | MinimizeLCOE_Brownfield | IgnoreSilica | 2019 | 121.6559 | 64.036 | 6.3299 | 4 | 4266.4784 | 5598.8439 | 86.9779 | 114.14 | 179.3481 | 0 | 82.9725 | 9004215.9773 | 795670.3992 | 9280529.6057 | 7161394.7094 | 0 | 1089952.8004 | 0 | 10659387.7619 | 27733540.4153 | 18928711.2007 | 84653402.8699 | 961560.8286 | 22410181.7999 | 22410181.7999 | 1478867.319 | 9845793.7898 | 0 | 108025145.4984 | 141759988.4072 | 23713.7371 | 25.3195 | 4266.4784 | 5598.8439 | 86.9779 | 114.14
1 | 5800 | 707 | 0.03 | 15 | 15 | 7 | 3.1623e-11 | 5spot_SharedNeighbor | Water | Porous | Wet | R600a | MinimizeLCOE_Brownfield | IgnoreSilica | 2019 | 134.4667 | 70.1743 | 7.0688 | 4 | 4046.1181 | 5239.2014 | 82.4856 | 106.8082 | 178.6296 | 0 | 86.0486 | 9611290.5085 | 848323.2226 | 9985650.5871 | 7899348.9226 | 0 | 1047119.7738 | 0 | 11462775.8757 | 29823791.4899 | 20355350.5095 | 91033650.8896 | 961560.8286 | 22410181.7999 | 22410181.7999 | 1478867.319 | 9845793.7898 | 0 | 114405393.5181 | 148140236.4269 | 31622.7766 | 28.2753 | 4046.1181 | 5239.2014 | 82.4856 | 106.8082
1 | 5800 | 707 | 0.03 | 15 | 15 | 7 | 4.217e-11 | 5spot_SharedNeighbor | Water | Porous | Wet | R600a | MinimizeLCOE_Brownfield | IgnoreSilica | 2019 | 146.5466 | 75.8388 | 7.7575 | 4 | 3874.6417 | 4961.8082 | 78.9898 | 101.1532 | 177.9339 | 0 | 111.9487 | 10158279.8417 | 895695.8137 | 10625438.6139 | 8592153.5216 | 0 | 1000856.1697 | 0 | 12196245.3446 | 31732128.5928 | 21657829.7946 | 96858627.6926 | 961560.8286 | 22410181.7999 | 22410181.7999 | 1478867.319 | 9845793.7898 | 0 | 120230370.3211 | 153965213.2299 | 42169.6503 | 31.0301 | 3874.6417 | 4961.8082 | 78.9898 | 101.1532
1 | 5800 | 707 | 0.03 | 15 | 15 | 7 | 5.6234e-11 | 5spot_SharedNeighbor | Water | Porous | Wet | R600a | MinimizeLCOE_Brownfield | IgnoreSilica | 2019 | 160.3532 | 82.1542 | 8.4729 | 4 | 3742.3781 | 4737.7531 | 76.2934 | 96.5855 | 177.1113 | 0 | 166.5408 | 10754687.7698 | 947277.3667 | 11327583.8415 | 9379943.913 | 0 | 995394.4492 | 0 | 13027906.0627 | 33895939.184 | 23134674.985 | 103463407.5719 | 961560.8286 | 22410181.7999 | 22410181.7999 | 1478867.319 | 9845793.7898 | 0 | 126835150.2004 | 160569993.1091 | 56234.1325 | 33.8916 | 3742.3781 | 4737.7531 | 76.2934 | 96.5855
1 | 5800 | 707 | 0.03 | 15 | 15 | 7 | 7.4989e-11 | 5spot_SharedNeighbor | Water | Porous | Wet | R600a | MinimizeLCOE_Brownfield | IgnoreSilica | 2019 | 162.6501 | 83.1757 | 8.7521 | 4 | 3640.1575 | 4603.7752 | 74.2095 | 93.8542 | 176.9597 | 0 | 233.2865 | 10849925.7115 | 955507.5755 | 11440130.2642 | 9510350.5983 | 0 | 843154.7654 | 0 | 13103636.8768 | 34092975.2278 | 23269156.1336 | 104064837.1529 | 961560.8286 | 22410181.7999 | 22410181.7999 | 1478867.319 | 9845793.7898 | 0 | 127436579.7814 | 161171422.6902 | 74989.4209 | 35.0085 | 3640.1575 | 4603.7752 | 74.2095 | 93.8542
1 | 5800 | 707 | 0.03 | 15 | 15 | 7 | 1e-10 | 5spot_SharedNeighbor | Water | Porous | Wet | R600a | MinimizeLCOE_Brownfield | IgnoreSilica | 2019 | 168.0091 | 85.5461 | 9.0981 | 4 | 3563.3361 | 4490.3106 | 72.6434 | 91.5411 | 176.6108 | 0 | 246.1215 | 11069644.4188 | 974488.2652 | 11700213.9386 | 9813857.6155 | 0 | 764678.5693 | 0 | 13385924.2949 | 34827429.1847 | 23770436.0507 | 106306672.3376 | 961560.8286 | 22410181.7999 | 22410181.7999 | 1478867.319 | 9845793.7898 | 0 | 129678414.9662 | 163413257.8749 | 100000 | 36.3924 | 3563.3361 | 4490.3106 | 72.6434 | 91.5411
1 | 5800 | 707 | 0.03 | 15 | 15 | 7 | 1.3335e-10 | 5spot_SharedNeighbor | Water | Porous | Wet | R600a | MinimizeLCOE_Brownfield | IgnoreSilica | 2019 | 172.0964 | 87.3306 | 9.3673 | 4 | 3505.031 | 4405.3645 | 71.4548 | 89.8093 | 176.3376 | 0 | 283.9149 | 11233920.6754 | 988673.3469 | 11895059.4641 | 10044909.6353 | 0 | 693873.6665 | 0 | 13594010.3474 | 35368826.4091 | 24139950.7809 | 107959224.3258 | 961560.8286 | 22410181.7999 | 22410181.7999 | 1478867.319 | 9845793.7898 | 0 | 131330966.9543 | 165065809.863 | 133352.1432 | 37.4693 | 3505.031 | 4405.3645 | 71.4548 | 89.8093
1 | 5800 | 707 | 0.03 | 15 | 15 | 7 | 1.7783e-10 | 5spot_SharedNeighbor | Water | Porous | Wet | R600a | MinimizeLCOE_Brownfield | IgnoreSilica | 2019 | 175.1929 | 88.6687 | 9.5747 | 4 | 3460.8505 | 4341.6879 | 70.5541 | 88.5112 | 176.1266 | 0 | 242.0377 | 11356492.9622 | 999253.9553 | 12040654.719 | 10219711.066 | 0 | 632535.2262 | 0 | 13746972.6922 | 35766803.0532 | 24411578.0181 | 109174001.6921 | 961560.8286 | 22410181.7999 | 22410181.7999 | 1478867.319 | 9845793.7898 | 0 | 132545744.3207 | 166280587.2294 | 177827.941 | 38.2986 | 3460.8505 | 4341.6879 | 70.5541 | 88.5112
1 | 5800 | 707 | 0.03 | 15 | 15 | 7 | 2.3714e-10 | 5spot_SharedNeighbor | Water | Porous | Wet | R600a | MinimizeLCOE_Brownfield | IgnoreSilica | 2019 | 177.5339 | 89.6723 | 9.7333 | 4 | 3427.4155 | 4293.8954 | 69.8725 | 87.5369 | 175.9649 | 0 | 270.0498 | 11448072.0217 | 1007157.3176 | 12149553.4455 | 10351636.0613 | 0 | 581045.7033 | 0 | 13859611.1743 | 36059865.2783 | 24611599.0086 | 110068540.0106 | 961560.8286 | 22410181.7999 | 22410181.7999 | 1478867.319 | 9845793.7898 | 0 | 133440282.6391 | 167175125.5478 | 237137.3706 | 38.9332 | 3427.4155 | 4293.8954 | 69.8725 | 87.5369
1 | 5800 | 707 | 0.03 | 15 | 15 | 7 | 3.1623e-10 | 5spot_SharedNeighbor | Water | Porous | Wet | R600a | MinimizeLCOE_Brownfield | IgnoreSilica | 2019 | 179.2077 | 90.3849 | 9.8507 | 4 | 3402.1386 | 4258.2912 | 69.3572 | 86.811 | 175.8479 | 0 | 242.1324 | 11512924.4674 | 1012753.1873 | 12226731.6351 | 10445646.7035 | 0 | 537529.4862 | 0 | 13936878.337 | 36260898.586 | 24748808.3719 | 110682170.7743 | 961560.8286 | 22410181.7999 | 22410181.7999 | 1478867.319 | 9845793.7898 | 0 | 134053913.4028 | 167788756.3115 | 316227.766 | 39.4028 | 3402.1386 | 4258.2912 | 69.3572 | 86.811
1 | 5800 | 707 | 0.03 | 15 | 15 | 7 | 4.217e-10 | 5spot_SharedNeighbor | Water | Porous | Wet | R600a | MinimizeLCOE_Brownfield | IgnoreSilica | 2019 | 180.4445 | 90.9091 | 9.9389 | 4 | 3383.0536 | 4231.6093 | 68.9681 | 86.2671 | 175.7609 | 0 | 292.4121 | 11560540.435 | 1016861.2828 | 12283429.2666 | 10515068.413 | 0 | 502203.8597 | 0 | 13992460.2703 | 36405511.3751 | 24847509.5719 | 111123584.4744 | 961560.8286 | 22410181.7999 | 22410181.7999 | 1478867.319 | 9845793.7898 | 0 | 134495327.103 | 168230170.0117 | 421696.5034 | 39.7556 | 3383.0536 | 4231.6093 | 68.9681 | 86.2671
1 | 5800 | 707 | 0.03 | 15 | 15 | 7 | 5.6234e-10 | 5spot_SharedNeighbor | Water | Porous | Wet | R600a | MinimizeLCOE_Brownfield | IgnoreSilica | 2019 | 181.3413 | 91.288 | 10.0044 | 4 | 3368.6581 | 4211.6597 | 68.6747 | 85.8604 | 175.6973 | 0 | 280.641 | 11594903.0792 | 1019825.6758 | 12324362.4945 | 10565383.5024 | 0 | 473729.2956 | 0 | 14031499.5785 | 36507083.647 | 24916834.7346 | 111433622.0077 | 961560.8286 | 22410181.7999 | 22410181.7999 | 1478867.319 | 9845793.7898 | 0 | 134805364.6362 | 168540207.545 | 562341.3252 | 40.0175 | 3368.6581 | 4211.6597 | 68.6747 | 85.8604
1 | 5800 | 707 | 0.03 | 15 | 15 | 7 | 7.4989e-10 | 5spot_SharedNeighbor | Water | Porous | Wet | R600a | MinimizeLCOE_Brownfield | IgnoreSilica | 2019 | 181.9649 | 91.5507 | 10.052 | 4 | 3357.8096 | 4196.8208 | 68.4535 | 85.5579 | 175.6529 | 0 | 304.1412 | 11618710.729 | 1021879.3821 | 12352730.6578 | 10600357.7838 | 0 | 450703.2349 | 0 | 14057308.8971 | 36574234.1998 | 24962666.3667 | 111638591.2511 | 961560.8286 | 22410181.7999 | 22410181.7999 | 1478867.319 | 9845793.7898 | 0 | 135010333.8796 | 168745176.7884 | 749894.2093 | 40.2079 | 3357.8096 | 4196.8208 | 68.4535 | 85.5579
1 | 5800 | 707 | 0.03 | 15 | 15 | 7 | 1e-09 | 5spot_SharedNeighbor | Water | Porous | Wet | R600a | MinimizeLCOE_Brownfield | IgnoreSilica | 2019 | 182.4324 | 91.7473 | 10.0878 | 4 | 3349.6412 | 4185.6735 | 68.287 | 85.3306 | 175.6195 | 0 | 286.5472 | 11636515.959 | 1023415.2356 | 12373950.9662 | 10626570.9413 | 0 | 432828.0183 | 0 | 14076379.637 | 36623852.3529 | 24996531.7758 | 111790044.8861 | 961560.8286 | 22410181.7999 | 22410181.7999 | 1478867.319 | 9845793.7898 | 0 | 135161787.5146 | 168896630.4233 | 1000000 | 40.3511 | 3349.6412 | 4185.6735 | 68.287 | 85.3306
1 | 5800 | 707 | 0.03 | 15 | 15 | 7 | 1.3335e-09 | 5spot_SharedNeighbor | Water | Porous | Wet | R600a | MinimizeLCOE_Brownfield | IgnoreSilica | 2019 | 182.7614 | 91.8855 | 10.1139 | 4 | 3343.4952 | 4177.3661 | 68.1617 | 85.1613 | 175.596 | 0 | 289.9728 | 11649018.188 | 1024493.6246 | 12388853.3783 | 10645010.6877 | 0 | 418741.6021 | 0 | 14089185.8175 | 36657171.4077 | 25019272.7153 | 111891747.4211 | 961560.8286 | 22410181.7999 | 22410181.7999 | 1478867.319 | 9845793.7898 | 0 | 135263490.0497 | 168998332.9584 | 1333521.4322 | 40.4557 | 3343.4952 | 4177.3661 | 68.1617 | 85.1613
1 | 5800 | 707 | 0.03 | 15 | 15 | 7 | 1.7783e-09 | 5spot_SharedNeighbor | Water | Porous | Wet | R600a | MinimizeLCOE_Brownfield | IgnoreSilica | 2019 | 183.0003 | 91.9857 | 10.1333 | 4 | 3338.874 | 4171.151 | 68.0675 | 85.0346 | 175.5788 | 0 | 269.1424 | 11658086.6357 | 1025275.812 | 12399663.9407 | 10658402.8082 | 0 | 407842.7672 | 0 | 14098216.0659 | 36680666.2616 | 25035308.4359 | 111963462.7271 | 961560.8286 | 22410181.7999 | 22410181.7999 | 1478867.319 | 9845793.7898 | 0 | 135335205.3557 | 169070048.2644 | 1778279.41 | 40.5332 | 3338.874 | 4171.151 | 68.0675 | 85.0346
1 | 5800 | 707 | 0.03 | 15 | 15 | 7 | 2.3714e-09 | 5spot_SharedNeighbor | Water | Porous | Wet | R600a | MinimizeLCOE_Brownfield | IgnoreSilica | 2019 | 183.1707 | 92.0571 | 10.1475 | 4 | 3335.4011 | 4166.5113 | 67.9967 | 84.94 | 175.5665 | 0 | 280.6612 | 11664546.4933 | 1025832.9894 | 12407365.3733 | 10667952.497 | 0 | 399408.8011 | 0 | 14104391.4001 | 36696733.2146 | 25046274.4614 | 112012505.2302 | 961560.8286 | 22410181.7999 | 22410181.7999 | 1478867.319 | 9845793.7898 | 0 | 135384247.8587 | 169119090.7675 | 2371373.7057 | 40.5901 | 3335.4011 | 4166.5113 | 67.9967 | 84.94
1 | 5800 | 707 | 0.03 | 15 | 15 | 7 | 3.1623e-09 | 5spot_SharedNeighbor | Water | Porous | Wet | R600a | MinimizeLCOE_Brownfield | IgnoreSilica | 2019 | 183.3 | 92.1113 | 10.1583 | 4 | 3332.7925 | 4163.0242 | 67.9435 | 84.8689 | 175.5572 | 0 | 289.3723 | 11669445.3809 | 1026255.5244 | 12413206.1467 | 10675198.5487 | 0 | 393028.3737 | 0 | 14109082.2501 | 36708937.8439 | 25054604.3717 | 112049758.4402 | 961560.8286 | 22410181.7999 | 22410181.7999 | 1478867.319 | 9845793.7898 | 0 | 135421501.0687 | 169156343.9775 | 3162277.6602 | 40.633 | 3332.7925 | 4163.0242 | 67.9435 | 84.8689
1 | 5800 | 707 | 0.03 | 15 | 15 | 7 | 4.217e-09 | 5spot_SharedNeighbor | Water | Porous | Wet | R600a | MinimizeLCOE_Brownfield | IgnoreSilica | 2019 | 183.3876 | 92.148 | 10.166 | 4 | 3330.8337 | 4160.4353 | 67.9035 | 84.8161 | 175.5509 | 0 | 284.6556 | 11672760.0024 | 1026541.4121 | 12417158.2146 | 10680105.74 | 0 | 388060.032 | 0 | 14112003.9064 | 36716539.3945 | 25059792.5862 | 112072961.2882 | 961560.8286 | 22410181.7999 | 22410181.7999 | 1478867.319 | 9845793.7898 | 0 | 135444703.9168 | 169179546.8255 | 4216965.0343 | 40.6639 | 3330.8337 | 4160.4353 | 67.9035 | 84.8161
1 | 5800 | 707 | 0.03 | 15 | 15 | 7 | 5.6234e-09 | 5spot_SharedNeighbor | Water | Porous | Wet | R600a | MinimizeLCOE_Brownfield | IgnoreSilica | 2019 | 183.4607 | 92.1786 | 10.172 | 4 | 3329.3633 | 4158.4704 | 67.8736 | 84.776 | 175.5456 | 0 | 277.4233 | 11675529.6525 | 1026780.2941 | 12420460.6045 | 10684205.3792 | 0 | 384418.383 | 0 | 14114643.7822 | 36723407.8097 | 25064480.4207 | 112093926.3259 | 961560.8286 | 22410181.7999 | 22410181.7999 | 1478867.319 | 9845793.7898 | 0 | 135465668.9544 | 169200511.8631 | 5623413.2519 | 40.6882 | 3329.3633 | 4158.4704 | 67.8736 | 84.776
1 | 5800 | 707 | 0.03 | 15 | 15 | 7 | 7.4989e-09 | 5spot_SharedNeighbor | Water | Porous | Wet | R600a | MinimizeLCOE_Brownfield | IgnoreSilica | 2019 | 183.4996 | 92.1948 | 10.176 | 4 | 3328.2599 | 4157.044 | 67.8511 | 84.747 | 175.5428 | 0 | 284.5396 | 11676998.4829 | 1026906.98 | 12422211.9998 | 10686383.9875 | 0 | 381436.1675 | 0 | 14115635.6709 | 36725988.5008 | 25066241.7954 | 112101803.585 | 961560.8286 | 22410181.7999 | 22410181.7999 | 1478867.319 | 9845793.7898 | 0 | 135473546.2135 | 169208389.1222 | 7498942.0933 | 40.704 | 3328.2599 | 4157.044 | 67.8511 | 84.747
1 | 5800 | 707 | 0.03 | 15 | 15 | 7 | 1e-08 | 5spot_SharedNeighbor | Water | Porous | Wet | R600a | MinimizeLCOE_Brownfield | IgnoreSilica | 2019 | 183.5534 | 92.2173 | 10.1799 | 4 | 3327.4319 | 4155.9006 | 67.8342 | 84.7237 | 175.5389 | 0 | 270.5543 | 11679033.5579 | 1027082.5035 | 12424638.6122 | 10689394.4281 | 0 | 379554.7133 | 0 | 14117884.4879 | 36731839.4611 | 25070235.1961 | 112119662.9601 | 961560.8286 | 22410181.7999 | 22410181.7999 | 1478867.319 | 9845793.7898 | 0 | 135491405.5887 | 169226248.4974 | 10000000 | 40.7195 | 3327.4319 | 4155.9006 | 67.8342 | 84.7237
1 | 5900 | 707 | 0.03 | 15 | 15 | 7 | 1e-13 | 5spot_SharedNeighbor | Water | Porous | Wet | R600a | MinimizeLCOE_Brownfield | IgnoreSilica | 2019 | 0 | 0 | 0 | 0 |  |  |  |  | 15 |  | 25.5264 | [19 empty] | 100 | 0
1 | 5900 | 707 | 0.03 | 15 | 15 | 7 | 1.3335e-13 | 5spot_SharedNeighbor | Water | Porous | Wet | R600a | MinimizeLCOE_Brownfield | IgnoreSilica | 2019 | 1.0498 | 0.21693 | 0.007499 | 4 | 835839.9407 | 1985969.3823 | 17039.7277 | 40486.6721 | 114.2557 | 0 | 48.6847 | 134199.1855 | 9062.3504 | 100918.8405 | 63689.3287 | 0 | 64745.3965 | 0 | 145319.8897 | 378092.5437 | 258055.9301 | 1154083.4651 | 961560.8286 | 22956191.5802 | 22956191.5802 | 1478867.319 | 10064197.702 | 0 | 25071835.8739 | 59571092.4751 | 133.3521 | 0.029996 | 835839.9407 | 1985969.3823 | 17039.7277 | 40486.6721
1 | 5900 | 707 | 0.03 | 15 | 15 | 7 | 1.7783e-13 | 5spot_SharedNeighbor | Water | Porous | Wet | R600a | MinimizeLCOE_Brownfield | IgnoreSilica | 2019 | 1.3834 | 0.34662 | 0.018653 | 4 | 341956.8648 | 804329.6362 | 6971.2532 | 16397.3476 | 126.9314 | 0 | 73.1575 | 199160.0707 | 14558.8307 | 145533.1892 | 81972.083 | 0 | 74345.632 | 0 | 201072.2241 | 523148.6816 | 357059.7248 | 1596850.4361 | 961560.8286 | 22956191.5802 | 22956191.5802 | 1478867.319 | 10064197.702 | 0 | 25514602.845 | 60013859.4462 | 177.8279 | 0.074614 | 341956.8648 | 804329.6362 | 6971.2532 | 16397.3476
1 | 5900 | 707 | 0.03 | 15 | 15 | 7 | 2.3714e-13 | 5spot_SharedNeighbor | Water | Porous | Wet | R600a | MinimizeLCOE_Brownfield | IgnoreSilica | 2019 | 1.7875 | 0.51874 | 0.03568 | 4 | 182508.9605 | 424234.007 | 3720.692 | 8648.5841 | 137.3998 | 0 | 300.1781 | 277760.2304 | 21771.3307 | 199487.5163 | 105461.4265 | 0 | 83264.6665 | 0 | 268220.6164 | 697855.0244 | 476300.3936 | 2130121.2048 | 961560.8286 | 22956191.5802 | 22956191.5802 | 1478867.319 | 10064197.702 | 0 | 26047873.6136 | 60547130.2148 | 237.1374 | 0.14272 | 182508.9605 | 424234.007 | 3720.692 | 8648.5841
1 | 5900 | 707 | 0.03 | 15 | 15 | 7 | 3.1623e-13 | 5spot_SharedNeighbor | Water | Porous | Wet | R600a | MinimizeLCOE_Brownfield | IgnoreSilica | 2019 | 2.3126 | 0.75693 | 0.061176 | 4 | 109240.7103 | 250225.4148 | 2227.0196 | 5101.1835 | 146.4923 | 0 | 389.4984 | 377575.9908 | 31659.3445 | 268188.9451 | 137529.8486 | 0 | 93489.8549 | 0 | 354293.1538 | 921798.1106 | 629146.1516 | 2813681.4 | 961560.8286 | 22956191.5802 | 22956191.5802 | 1478867.319 | 10064197.702 | 0 | 26731433.8088 | 61230690.41 | 316.2278 | 0.2447 | 109240.7103 | 250225.4148 | 2227.0196 | 5101.1835
1 | 5900 | 707 | 0.03 | 15 | 15 | 7 | 4.217e-13 | 5spot_SharedNeighbor | Water | Porous | Wet | R600a | MinimizeLCOE_Brownfield | IgnoreSilica | 2019 | 3.0128 | 1.089 | 0.098967 | 4 | 69787.6475 | 156935.8147 | 1422.7156 | 3199.3489 | 154.3428 | 0 | 509.9767 | 506322.3599 | 45575.1218 | 356640.0764 | 182793.341 | 0 | 106185.7985 | 0 | 467031.512 | 1215120.193 | 829344.4999 | 3709012.9025 | 961560.8286 | 22956191.5802 | 22956191.5802 | 1478867.319 | 10064197.702 | 0 | 27626765.3113 | 62126021.9125 | 421.6965 | 0.39587 | 69787.6475 | 156935.8147 | 1422.7156 | 3199.3489
1 | 5900 | 707 | 0.03 | 15 | 15 | 7 | 5.6234e-13 | 5spot_SharedNeighbor | Water | Porous | Wet | R600a | MinimizeLCOE_Brownfield | IgnoreSilica | 2019 | 3.9385 | 1.6012 | 0.15053 | 4 | 47822.1171 | 105117.8244 | 974.9185 | 2142.969 | 160.8705 | 0 | 83.5555 | 664746.7773 | 60165.6767 | 485277.9896 | 241468.2849 | 0 | 123028.4778 | 0 | 614128.0105 | 1597835.1083 | 1090555.2937 | 4877205.6189 | 961560.8286 | 22956191.5802 | 22956191.5802 | 1478867.319 | 10064197.702 | 0 | 28794958.0278 | 63294214.629 | 562.3413 | 0.60213 | 47822.1171 | 105117.8244 | 974.9185 | 2142.969
1 | 5900 | 707 | 0.03 | 15 | 15 | 7 | 7.4989e-13 | 5spot_SharedNeighbor | Water | Porous | Wet | R600a | MinimizeLCOE_Brownfield | IgnoreSilica | 2019 | 5.1495 | 2.2744 | 0.2178 | 4 | 34661.0455 | 74261.497 | 706.6123 | 1513.9211 | 166.1327 | 0 | 93.0655 | 850059.1587 | 76921.4312 | 642586.791 | 314477.3044 | 0 | 143033.6472 | 0 | 790560.5497 | 2056876.384 | 1403860.3967 | 6278375.6628 | 961560.8286 | 22956191.5802 | 22956191.5802 | 1478867.319 | 10064197.702 | 0 | 30196128.0717 | 64695384.6729 | 749.8942 | 0.87118 | 34661.0455 | 74261.497 | 706.6123 | 1513.9211
1 | 5900 | 707 | 0.03 | 15 | 15 | 7 | 1e-12 | 5spot_SharedNeighbor | Water | Porous | Wet | R600a | MinimizeLCOE_Brownfield | IgnoreSilica | 2019 | 6.7768 | 3.1801 | 0.30796 | 4 | 25936.4366 | 53942.3703 | 528.7493 | 1099.6882 | 170.3606 | 0 | 86.3837 | 1075536.2885 | 97263.3161 | 840215.9055 | 411864.4721 | 0 | 168444.4294 | 0 | 1011396.5206 | 2631446.2806 | 1796016.1573 | 8032183.3701 | 961560.8286 | 22956191.5802 | 22956191.5802 | 1478867.319 | 10064197.702 | 0 | 31949935.779 | 66449192.3801 | 1000 | 1.2319 | 25936.4366 | 53942.3703 | 528.7493 | 1099.6882
1 | 5900 | 707 | 0.03 | 15 | 15 | 7 | 1.3335e-12 | 5spot_SharedNeighbor | Water | Porous | Wet | R600a | MinimizeLCOE_Brownfield | IgnoreSilica | 2019 | 8.9085 | 4.3561 | 0.42507 | 4 | 20043.7059 | 40333.9639 | 408.6181 | 822.2624 | 173.4293 | 0 | 89.176 | 1341842.2973 | 121229.046 | 1080721.7384 | 538658.7588 | 0 | 198614.6369 | 0 | 1279615.9262 | 3329298.1547 | 2272314.4008 | 10162294.9591 | 961560.8286 | 22956191.5802 | 22956191.5802 | 1478867.319 | 10064197.702 | 0 | 34080047.3679 | 68579303.9691 | 1333.5214 | 1.7003 | 20043.7059 | 40333.9639 | 408.6181 | 822.2624
1 | 5900 | 707 | 0.03 | 15 | 15 | 7 | 1.7783e-12 | 5spot_SharedNeighbor | Water | Porous | Wet | R600a | MinimizeLCOE_Brownfield | IgnoreSilica | 2019 | 11.7654 | 5.9762 | 0.58708 | 4 | 15677.4659 | 30368.5074 | 319.6063 | 619.1031 | 176.4164 | 0 | 99.9613 | 1676505.1707 | 151263.4594 | 1391789.9795 | 709290.5763 | 0 | 235467.1409 | 0 | 1624083.3674 | 4225531.7768 | 2884012.2636 | 12897943.7346 | 961560.8286 | 22956191.5802 | 22956191.5802 | 1478867.319 | 10064197.702 | 0 | 36815696.1435 | 71314952.7446 | 1778.2794 | 2.3483 | 15677.4659 | 30368.5074 | 319.6063 | 619.1031
1 | 5900 | 707 | 0.03 | 15 | 15 | 7 | 2.3714e-12 | 5spot_SharedNeighbor | Water | Porous | Wet | R600a | MinimizeLCOE_Brownfield | IgnoreSilica | 2019 | 15.5394 | 8.0928 | 0.79832 | 4 | 12583.209 | 23386.8581 | 256.5257 | 476.7727 | 178.458 | 0 | 63.4746 | 2076221.4694 | 187027.8965 | 1773836.3341 | 933779.0356 | 0 | 280292.8924 | 0 | 2047951.4749 | 5328349.6452 | 3636708.1195 | 16264166.8677 | 961560.8286 | 22956191.5802 | 22956191.5802 | 1478867.319 | 10064197.702 | 0 | 40181919.2765 | 74681175.8777 | 2371.3737 | 3.1933 | 12583.209 | 23386.8581 | 256.5257 | 476.7727
1 | 5900 | 707 | 0.03 | 15 | 15 | 7 | 3.1623e-12 | 5spot_SharedNeighbor | Water | Porous | Wet | R600a | MinimizeLCOE_Brownfield | IgnoreSilica | 2019 | 20.5474 | 10.9033 | 1.0797 | 4 | 10278.1716 | 18266.2479 | 209.5344 | 372.3822 | 180.0318 | 0 | 71.3233 | 2562797.0533 | 230423.5084 | 2251540.2382 | 1231498.0615 | 0 | 333490.0854 | 0 | 2577802.0892 | 6706912.2562 | 4577605.4282 | 20472068.7203 | 961560.8286 | 22956191.5802 | 22956191.5802 | 1478867.319 | 10064197.702 | 0 | 44389821.1292 | 78889077.7304 | 3162.2777 | 4.3188 | 10278.1716 | 18266.2479 | 209.5344 | 372.3822
1 | 5900 | 707 | 0.03 | 15 | 15 | 7 | 4.217e-12 | 5spot_SharedNeighbor | Water | Porous | Wet | R600a | MinimizeLCOE_Brownfield | IgnoreSilica | 2019 | 26.9937 | 14.5229 | 1.4422 | 4 | 8582.6898 | 14562.9937 | 174.9697 | 296.8863 | 181.2118 | 0 | 102.7192 | 3138887.1304 | 281627.304 | 2831896.626 | 1614779.6219 | 0 | 396318.2035 | 0 | 3222768.4655 | 8384982.4665 | 5722922.8275 | 25594182.6453 | 961560.8286 | 22956191.5802 | 22956191.5802 | 1478867.319 | 10064197.702 | 0 | 49511935.0541 | 84011191.6553 | 4216.965 | 5.7688 | 8582.6898 | 14562.9937 | 174.9697 | 296.8863
1 | 5900 | 707 | 0.03 | 15 | 15 | 7 | 5.6234e-12 | 5spot_SharedNeighbor | Water | Porous | Wet | R600a | MinimizeLCOE_Brownfield | IgnoreSilica | 2019 | 35.5588 | 19.3334 | 1.9238 | 4 | 7271.9366 | 11755.0843 | 148.2483 | 239.6433 | 182.1273 | 0 | 115.1 | 3844012.216 | 344074.0743 | 3560245.1352 | 2123782.6306 | 0 | 473221.6589 | 0 | 4034680.9288 | 10497412.15 | 7164699.4926 | 32042128.2864 | 961560.8286 | 22956191.5802 | 22956191.5802 | 1478867.319 | 10064197.702 | 0 | 55959880.6952 | 90459137.2964 | 5623.4133 | 7.6953 | 7271.9366 | 11755.0843 | 148.2483 | 239.6433
1 | 5900 | 707 | 0.03 | 15 | 15 | 7 | 7.4989e-12 | 5spot_SharedNeighbor | Water | Porous | Wet | R600a | MinimizeLCOE_Brownfield | IgnoreSilica | 2019 | 46.6648 | 25.5699 | 2.5485 | 4 | 6267.6542 | 9651.9389 | 127.7746 | 196.7678 | 182.812 | 0 | 108.5785 | 4687071.596 | 418452.5939 | 4452626.4391 | 2783682.3008 | 0 | 564585.8542 | 0 | 5033503.3258 | 13096143.1402 | 8938386.792 | 39974452.042 | 961560.8286 | 22956191.5802 | 22956191.5802 | 1478867.319 | 10064197.702 | 0 | 63892204.4509 | 98391461.0521 | 7498.9421 | 10.194 | 6267.6542 | 9651.9389 | 127.7746 | 196.7678
1 | 5900 | 707 | 0.03 | 15 | 15 | 7 | 1e-11 | 5spot_SharedNeighbor | Water | Porous | Wet | R600a | MinimizeLCOE_Brownfield | IgnoreSilica | 2019 | 60.8252 | 33.4977 | 3.3423 | 4 | 5497.2788 | 8077.8049 | 112.0695 | 164.677 | 183.2594 | 0 | 128.2738 | 5677953.3318 | 505529.7474 | 5526438.593 | 3624560.6916 | 0 | 671891.6563 | 0 | 6242485.8679 | 16241667.7182 | 11085271.9506 | 49575799.5568 | 961560.8286 | 22956191.5802 | 22956191.5802 | 1478867.319 | 10064197.702 | 0 | 73493551.9656 | 107992808.5668 | 10000 | 13.3691 | 5497.2788 | 8077.8049 | 112.0695 | 164.677
1 | 5900 | 707 | 0.03 | 15 | 15 | 7 | 1.3335e-11 | 5spot_SharedNeighbor | Water | Porous | Wet | R600a | MinimizeLCOE_Brownfield | IgnoreSilica | 2019 | 78.3775 | 43.2135 | 4.3129 | 4 | 4913.2359 | 6912.9842 | 100.163 | 140.9305 | 183.3613 | 0 | 99.7371 | 6805042.1343 | 604185.3879 | 6775312.801 | 4664553.9306 | 0 | 795538.0243 | 0 | 7661406.5885 | 19933408.3727 | 13604960.8049 | 60844408.0443 | 961560.8286 | 22956191.5802 | 22956191.5802 | 1478867.319 | 10064197.702 | 0 | 84762160.4531 | 119261417.0543 | 13335.2143 | 17.2518 | 4913.2359 | 6912.9842 | 100.163 | 140.9305
1 | 5900 | 707 | 0.03 | 15 | 15 | 7 | 1.7783e-11 | 5spot_SharedNeighbor | Water | Porous | Wet | R600a | MinimizeLCOE_Brownfield | IgnoreSilica | 2019 | 99.2058 | 54.4516 | 5.43 | 4 | 4482.2649 | 6070.6328 | 91.377 | 123.7581 | 182.9613 | 0 | 131.4105 | 8022044.4799 | 710303.2829 | 8151584.6135 | 5892748.8881 | 0 | 933607.0948 | 0 | 9247012.4601 | 24058829.5981 | 16420645.5602 | 73436775.9776 | 961560.8286 | 22956191.5802 | 22956191.5802 | 1478867.319 | 10064197.702 | 0 | 97354528.3864 | 131853784.9876 | 17782.7941 | 21.7199 | 4482.2649 | 6070.6328 | 91.377 | 123.7581
1 | 5900 | 707 | 0.03 | 15 | 15 | 7 | 2.3714e-11 | 5spot_SharedNeighbor | Water | Porous | Wet | R600a | MinimizeLCOE_Brownfield | IgnoreSilica | 2019 | 122.499 | 66.49 | 6.6161 | 4 | 4176.7154 | 5480.3209 | 85.148 | 111.7238 | 181.9786 | 0 | 125.6755 | 9248810.7983 | 816894.5409 | 9563983.2909 | 7255195.221 | 0 | 1080826.9187 | 0 | 10906627.2002 | 28376806.7181 | 19367753.6701 | 86616898.3582 | 961560.8286 | 22956191.5802 | 22956191.5802 | 1478867.319 | 10064197.702 | 0 | 110534650.767 | 145033907.3682 | 23713.7371 | 26.4645 | 4176.7154 | 5480.3209 | 85.148 | 111.7238
1 | 5900 | 707 | 0.03 | 15 | 15 | 7 | 3.1623e-11 | 5spot_SharedNeighbor | Water | Porous | Wet | R600a | MinimizeLCOE_Brownfield | IgnoreSilica | 2019 | 139.5144 | 74.8631 | 7.5289 | 4 | 3963.2798 | 5108.8348 | 80.7968 | 104.1505 | 180.9841 | 0 | 161.5924 | 10064908.2314 | 887613.7565 | 10515937.2651 | 8241373.9737 | 0 | 1104377.0252 | 0 | 12017541.9983 | 31267179.1427 | 21340492.2411 | 95439423.634 | 961560.8286 | 22956191.5802 | 22956191.5802 | 1478867.319 | 10064197.702 | 0 | 119357176.0428 | 153856432.644 | 31622.7766 | 30.1158 | 3963.2798 | 5108.8348 | 80.7968 | 104.1505
1 | 5900 | 707 | 0.03 | 15 | 15 | 7 | 4.217e-11 | 5spot_SharedNeighbor | Water | Porous | Wet | R600a | MinimizeLCOE_Brownfield | IgnoreSilica | 2019 | 152.7485 | 81.2339 | 8.2873 | 4 | 3796.0351 | 4836.7583 | 77.3873 | 98.6039 | 180.2195 | 0 | 119.2269 | 10668605.3365 | 939836.7999 | 11225955.7403 | 9004014.4194 | 0 | 1067573.8885 | 0 | 12833334.612 | 33389704.1815 | 22789159.1937 | 101918184.1719 | 961560.8286 | 22956191.5802 | 22956191.5802 | 1478867.319 | 10064197.702 | 0 | 125835936.5807 | 160335193.1819 | 42169.6503 | 33.1493 | 3796.0351 | 4836.7583 | 77.3873 | 98.6039
1 | 5900 | 707 | 0.03 | 15 | 15 | 7 | 5.6234e-11 | 5spot_SharedNeighbor | Water | Porous | Wet | R600a | MinimizeLCOE_Brownfield | IgnoreSilica | 2019 | 157.8272 | 83.6121 | 8.7105 | 4 | 3669.8727 | 4660.0335 | 74.8153 | 95.0011 | 179.8924 | 0 | 136.3161 | 10890503.752 | 959013.6763 | 11488117.6267 | 9295349.0686 | 0 | 928433.6793 | 0 | 13088952.9432 | 34054770.6447 | 23243080.7205 | 103948222.1113 | 961560.8286 | 22956191.5802 | 22956191.5802 | 1478867.319 | 10064197.702 | 0 | 127865974.5202 | 162365231.1214 | 56234.1325 | 34.8421 | 3669.8727 | 4660.0335 | 74.8153 | 95.0011
1 | 5900 | 707 | 0.03 | 15 | 15 | 7 | 7.4989e-11 | 5spot_SharedNeighbor | Water | Porous | Wet | R600a | MinimizeLCOE_Brownfield | IgnoreSilica | 2019 | 164.5861 | 86.733 | 9.1514 | 4 | 3574.0348 | 4516.4907 | 72.8615 | 92.0748 | 179.4453 | 0 | 167.4481 | 11179017.2969 | 983933.0777 | 11829902.6585 | 9682202.1593 | 0 | 843359.9621 | 0 | 13462181.9103 | 35025835.8573 | 23905852.6816 | 106912285.6036 | 961560.8286 | 22956191.5802 | 22956191.5802 | 1478867.319 | 10064197.702 | 0 | 130830038.0125 | 165329294.6137 | 74989.4209 | 36.6057 | 3574.0348 | 4516.4907 | 72.8615 | 92.0748
1 | 5900 | 707 | 0.03 | 15 | 15 | 7 | 1e-10 | 5spot_SharedNeighbor | Water | Porous | Wet | R600a | MinimizeLCOE_Brownfield | IgnoreSilica | 2019 | 169.9117 | 89.1516 | 9.5035 | 4 | 3501.0064 | 4408.5456 | 71.3728 | 89.8742 | 179.0796 | 0 | 179.284 | 11400595.3415 | 1003060.2324 | 12093085.2907 | 9986347.5467 | 0 | 764187.3565 | 0 | 13746437.5495 | 35765410.7216 | 24410627.7232 | 109169751.7621 | 961560.8286 | 22956191.5802 | 22956191.5802 | 1478867.319 | 10064197.702 | 0 | 133087504.171 | 167586760.7721 | 100000 | 38.0141 | 3501.0064 | 4408.5456 | 71.3728 | 89.8742
1 | 5900 | 707 | 0.03 | 15 | 15 | 7 | 1.3335e-10 | 5spot_SharedNeighbor | Water | Porous | Wet | R600a | MinimizeLCOE_Brownfield | IgnoreSilica | 2019 | 174.0332 | 90.9967 | 9.7794 | 4 | 3445.4714 | 4327.4104 | 70.2406 | 88.2201 | 178.7886 | 0 | 206.6931 | 11568490.614 | 1017547.1477 | 12292898.3809 | 10220697.8132 | 0 | 693532.5356 | 0 | 13959334.9316 | 36319326.0388 | 24788686.309 | 110860513.7707 | 961560.8286 | 22956191.5802 | 22956191.5802 | 1478867.319 | 10064197.702 | 0 | 134778266.1795 | 169277522.7807 | 133352.1432 | 39.1175 | 3445.4714 | 4327.4104 | 70.2406 | 88.2201
1 | 5900 | 707 | 0.03 | 15 | 15 | 7 | 1.7783e-10 | 5spot_SharedNeighbor | Water | Porous | Wet | R600a | MinimizeLCOE_Brownfield | IgnoreSilica | 2019 | 177.1271 | 92.3665 | 9.9906 | 4 | 3403.3217 | 4266.6108 | 69.3813 | 86.9806 | 178.5656 | 0 | 196.6704 | 11692511.1869 | 1028244.9183 | 12440710.4903 | 10396177.9618 | 0 | 631751.6399 | 0 | 14113864.5169 | 36721380.3213 | 25063096.6182 | 112087737.6536 | 961560.8286 | 22956191.5802 | 22956191.5802 | 1478867.319 | 10064197.702 | 0 | 136005490.0624 | 170504746.6636 | 177827.941 | 39.9626 | 3403.3217 | 4266.6108 | 69.3813 | 86.9806
1 | 5900 | 707 | 0.03 | 15 | 15 | 7 | 2.3714e-10 | 5spot_SharedNeighbor | Water | Porous | Wet | R600a | MinimizeLCOE_Brownfield | IgnoreSilica | 2019 | 179.4434 | 93.3835 | 10.1515 | 4 | 3371.3844 | 4220.9983 | 68.7302 | 86.0508 | 178.3962 | 0 | 244.0967 | 11784259.0427 | 1036157.0667 | 12550174.9393 | 10527408.503 | 0 | 579490.7804 | 0 | 14226221.2295 | 37013709.44 | 25262617.2485 | 112980038.2502 | 961560.8286 | 22956191.5802 | 22956191.5802 | 1478867.319 | 10064197.702 | 0 | 136897790.6591 | 171397047.2603 | 237137.3706 | 40.6058 | 3371.3844 | 4220.9983 | 68.7302 | 86.0508
1 | 5900 | 707 | 0.03 | 15 | 15 | 7 | 3.1623e-10 | 5spot_SharedNeighbor | Water | Porous | Wet | R600a | MinimizeLCOE_Brownfield | IgnoreSilica | 2019 | 181.1413 | 94.1243 | 10.272 | 4 | 3347.2195 | 4186.8586 | 68.2376 | 85.3548 | 178.2705 | 0 | 244.2432 | 11850912.6815 | 1041904.1654 | 12629760.9144 | 10623528.8951 | 0 | 535892.2397 | 0 | 14305979.5695 | 37221224.2798 | 25404250.3906 | 113613453.1359 | 961560.8286 | 22956191.5802 | 22956191.5802 | 1478867.319 | 10064197.702 | 0 | 137531205.5448 | 172030462.146 | 316227.766 | 41.0882 | 3347.2195 | 4186.8586 | 68.2376 | 85.3548
1 | 5900 | 707 | 0.03 | 15 | 15 | 7 | 4.217e-10 | 5spot_SharedNeighbor | Water | Porous | Wet | R600a | MinimizeLCOE_Brownfield | IgnoreSilica | 2019 | 182.3741 | 94.6597 | 10.3618 | 4 | 3328.9587 | 4161.3246 | 67.8653 | 84.8342 | 178.1784 | 0 | 226.0105 | 11898987.3833 | 1046048.8191 | 12687195.1433 | 10693279.2602 | 0 | 500125.1809 | 0 | 14361997.9568 | 37366972.6328 | 25503726.6364 | 114058333.0128 | 961560.8286 | 22956191.5802 | 22956191.5802 | 1478867.319 | 10064197.702 | 0 | 137976085.4217 | 172475342.0229 | 421696.5034 | 41.4472 | 3328.9587 | 4161.3246 | 67.8653 | 84.8342
1 | 5900 | 707 | 0.03 | 15 | 15 | 7 | 5.6234e-10 | 5spot_SharedNeighbor | Water | Porous | Wet | R600a | MinimizeLCOE_Brownfield | IgnoreSilica | 2019 | 183.2755 | 95.0497 | 10.4287 | 4 | 3315.1755 | 4142.2008 | 67.5843 | 84.4444 | 178.1107 | 0 | 232.7619 | 11933968.5862 | 1049064.3796 | 12729003.4911 | 10744259.5474 | 0 | 471378.4493 | 0 | 14401793.0369 | 37470511.268 | 25574393.8824 | 114374372.6408 | 961560.8286 | 22956191.5802 | 22956191.5802 | 1478867.319 | 10064197.702 | 0 | 138292125.0496 | 172791381.6508 | 562341.3252 | 41.7149 | 3315.1755 | 4142.2008 | 67.5843 | 84.4444
1 | 5900 | 707 | 0.03 | 15 | 15 | 7 | 7.4989e-10 | 5spot_SharedNeighbor | Water | Porous | Wet | R600a | MinimizeLCOE_Brownfield | IgnoreSilica | 2019 | 183.9212 | 95.3284 | 10.478 | 4 | 3304.783 | 4127.9167 | 67.3725 | 84.1532 | 178.062 | 0 | 229.9679 | 11958931.8478 | 1051216.205 | 12758847.3398 | 10780762.4318 | 0 | 448379.7703 | 0 | 14429273.6619 | 37542010.2173 | 25623193.3845 | 114592614.8585 | 961560.8286 | 22956191.5802 | 22956191.5802 | 1478867.319 | 10064197.702 | 0 | 138510367.2673 | 173009623.8685 | 749894.2093 | 41.9121 | 3304.783 | 4127.9167 | 67.3725 | 84.1532
1 | 5900 | 707 | 0.03 | 15 | 15 | 7 | 1e-09 | 5spot_SharedNeighbor | Water | Porous | Wet | R600a | MinimizeLCOE_Brownfield | IgnoreSilica | 2019 | 184.4035 | 95.5362 | 10.5151 | 4 | 3296.9545 | 4117.1881 | 67.2129 | 83.9344 | 178.0254 | 0 | 211.0106 | 11977532.0328 | 1052819.4613 | 12781088.7115 | 10808024.7155 | 0 | 430484.3642 | 0 | 14449480.2213 | 37594583.5398 | 25659075.7573 | 114753088.8037 | 961560.8286 | 22956191.5802 | 22956191.5802 | 1478867.319 | 10064197.702 | 0 | 138670841.2125 | 173170097.8137 | 1000000 | 42.0603 | 3296.9545 | 4117.1881 | 67.2129 | 83.9344
1 | 5900 | 707 | 0.03 | 15 | 15 | 7 | 1.3335e-09 | 5spot_SharedNeighbor | Water | Porous | Wet | R600a | MinimizeLCOE_Brownfield | IgnoreSilica | 2019 | 184.7862 | 95.7008 | 10.5437 | 4 | 3291.0623 | 4109.0673 | 67.0928 | 83.7689 | 177.9964 | 0 | 220.2735 | 11992261.8575 | 1054089.0643 | 12798704.871 | 10829642.9895 | 0 | 416995.9549 | 0 | 14465760.9475 | 37636942.6497 | 25687986.7203 | 114882385.0546 | 961560.8286 | 22956191.5802 | 22956191.5802 | 1478867.319 | 10064197.702 | 0 | 138800137.4634 | 173299394.0646 | 1333521.4322 | 42.1749 | 3291.0623 | 4109.0673 | 67.0928 | 83.7689
1 | 5900 | 707 | 0.03 | 15 | 15 | 7 | 1.7783e-09 | 5spot_SharedNeighbor | Water | Porous | Wet | R600a | MinimizeLCOE_Brownfield | IgnoreSilica | 2019 | 185.0271 | 95.8042 | 10.5635 | 4 | 3286.63 | 4103.1023 | 67.0024 | 83.6473 | 177.978 | 0 | 223.403 | 12001507.9721 | 1054885.9915 | 12809764.0467 | 10843217.0104 | 0 | 405977.5198 | 0 | 14474987.4908 | 37660948.2228 | 25704371.0172 | 114955659.2713 | 961560.8286 | 22956191.5802 | 22956191.5802 | 1478867.319 | 10064197.702 | 0 | 138873411.6802 | 173372668.2813 | 1778279.41 | 42.254 | 3286.63 | 4103.1023 | 67.0024 | 83.6473
1 | 5900 | 707 | 0.03 | 15 | 15 | 7 | 2.3714e-09 | 5spot_SharedNeighbor | Water | Porous | Wet | R600a | MinimizeLCOE_Brownfield | IgnoreSilica | 2019 | 185.1929 | 95.8752 | 10.5778 | 4 | 3283.2985 | 4098.6665 | 66.9345 | 83.5569 | 177.9653 | 0 | 218.9072 | 12007859.8504 | 1055433.454 | 12817362.0248 | 10852553.6973 | 0 | 397356.5529 | 0 | 14480920.576 | 37676384.8935 | 25714906.8621 | 115002777.9111 | 961560.8286 | 22956191.5802 | 22956191.5802 | 1478867.319 | 10064197.702 | 0 | 138920530.32 | 173419786.9211 | 2371373.7057 | 42.3113 | 3283.2985 | 4098.6665 | 66.9345 | 83.5569
1 | 5900 | 707 | 0.03 | 15 | 15 | 7 | 3.1623e-09 | 5spot_SharedNeighbor | Water | Porous | Wet | R600a | MinimizeLCOE_Brownfield | IgnoreSilica | 2019 | 185.3218 | 95.9304 | 10.5887 | 4 | 3280.7956 | 4095.3232 | 66.8835 | 83.4887 | 177.9555 | 0 | 231.3245 | 12012796.7897 | 1055858.9592 | 12823267.8023 | 10859813.7322 | 0 | 390879.029 | 0 | 14485620.3618 | 37688612.7722 | 25723252.6406 | 115040102.087 | 961560.8286 | 22956191.5802 | 22956191.5802 | 1478867.319 | 10064197.702 | 0 | 138957854.4958 | 173457111.097 | 3162277.6602 | 42.3549 | 3280.7956 | 4095.3232 | 66.8835 | 83.4887
1 | 5900 | 707 | 0.03 | 15 | 15 | 7 | 4.217e-09 | 5spot_SharedNeighbor | Water | Porous | Wet | R600a | MinimizeLCOE_Brownfield | IgnoreSilica | 2019 | 185.4144 | 95.9701 | 10.5968 | 4 | 3278.9161 | 4092.8257 | 66.8451 | 83.4378 | 177.9484 | 0 | 231.8977 | 12016340.9812 | 1056164.4234 | 12827507.6873 | 10865029.1403 | 0 | 385914.0805 | 0 | 14488872.9619 | 37697075.3705 | 25729028.5378 | 115065933.1829 | 961560.8286 | 22956191.5802 | 22956191.5802 | 1478867.319 | 10064197.702 | 0 | 138983685.5917 | 173482942.1929 | 4216965.0343 | 42.3871 | 3278.9161 | 4092.8257 | 66.8451 | 83.4378
1 | 5900 | 707 | 0.03 | 15 | 15 | 7 | 5.6234e-09 | 5spot_SharedNeighbor | Water | Porous | Wet | R600a | MinimizeLCOE_Brownfield | IgnoreSilica | 2019 | 185.4876 | 96.0014 | 10.6029 | 4 | 3277.505 | 4090.9409 | 66.8164 | 83.3994 | 177.9428 | 0 | 229.1397 | 12019140.6886 | 1056405.7209 | 12830857.0539 | 10869149.3978 | 0 | 382219.3417 | 0 | 14491531.1591 | 37703991.4543 | 25733748.9071 | 115087043.7235 | 961560.8286 | 22956191.5802 | 22956191.5802 | 1478867.319 | 10064197.702 | 0 | 139004796.1324 | 173504052.7336 | 5623413.2519 | 42.4118 | 3277.505 | 4090.9409 | 66.8164 | 83.3994
1 | 5900 | 707 | 0.03 | 15 | 15 | 7 | 7.4989e-09 | 5spot_SharedNeighbor | Water | Porous | Wet | R600a | MinimizeLCOE_Brownfield | IgnoreSilica | 2019 | 185.5413 | 96.0244 | 10.6075 | 4 | 3276.4461 | 4089.5301 | 66.7948 | 83.3706 | 177.9387 | 0 | 220.3852 | 12021195.318 | 1056582.8018 | 12833315.1203 | 10872174.2463 | 0 | 379415.9696 | 0 | 14493446.5479 | 37708974.9028 | 25737150.2131 | 115102255.1199 | 961560.8286 | 22956191.5802 | 22956191.5802 | 1478867.319 | 10064197.702 | 0 | 139020007.5287 | 173519264.1299 | 7498942.0933 | 42.4301 | 3276.4461 | 4089.5301 | 66.7948 | 83.3706
1 | 5900 | 707 | 0.03 | 15 | 15 | 7 | 1e-08 | 5spot_SharedNeighbor | Water | Porous | Wet | R600a | MinimizeLCOE_Brownfield | IgnoreSilica | 2019 | 185.5802 | 96.041 | 10.6109 | 4 | 3275.6514 | 4088.4758 | 66.7786 | 83.3491 | 177.9357 | 0 | 226.1867 | 12022682.5246 | 1056710.9781 | 12835094.3776 | 10874364.5263 | 0 | 377284.0921 | 0 | 14494793.2345 | 37712478.7052 | 25739541.6302 | 115112950.0684 | 961560.8286 | 22956191.5802 | 22956191.5802 | 1478867.319 | 10064197.702 | 0 | 139030702.4773 | 173529959.0785 | 10000000 | 42.4437 | 3275.6514 | 4088.4758 | 66.7786 | 83.3491
1 | 6000 | 707 | 0.03 | 15 | 15 | 7 | 1e-13 | 5spot_SharedNeighbor | Water | Porous | Wet | R600a | MinimizeLCOE_Brownfield | IgnoreSilica | 2019 | 0 | 0 | 0 | 0 |  |  |  |  | 15 |  | 25.4271 | [19 empty] | 100 | 0
1 | 6000 | 707 | 0.03 | 15 | 15 | 7 | 1.3335e-13 | 5spot_SharedNeighbor | Water | Porous | Wet | R600a | MinimizeLCOE_Brownfield | IgnoreSilica | 2019 | 1.0887 | 0.23445 | 0.0089368 | 4 | 718593.4572 | 1705291.6567 | 14649.4996 | 34764.677 | 116.8809 | 0 | 55.9593 | 143784.7644 | 9865.6269 | 107192.8447 | 66029.6857 | 0 | 66446.6062 | 0 | 153394.6159 | 399101.3249 | 272394.855 | 1218210.3236 | 961560.8286 | 23508061.4514 | 23508061.4514 | 1478867.319 | 10284945.6504 | 0 | 25687832.6036 | 60959707.0245 | 133.3521 | 0.035747 | 718593.4572 | 1705291.6567 | 14649.4996 | 34764.677
1 | 6000 | 707 | 0.03 | 15 | 15 | 7 | 1.7783e-13 | 5spot_SharedNeighbor | Water | Porous | Wet | R600a | MinimizeLCOE_Brownfield | IgnoreSilica | 2019 | 1.3982 | 0.35855 | 0.02038 | 4 | 320194.7156 | 752868.7943 | 6527.6024 | 15348.2487 | 128.5375 | 0 | 54.1121 | 205595.6729 | 15183.2014 | 149361.4166 | 83353.542 | 0 | 73702.5069 | 0 | 205606.5725 | 534946.126 | 365111.723 | 1632860.7613 | 961560.8286 | 23508061.4514 | 23508061.4514 | 1478867.319 | 10284945.6504 | 0 | 26102483.0413 | 61374357.4622 | 177.8279 | 0.081521 | 320194.7156 | 752868.7943 | 6527.6024 | 15348.2487
1 | 6000 | 707 | 0.03 | 15 | 15 | 7 | 2.3714e-13 | 5spot_SharedNeighbor | Water | Porous | Wet | R600a | MinimizeLCOE_Brownfield | IgnoreSilica | 2019 | 1.8264 | 0.54582 | 0.039136 | 4 | 170429.4025 | 395747.8762 | 3474.4339 | 8067.8557 | 139.6277 | 0 | 297.4061 | 290783.0398 | 23136.0734 | 207466.7701 | 108387.0603 | 0 | 83694.666 | 0 | 278252.3678 | 723955.5836 | 494114.5616 | 2209790.1228 | 961560.8286 | 23508061.4514 | 23508061.4514 | 1478867.319 | 10284945.6504 | 0 | 26679412.4028 | 61951286.8236 | 237.1374 | 0.15654 | 170429.4025 | 395747.8762 | 3474.4339 | 8067.8557
1 | 6000 | 707 | 0.03 | 15 | 15 | 7 | 3.1623e-13 | 5spot_SharedNeighbor | Water | Porous | Wet | R600a | MinimizeLCOE_Brownfield | IgnoreSilica | 2019 | 2.371 | 0.80143 | 0.06724 | 4 | 101916.4627 | 233057.8945 | 2077.7049 | 4751.2004 | 148.9476 | 0 | 386.0837 | 397808.0122 | 34056.2539 | 280213.1501 | 143371.0418 | 0 | 94389.0859 | 0 | 370436.6421 | 963800.1558 | 657813.4104 | 2941887.7522 | 961560.8286 | 23508061.4514 | 23508061.4514 | 1478867.319 | 10284945.6504 | 0 | 27411510.0323 | 62683384.4531 | 316.2278 | 0.26896 | 101916.4627 | 233057.8945 | 2077.7049 | 4751.2004
1 | 6000 | 707 | 0.03 | 15 | 15 | 7 | 4.217e-13 | 5spot_SharedNeighbor | Water | Porous | Wet | R600a | MinimizeLCOE_Brownfield | IgnoreSilica | 2019 | 3.0906 | 1.1725 | 0.10825 | 4 | 65527.1974 | 146988.8217 | 1335.8606 | 2996.5659 | 156.8895 | 0 | 509.8176 | 534464.9545 | 48346.6337 | 378208.2096 | 191376.4385 | 0 | 107701.6131 | 0 | 491438.1613 | 1278621.2878 | 872685.302 | 3902842.6004 | 961560.8286 | 23508061.4514 | 23508061.4514 | 1478867.319 | 10284945.6504 | 0 | 28372464.8804 | 63644339.3013 | 421.6965 | 0.43299 | 65527.1974 | 146988.8217 | 1335.8606 | 2996.5659
1 | 6000 | 707 | 0.03 | 15 | 15 | 7 | 5.6234e-13 | 5spot_SharedNeighbor | Water | Porous | Wet | R600a | MinimizeLCOE_Brownfield | IgnoreSilica | 2019 | 4.0311 | 1.708 | 0.16197 | 4 | 45621.8042 | 100062.6598 | 930.0622 | 2039.9127 | 163.4222 | 0 | 80.7641 | 695491.2794 | 62947.9828 | 511008.732 | 249028.8934 | 0 | 124412.921 | 0 | 640727.0253 | 1667040.2888 | 1137789.2513 | 5088446.374 | 961560.8286 | 23508061.4514 | 23508061.4514 | 1478867.319 | 10284945.6504 | 0 | 29558068.6541 | 64829943.0749 | 562.3413 | 0.64789 | 45621.8042 | 100062.6598 | 930.0622 | 2039.9127
1 | 6000 | 707 | 0.03 | 15 | 15 | 7 | 7.4989e-13 | 5spot_SharedNeighbor | Water | Porous | Wet | R600a | MinimizeLCOE_Brownfield | IgnoreSilica | 2019 | 5.2615 | 2.4125 | 0.23275 | 4 | 33294.7562 | 71181.1391 | 678.7586 | 1451.1238 | 168.7033 | 0 | 93.4905 | 885929.557 | 80160.8194 | 673605.8374 | 323508.7052 | 0 | 144304.0945 | 0 | 821928.5153 | 2138489.396 | 1459562.9543 | 6527489.879 | 961560.8286 | 23508061.4514 | 23508061.4514 | 1478867.319 | 10284945.6504 | 0 | 30997112.159 | 66268986.5799 | 749.8942 | 0.93099 | 33294.7562 | 71181.1391 | 678.7586 | 1451.1238
1 | 6000 | 707 | 0.03 | 15 | 15 | 7 | 1e-12 | 5spot_SharedNeighbor | Water | Porous | Wet | R600a | MinimizeLCOE_Brownfield | IgnoreSilica | 2019 | 6.9205 | 3.3633 | 0.32785 | 4 | 25016.1376 | 51912.233 | 509.9878 | 1058.3011 | 172.9583 | 0 | 88.9977 | 1118683.0191 | 101150.4703 | 878700.7452 | 423292.9587 | 0 | 169864.5955 | 0 | 1049759.7976 | 2731259.6581 | 1864140.8384 | 8336852.083 | 961560.8286 | 23508061.4514 | 23508061.4514 | 1478867.319 | 10284945.6504 | 0 | 32806474.363 | 68078348.7838 | 1000 | 1.3114 | 25016.1376 | 51912.233 | 509.9878 | 1058.3011
1 | 6000 | 707 | 0.03 | 15 | 15 | 7 | 1.3335e-12 | 5spot_SharedNeighbor | Water | Porous | Wet | R600a | MinimizeLCOE_Brownfield | IgnoreSilica | 2019 | 9.0937 | 4.6038 | 0.45212 | 4 | 19360.5177 | 38864.1165 | 394.6903 | 792.2976 | 176.1493 | 0 | 84.7433 | 1395092.8227 | 126013.9795 | 1129607.7063 | 553329.9789 | 0 | 200098.0101 | 0 | 1327615.574 | 3454183.3923 | 2357551.1416 | 10543492.6055 | 961560.8286 | 23508061.4514 | 23508061.4514 | 1478867.319 | 10284945.6504 | 0 | 35013114.8855 | 70284989.3064 | 1333.5214 | 1.8085 | 19360.5177 | 38864.1165 | 394.6903 | 792.2976
1 | 6000 | 707 | 0.03 | 15 | 15 | 7 | 1.7783e-12 | 5spot_SharedNeighbor | Water | Porous | Wet | R600a | MinimizeLCOE_Brownfield | IgnoreSilica | 2019 | 12.0043 | 6.2988 | 0.62249 | 4 | 15192.5208 | 29358.2206 | 309.7201 | 598.507 | 179.0829 | 0 | 50.8289 | 1739803.834 | 156934.5942 | 1451583.0509 | 727919.4169 | 0 | 236930.1347 | 0 | 1682136.702 | 4376574.6449 | 2987102.1247 | 13358984.5024 | 961560.8286 | 23508061.4514 | 23508061.4514 | 1478867.319 | 10284945.6504 | 0 | 37828606.7824 | 73100481.2032 | 1778.2794 | 2.4899 | 15192.5208 | 29358.2206 | 309.7201 | 598.507
1 | 6000 | 707 | 0.03 | 15 | 15 | 7 | 2.3714e-12 | 5spot_SharedNeighbor | Water | Porous | Wet | R600a | MinimizeLCOE_Brownfield | IgnoreSilica | 2019 | 15.7562 | 8.4668 | 0.84094 | 4 | 12253.4401 | 22739.3473 | 249.803 | 463.5724 | 181.1068 | 0 | 87.6209 | 2143493.8186 | 193036.4156 | 1839112.2548 | 952359.5748 | 0 | 279296.4188 | 0 | 2108846.4082 | 5486785.7702 | 3744844.0303 | 16747774.6913 | 961560.8286 | 23508061.4514 | 23508061.4514 | 1478867.319 | 10284945.6504 | 0 | 41217396.9713 | 76489271.3922 | 2371.3737 | 3.3637 | 12253.4401 | 22739.3473 | 249.803 | 463.5724
1 | 6000 | 707 | 0.03 | 15 | 15 | 7 | 3.1623e-12 | 5spot_SharedNeighbor | Water | Porous | Wet | R600a | MinimizeLCOE_Brownfield | IgnoreSilica | 2019 | 20.7669 | 11.3636 | 1.1326 | 4 | 10041.4657 | 17827.3289 | 204.7089 | 363.4342 | 182.6913 | 0 | 99.8754 | 2638817.9313 | 237190.7404 | 2327268.5905 | 1251834.7007 | 0 | 331767.1064 | 0 | 2646882.8371 | 6886646.1917 | 4700277.5323 | 21020685.6304 | 961560.8286 | 23508061.4514 | 23508061.4514 | 1478867.319 | 10284945.6504 | 0 | 45490307.9104 | 80762182.3313 | 3162.2777 | 4.5302 | 10041.4657 | 17827.3289 | 204.7089 | 363.4342
1 | 6000 | 707 | 0.03 | 15 | 15 | 7 | 4.217e-12 | 5spot_SharedNeighbor | Water | Porous | Wet | R600a | MinimizeLCOE_Brownfield | IgnoreSilica | 2019 | 27.3615 | 15.1782 | 1.5169 | 4 | 8373.6721 | 14186.9513 | 170.7086 | 289.2202 | 183.9064 | 0 | 114.5173 | 3238495.8057 | 290463.1309 | 2933663.2522 | 1645983.5018 | 0 | 394847.1936 | 0 | 3316346.6248 | 8628453.6416 | 5889096.9074 | 26337350.0581 | 961560.8286 | 23508061.4514 | 23508061.4514 | 1478867.319 | 10284945.6504 | 0 | 50806972.3381 | 86078846.759 | 4216.965 | 6.0675 | 8373.6721 | 14186.9513 | 170.7086 | 289.2202
1 | 6000 | 707 | 0.03 | 15 | 15 | 7 | 5.6234e-12 | 5spot_SharedNeighbor | Water | Porous | Wet | R600a | MinimizeLCOE_Brownfield | IgnoreSilica | 2019 | 35.9996 | 20.1762 | 2.0206 | 4 | 7102.0966 | 11466.0586 | 144.7858 | 233.7511 | 184.8341 | 0 | 95.8991 | 3962062.1301 | 354506.6609 | 3683880.7073 | 2162108.875 | 0 | 470513.4273 | 0 | 4146898.0023 | 10789377.9562 | 7363972.1546 | 32933319.9138 | 961560.8286 | 23508061.4514 | 23508061.4514 | 1478867.319 | 10284945.6504 | 0 | 57402942.1938 | 92674816.6146 | 5623.4133 | 8.0825 | 7102.0966 | 11466.0586 | 144.7858 | 233.7511
1 | 6000 | 707 | 0.03 | 15 | 15 | 7 | 7.4989e-12 | 5spot_SharedNeighbor | Water | Porous | Wet | R600a | MinimizeLCOE_Brownfield | IgnoreSilica | 2019 | 47.23 | 26.6729 | 2.6753 | 4 | 6124.6596 | 9420.7367 | 124.8595 | 192.0545 | 185.5295 | 0 | 118.5093 | 4829698.8052 | 431008.1254 | 4605636.1423 | 2833049.0687 | 0 | 561190.5755 | 0 | 5171627.2597 | 13455513.2831 | 9183664.2989 | 41071387.5588 | 961560.8286 | 23508061.4514 | 23508061.4514 | 1478867.319 | 10284945.6504 | 0 | 65541009.8388 | 100812884.2597 | 7498.9421 | 10.7012 | 6124.6596 | 9420.7367 | 124.8595 | 192.0545
1 | 6000 | 707 | 0.03 | 15 | 15 | 7 | 1e-11 | 5spot_SharedNeighbor | Water | Porous | Wet | R600a | MinimizeLCOE_Brownfield | IgnoreSilica | 2019 | 61.5368 | 34.9229 | 3.5063 | 4 | 5374.7642 | 7889.6694 | 109.5718 | 160.8416 | 185.9781 | 0 | 123.4759 | 5848592.5813 | 520491.422 | 5713756.9211 | 3687334.7687 | 0 | 667661.5436 | 0 | 6410756.5223 | 16679473.4441 | 11384083.3545 | 50912150.5577 | 961560.8286 | 23508061.4514 | 23508061.4514 | 1478867.319 | 10284945.6504 | 0 | 75381772.8377 | 110653647.2585 | 10000 | 14.0251 | 5374.7642 | 7889.6694 | 109.5718 | 160.8416
1 | 6000 | 707 | 0.03 | 15 | 15 | 7 | 1.3335e-11 | 5spot_SharedNeighbor | Water | Porous | Wet | R600a | MinimizeLCOE_Brownfield | IgnoreSilica | 2019 | 79.24 | 45.0119 | 4.5203 | 4 | 4806.5596 | 6757.3203 | 97.9882 | 137.7571 | 186.0645 | 0 | 103.4452 | 7005334.6239 | 621677.7945 | 6999954.5754 | 4742012.6687 | 0 | 790234.8553 | 0 | 7862093.6619 | 20455554.9712 | 13961336.5875 | 62438199.7384 | 961560.8286 | 23508061.4514 | 23508061.4514 | 1478867.319 | 10284945.6504 | 0 | 86907822.0184 | 122179696.4392 | 13335.2143 | 18.0811 | 4806.5596 | 6757.3203 | 97.9882 | 137.7571
1 | 6000 | 707 | 0.03 | 15 | 15 | 7 | 1.7783e-11 | 5spot_SharedNeighbor | Water | Porous | Wet | R600a | MinimizeLCOE_Brownfield | IgnoreSilica | 2019 | 100.1795 | 56.6375 | 5.683 | 4 | 4387.7175 | 5939.3633 | 89.4496 | 121.082 | 185.6293 | 0 | 140.5522 | 8250092.9286 | 730145.3259 | 8412341.2879 | 5983400.7507 | 0 | 926705.3071 | 0 | 9478047.384 | 24659935.0784 | 16830912.402 | 75271580.4647 | 961560.8286 | 23508061.4514 | 23508061.4514 | 1478867.319 | 10284945.6504 | 0 | 99741202.7447 | 135013077.1655 | 17782.7941 | 22.7319 | 4387.7175 | 5939.3633 | 89.4496 | 121.082
1 | 6000 | 707 | 0.03 | 15 | 15 | 7 | 2.3714e-11 | 5spot_SharedNeighbor | Water | Porous | Wet | R600a | MinimizeLCOE_Brownfield | IgnoreSilica | 2019 | 123.5442 | 69.0582 | 6.9143 | 4 | 4090.912 | 5366.2436 | 83.3988 | 109.3981 | 184.5943 | 0 | 145.7479 | 9502056.1625 | 838855.1495 | 9858382.039 | 7357743.8726 | 0 | 1072463.2629 | 0 | 11165505.1897 | 29050354.1437 | 19827463.6281 | 88672823.4481 | 961560.8286 | 23508061.4514 | 23508061.4514 | 1478867.319 | 10284945.6504 | 0 | 113142445.7281 | 148414320.1489 | 23713.7371 | 27.657 | 4090.912 | 5366.2436 | 83.3988 | 109.3981
1 | 6000 | 707 | 0.03 | 15 | 15 | 7 | 3.1623e-11 | 5spot_SharedNeighbor | Water | Porous | Wet | R600a | MinimizeLCOE_Brownfield | IgnoreSilica | 2019 | 142.0749 | 78.4368 | 7.9121 | 4 | 3884.8248 | 4999.3106 | 79.1974 | 101.9177 | 183.4792 | 0 | 163.187 | 10405265.1666 | 917065.6388 | 10915649.5247 | 8437993.5597 | 0 | 1119773.5508 | 0 | 12400341.5018 | 32263144.928 | 22020259.3547 | 98479493.2252 | 961560.8286 | 23508061.4514 | 23508061.4514 | 1478867.319 | 10284945.6504 | 0 | 122949115.5052 | 158220989.926 | 31622.7766 | 31.6486 | 3884.8248 | 4999.3106 | 79.1974 | 101.9177
1 | 6000 | 707 | 0.03 | 15 | 15 | 7 | 4.217e-11 | 5spot_SharedNeighbor | Water | Porous | Wet | R600a | MinimizeLCOE_Brownfield | IgnoreSilica | 2019 | 152.2734 | 83.4756 | 8.5762 | 4 | 3726.5159 | 4754.7076 | 75.9701 | 96.9311 | 182.8518 | 0 | 193.3838 | 10877815.1902 | 957917.37 | 11473109.9849 | 9029842.2257 | 0 | 1035280.5151 | 0 | 13015846.4615 | 33864562.5756 | 23113259.805 | 103367634.1279 | 961560.8286 | 23508061.4514 | 23508061.4514 | 1478867.319 | 10284945.6504 | 0 | 127837256.408 | 163109130.8288 | 42169.6503 | 34.3048 | 3726.5159 | 4754.7076 | 75.9701 | 96.9311
1 | 6000 | 707 | 0.03 | 15 | 15 | 7 | 5.6234e-11 | 5spot_SharedNeighbor | Water | Porous | Wet | R600a | MinimizeLCOE_Brownfield | IgnoreSilica | 2019 | 160.646 | 87.518 | 9.1309 | 4 | 3605.4103 | 4571.1376 | 73.5012 | 93.1888 | 182.3026 | 0 | 227.5649 | 11251120.6747 | 990158.248 | 11915479.1857 | 9513588.0879 | 0 | 945187.9021 | 0 | 13500058.2984 | 35124382.4496 | 23973112.7557 | 107213087.602 | 961560.8286 | 23508061.4514 | 23508061.4514 | 1478867.319 | 10284945.6504 | 0 | 131682709.8821 | 166954584.3029 | 56234.1325 | 36.5236 | 3605.4103 | 4571.1376 | 73.5012 | 93.1888
1 | 6000 | 707 | 0.03 | 15 | 15 | 7 | 7.4989e-11 | 5spot_SharedNeighbor | Water | Porous | Wet | R600a | MinimizeLCOE_Brownfield | IgnoreSilica | 2019 | 167.3707 | 90.7016 | 9.5826 | 4 | 3513.0761 | 4433.2821 | 71.6188 | 90.3785 | 181.8405 | 0 | 224.0247 | 11541696.9011 | 1015235.5968 | 12260988.54 | 9900849.1861 | 0 | 857276.6795 | 0 | 13874658.2924 | 36099014.793 | 24638319.3568 | 110188039.3458 | 961560.8286 | 23508061.4514 | 23508061.4514 | 1478867.319 | 10284945.6504 | 0 | 134657661.6258 | 169929536.0467 | 74989.4209 | 38.3304 | 3513.0761 | 4433.2821 | 71.6188 | 90.3785
1 | 6000 | 707 | 0.03 | 15 | 15 | 7 | 1e-10 | 5spot_SharedNeighbor | Water | Porous | Wet | R600a | MinimizeLCOE_Brownfield | IgnoreSilica | 2019 | 172.5787 | 93.1266 | 9.9392 | 4 | 3442.848 | 4330.0389 | 70.1871 | 88.2737 | 181.4702 | 0 | 208.9349 | 11761110.4711 | 1034160.928 | 12522547.0921 | 10199704.1839 | 0 | 774957.4866 | 0 | 14154067.2631 | 36825979.6201 | 25134487.7889 | 112407014.8337 | 961560.8286 | 23508061.4514 | 23508061.4514 | 1478867.319 | 10284945.6504 | 0 | 136876637.1137 | 172148511.5346 | 100000 | 39.7568 | 3442.848 | 4330.0389 | 70.1871 | 88.2737
1 | 6000 | 707 | 0.03 | 15 | 15 | 7 | 1.3335e-10 | 5spot_SharedNeighbor | Water | Porous | Wet | R600a | MinimizeLCOE_Brownfield | IgnoreSilica | 2019 | 176.5593 | 94.9564 | 10.2165 | 4 | 3389.5457 | 4252.6557 | 69.1005 | 86.6961 | 181.1802 | 0 | 231.9278 | 11925599.4643 | 1048342.9384 | 12718999.7186 | 10427760.5649 | 0 | 701477.9973 | 0 | 14360650.4666 | 37363466.7396 | 25501333.7922 | 114047631.6819 | 961560.8286 | 23508061.4514 | 23508061.4514 | 1478867.319 | 10284945.6504 | 0 | 138517253.9619 | 173789128.3827 | 133352.1432 | 40.866 | 3389.5457 | 4252.6557 | 69.1005 | 86.6961
1 | 6000 | 707 | 0.03 | 15 | 15 | 7 | 1.7783e-10 | 5spot_SharedNeighbor | Water | Porous | Wet | R600a | MinimizeLCOE_Brownfield | IgnoreSilica | 2019 | 179.6144 | 96.3462 | 10.4312 | 4 | 3349.1485 | 4194.4922 | 68.2769 | 85.5104 | 180.9535 | 0 | 225.2002 | 12049946.4748 | 1059060.676 | 12867716.7669 | 10602423.2745 | 0 | 638741.6547 | 0 | 14514976.6503 | 37764991.813 | 25775382.9054 | 115273240.2157 | 961560.8286 | 23508061.4514 | 23508061.4514 | 1478867.319 | 10284945.6504 | 0 | 139742862.4958 | 175014736.9166 | 177827.941 | 41.7249 | 3349.1485 | 4194.4922 | 68.2769 | 85.5104
1 | 6000 | 707 | 0.03 | 15 | 15 | 7 | 2.3714e-10 | 5spot_SharedNeighbor | Water | Porous | Wet | R600a | MinimizeLCOE_Brownfield | IgnoreSilica | 2019 | 181.8212 | 97.341 | 10.5913 | 4 | 3318.5622 | 4151.1286 | 67.6534 | 84.6264 | 180.7875 | 0 | 254.6643 | 12138636.1379 | 1066703.3153 | 12973895.9314 | 10727965.5639 | 0 | 584743.9331 | 0 | 14621858.5039 | 38043076.4715 | 25965181.3989 | 116122061.256 | 961560.8286 | 23508061.4514 | 23508061.4514 | 1478867.319 | 10284945.6504 | 0 | 140591683.536 | 175863557.9568 | 237137.3706 | 42.3652 | 3318.5622 | 4151.1286 | 67.6534 | 84.6264
1 | 6000 | 707 | 0.03 | 15 | 15 | 7 | 3.1623e-10 | 5spot_SharedNeighbor | Water | Porous | Wet | R600a | MinimizeLCOE_Brownfield | IgnoreSilica | 2019 | 183.4413 | 98.0671 | 10.7114 | 4 | 3295.4396 | 4118.6717 | 67.182 | 83.9647 | 180.6644 | 0 | 238.0436 | 12203205.5174 | 1072266.5492 | 13051254.3428 | 10820060.8102 | 0 | 539977.345 | 0 | 14697838.1802 | 38240760.0036 | 26100104.4715 | 116725467.2199 | 961560.8286 | 23508061.4514 | 23508061.4514 | 1478867.319 | 10284945.6504 | 0 | 141195089.4999 | 176466963.9207 | 316227.766 | 42.8456 | 3295.4396 | 4118.6717 | 67.182 | 83.9647
1 | 6000 | 707 | 0.03 | 15 | 15 | 7 | 4.217e-10 | 5spot_SharedNeighbor | Water | Porous | Wet | R600a | MinimizeLCOE_Brownfield | IgnoreSilica | 2019 | 184.6056 | 98.5865 | 10.8003 | 4 | 3277.9776 | 4094.4342 | 66.826 | 83.4706 | 180.5753 | 0 | 236.3001 | 12249319.7119 | 1076239.2444 | 13106530.9631 | 10886206.4638 | 0 | 503221.5388 | 0 | 14750391.9896 | 38377494.2354 | 26193428.3943 | 117142832.5414 | 961560.8286 | 23508061.4514 | 23508061.4514 | 1478867.319 | 10284945.6504 | 0 | 141612454.8214 | 176884329.2422 | 421696.5034 | 43.2012 | 3277.9776 | 4094.4342 | 66.826 | 83.4706
1 | 6000 | 707 | 0.03 | 15 | 15 | 7 | 5.6234e-10 | 5spot_SharedNeighbor | Water | Porous | Wet | R600a | MinimizeLCOE_Brownfield | IgnoreSilica | 2019 | 185.4487 | 98.9615 | 10.8662 | 4 | 3264.8036 | 4076.3057 | 66.5574 | 83.101 | 180.5103 | 0 | 236.3486 | 12282561.3412 | 1079102.7439 | 13146392.1722 | 10934084.8674 | 0 | 473647.7611 | 0 | 14787157.6655 | 38473150.9825 | 26258716.0897 | 117434813.6235 | 961560.8286 | 23508061.4514 | 23508061.4514 | 1478867.319 | 10284945.6504 | 0 | 141904435.9035 | 177176310.3244 | 562341.3252 | 43.4649 | 3264.8036 | 4076.3057 | 66.5574 | 83.101
1 | 6000 | 707 | 0.03 | 15 | 15 | 7 | 7.4989e-10 | 5spot_SharedNeighbor | Water | Porous | Wet | R600a | MinimizeLCOE_Brownfield | IgnoreSilica | 2019 | 186.0406 | 99.224 | 10.9144 | 4 | 3254.8737 | 4062.7967 | 66.355 | 82.8256 | 180.4645 | 0 | 246.8673 | 12305819.7837 | 1081106.1548 | 13174289.5452 | 10967689.5762 | 0 | 449881.2922 | 0 | 14811726.6773 | 38537074.5114 | 26302345.2117 | 117629932.7523 | 961560.8286 | 23508061.4514 | 23508061.4514 | 1478867.319 | 10284945.6504 | 0 | 142099555.0324 | 177371429.4532 | 749894.2093 | 43.6575 | 3254.8737 | 4062.7967 | 66.355 | 82.8256
1 | 6000 | 707 | 0.03 | 15 | 15 | 7 | 1e-09 | 5spot_SharedNeighbor | Water | Porous | Wet | R600a | MinimizeLCOE_Brownfield | IgnoreSilica | 2019 | 186.4692 | 99.4138 | 10.95 | 4 | 3247.3954 | 4052.6888 | 66.2025 | 82.6195 | 180.4312 | 0 | 222.6406 | 12322619.375 | 1082553.16 | 13194443.5993 | 10992015.7586 | 0 | 431210.5464 | 0 | 14828908.5513 | 38581778.2232 | 26332856.4136 | 117766385.6274 | 961560.8286 | 23508061.4514 | 23508061.4514 | 1478867.319 | 10284945.6504 | 0 | 142236007.9074 | 177507882.3282 | 1000000 | 43.8 | 3247.3954 | 4052.6888 | 66.2025 | 82.6195
1 | 6000 | 707 | 0.03 | 15 | 15 | 7 | 1.3335e-09 | 5spot_SharedNeighbor | Water | Porous | Wet | R600a | MinimizeLCOE_Brownfield | IgnoreSilica | 2019 | 186.7787 | 99.5507 | 10.9763 | 4 | 3241.7677 | 4045.1289 | 66.0878 | 82.4654 | 180.4071 | 0 | 219.592 | 12334727.861 | 1083596.0734 | 13208971.8031 | 11009578.2203 | 0 | 416650.1749 | 0 | 14840874.4117 | 38612910.9374 | 26354105.1308 | 117861414.6127 | 961560.8286 | 23508061.4514 | 23508061.4514 | 1478867.319 | 10284945.6504 | 0 | 142331036.8927 | 177602911.3135 | 1333521.4322 | 43.9054 | 3241.7677 | 4045.1289 | 66.0878 | 82.4654
1 | 6000 | 707 | 0.03 | 15 | 15 | 7 | 1.7783e-09 | 5spot_SharedNeighbor | Water | Porous | Wet | R600a | MinimizeLCOE_Brownfield | IgnoreSilica | 2019 | 186.995 | 99.6462 | 10.9955 | 4 | 3237.5356 | 4039.4956 | 66.0015 | 82.3506 | 180.3902 | 0 | 297.7654 | 12343174.0848 | 1084323.5379 | 13219106.8587 | 11021846.0891 | 0 | 405261.3255 | 0 | 14848747.6394 | 38633395.4609 | 26368086.2389 | 117923941.2353 | 961560.8286 | 23508061.4514 | 23508061.4514 | 1478867.319 | 10284945.6504 | 0 | 142393563.5153 | 177665437.9361 | 1778279.41 | 43.9821 | 3237.5356 | 4039.4956 | 66.0015 | 82.3506
1 | 6000 | 707 | 0.03 | 15 | 15 | 7 | 2.3714e-09 | 5spot_SharedNeighbor | Water | Porous | Wet | R600a | MinimizeLCOE_Brownfield | IgnoreSilica | 2019 | 187.1607 | 99.7193 | 11.0101 | 4 | 3234.3547 | 4035.2555 | 65.9367 | 82.2641 | 180.3773 | 0 | 285.3523 | 12349644.7961 | 1084880.8449 | 13226871.9336 | 11031250.8161 | 0 | 396638.2969 | 0 | 14854821.8082 | 38649199.202 | 26378872.617 | 117972180.315 | 961560.8286 | 23508061.4514 | 23508061.4514 | 1478867.319 | 10284945.6504 | 0 | 142441802.595 | 177713677.0158 | 2371373.7057 | 44.0403 | 3234.3547 | 4035.2555 | 65.9367 | 82.2641
1 | 6000 | 707 | 0.03 | 15 | 15 | 7 | 3.1623e-09 | 5spot_SharedNeighbor | Water | Porous | Wet | R600a | MinimizeLCOE_Brownfield | IgnoreSilica | 2019 | 187.2682 | 99.7667 | 11.0203 | 4 | 3231.9651 | 4032.1201 | 65.888 | 82.2002 | 180.3688 | 0 | 283.1737 | 12353831.5726 | 1085241.4381 | 13231896.4569 | 11037344.1521 | 0 | 389832.9692 | 0 | 14858277.1697 | 38658189.3437 | 26385008.5734 | 117999621.6756 | 961560.8286 | 23508061.4514 | 23508061.4514 | 1478867.319 | 10284945.6504 | 0 | 142469243.9557 | 177741118.3765 | 3162277.6602 | 44.0813 | 3231.9651 | 4032.1201 | 65.888 | 82.2002
1 | 6000 | 707 | 0.03 | 15 | 15 | 7 | 4.217e-09 | 5spot_SharedNeighbor | Water | Porous | Wet | R600a | MinimizeLCOE_Brownfield | IgnoreSilica | 2019 | 187.3434 | 99.7998 | 11.0278 | 4 | 3230.1707 | 4029.7819 | 65.8514 | 82.1526 | 180.3629 | 0 | 305.7303 | 12356759.3047 | 1085493.5921 | 13235410.1253 | 11041608.4573 | 0 | 384599.1421 | 0 | 14860509.5424 | 38663997.5196 | 26388972.7729 | 118017350.4564 | 961560.8286 | 23508061.4514 | 23508061.4514 | 1478867.319 | 10284945.6504 | 0 | 142486972.7364 | 177758847.1572 | 4216965.0343 | 44.1113 | 3230.1707 | 4029.7819 | 65.8514 | 82.1526
1 | 6000 | 707 | 0.03 | 15 | 15 | 7 | 5.6234e-09 | 5spot_SharedNeighbor | Water | Porous | Wet | R600a | MinimizeLCOE_Brownfield | IgnoreSilica | 2019 | 187.3971 | 99.8234 | 11.0333 | 4 | 3228.8236 | 4028.0348 | 65.8239 | 82.1169 | 180.3586 | 0 | 292.5431 | 12358849.397 | 1085673.6026 | 13237918.5725 | 11044654.4683 | 0 | 380605.0975 | 0 | 14862003.4438 | 38667884.3446 | 26391625.6107 | 118029214.5369 | 961560.8286 | 23508061.4514 | 23508061.4514 | 1478867.319 | 10284945.6504 | 0 | 142498836.8169 | 177770711.2377 | 5623413.2519 | 44.1334 | 3228.8236 | 4028.0348 | 65.8239 | 82.1169
1 | 6000 | 707 | 0.03 | 15 | 15 | 7 | 7.4989e-09 | 5spot_SharedNeighbor | Water | Porous | Wet | R600a | MinimizeLCOE_Brownfield | IgnoreSilica | 2019 | 187.4554 | 99.8492 | 11.0382 | 4 | 3227.8126 | 4026.6732 | 65.8033 | 82.0892 | 180.3541 | 0 | 305.8519 | 12361124.6757 | 1085869.5614 | 13240649.3287 | 11047964.4263 | 0 | 377872.2866 | 0 | 14864257.3087 | 38673748.4388 | 26395627.9755 | 118047114.0017 | 961560.8286 | 23508061.4514 | 23508061.4514 | 1478867.319 | 10284945.6504 | 0 | 142516736.2817 | 177788610.7026 | 7498942.0933 | 44.1527 | 3227.8126 | 4026.6732 | 65.8033 | 82.0892
1 | 6000 | 707 | 0.03 | 15 | 15 | 7 | 1e-08 | 5spot_SharedNeighbor | Water | Porous | Wet | R600a | MinimizeLCOE_Brownfield | IgnoreSilica | 2019 | 187.4702 | 99.8557 | 11.0407 | 4 | 3227.054 | 4025.733 | 65.7879 | 82.07 | 180.3529 | 0 | 284.9279 | 12361696.2601 | 1085918.7891 | 13241335.3449 | 11048803.4543 | 0 | 375367.5446 | 0 | 14864117.3433 | 38673384.2775 | 26395379.428 | 118046002.4419 | 961560.8286 | 23508061.4514 | 23508061.4514 | 1478867.319 | 10284945.6504 | 0 | 142515624.7219 | 177787499.1427 | 10000000 | 44.1628 | 3227.054 | 4025.733 | 65.7879 | 82.07
1 | 6100 | 707 | 0.03 | 15 | 15 | 7 | 1e-13 | 5spot_SharedNeighbor | Water | Porous | Wet | R600a | MinimizeLCOE_Brownfield | IgnoreSilica | 2019 | 0 | 0 | 0 | 0 |  |  |  |  | 15 |  | 24.6555 | [19 empty] | 100 | 0
1 | 6100 | 707 | 0.03 | 15 | 15 | 7 | 1.3335e-13 | 5spot_SharedNeighbor | Water | Porous | Wet | R600a | MinimizeLCOE_Brownfield | IgnoreSilica | 2019 | 1.1081 | 0.24516 | 0.010135 | 4 | 648296.0871 | 1537608.9365 | 13216.3926 | 31346.2379 | 118.6259 | 0 | 61.8209 | 149775.5474 | 10386.3983 | 110956.2422 | 67375.2238 | 0 | 66554.8539 | 0 | 157968.8236 | 411002.4752 | 280517.6346 | 1254537.1991 | 961560.8286 | 24065791.4134 | 24065791.4134 | 1478867.319 | 10508037.6352 | 0 | 26281889.4411 | 62334585.8088 | 133.3521 | 0.04054 | 648296.0871 | 1537608.9365 | 13216.3926 | 31346.2379
1 | 6100 | 707 | 0.03 | 15 | 15 | 7 | 1.7783e-13 | 5spot_SharedNeighbor | Water | Porous | Wet | R600a | MinimizeLCOE_Brownfield | IgnoreSilica | 2019 | 1.4371 | 0.3812 | 0.022869 | 4 | 292247.339 | 686364.9115 | 5957.8573 | 13992.4771 | 130.9001 | 0 | 62.1399 | 217146.0286 | 16284.6999 | 156606.8065 | 86230.4705 | 0 | 74723.3489 | 0 | 214886.6282 | 559090.9274 | 381591.0461 | 1706559.9561 | 961560.8286 | 24065791.4134 | 24065791.4134 | 1478867.319 | 10508037.6352 | 0 | 26733912.1982 | 62786608.5659 | 177.8279 | 0.091477 | 292247.339 | 686364.9115 | 5957.8573 | 13992.4771
1 | 6100 | 707 | 0.03 | 15 | 15 | 7 | 2.3714e-13 | 5spot_SharedNeighbor | Water | Porous | Wet | R600a | MinimizeLCOE_Brownfield | IgnoreSilica | 2019 | 1.8653 | 0.57428 | 0.042887 | 4 | 159264.0446 | 369422.6608 | 3246.813 | 7531.1806 | 141.8535 | 0 | 306.3203 | 304527.0819 | 24622.3643 | 215740.9771 | 111820.245 | 0 | 84069.4309 | 0 | 288904.2387 | 751669.5666 | 513029.9245 | 2294383.8289 | 961560.8286 | 24065791.4134 | 24065791.4134 | 1478867.319 | 10508037.6352 | 0 | 27321736.0709 | 63374432.4386 | 237.1374 | 0.17155 | 159264.0446 | 369422.6608 | 3246.813 | 7531.1806
1 | 6100 | 707 | 0.03 | 15 | 15 | 7 | 3.1623e-13 | 5spot_SharedNeighbor | Water | Porous | Wet | R600a | MinimizeLCOE_Brownfield | IgnoreSilica | 2019 | 2.4293 | 0.8469 | 0.073618 | 4 | 95419.806 | 217850.8321 | 1945.2618 | 4441.1839 | 151.3978 | 0 | 403.7633 | 418509.5405 | 36612.4151 | 292322.4775 | 148965.6813 | 0 | 95195.7458 | 0 | 386726.2855 | 1006182.4663 | 686740.2082 | 3071254.8201 | 961560.8286 | 24065791.4134 | 24065791.4134 | 1478867.319 | 10508037.6352 | 0 | 28098607.0622 | 64151303.4299 | 316.2278 | 0.29447 | 95419.806 | 217850.8321 | 1945.2618 | 4441.1839
1 | 6100 | 707 | 0.03 | 15 | 15 | 7 | 4.217e-13 | 5spot_SharedNeighbor | Water | Porous | Wet | R600a | MinimizeLCOE_Brownfield | IgnoreSilica | 2019 | 3.1489 | 1.2457 | 0.11637 | 4 | 62482.1669 | 139934.9536 | 1273.7835 | 2852.7633 | 159.2614 | 0 | 523.1045 | 557690.767 | 50469.7389 | 396981.5388 | 196590.85 | 0 | 108080.8141 | 0 | 510827.3464 | 1329067.9703 | 907116.1993 | 4056825.2247 | 961560.8286 | 24065791.4134 | 24065791.4134 | 1478867.319 | 10508037.6352 | 0 | 29084177.4668 | 65136873.8345 | 421.6965 | 0.46548 | 62482.1669 | 139934.9536 | 1273.7835 | 2852.7633
1 | 6100 | 707 | 0.03 | 15 | 15 | 7 | 5.6234e-13 | 5spot_SharedNeighbor | Water | Porous | Wet | R600a | MinimizeLCOE_Brownfield | IgnoreSilica | 2019 | 4.1043 | 1.8055 | 0.17279 | 4 | 43840.705 | 96002.7692 | 893.7521 | 1957.1463 | 165.864 | 0 | 76.3581 | 723063.3869 | 65442.3684 | 534215.5674 | 255302.8958 | 0 | 124740.911 | 0 | 664078.4005 | 1727795.7769 | 1179256.1204 | 5273895.4274 | 961560.8286 | 24065791.4134 | 24065791.4134 | 1478867.319 | 10508037.6352 | 0 | 30301247.6695 | 66353944.0372 | 562.3413 | 0.69117 | 43840.705 | 96002.7692 | 893.7521 | 1957.1463
1 | 6100 | 707 | 0.03 | 15 | 15 | 7 | 7.4989e-13 | 5spot_SharedNeighbor | Water | Porous | Wet | R600a | MinimizeLCOE_Brownfield | IgnoreSilica | 2019 | 5.3884 | 2.5619 | 0.24875 | 4 | 31981.7143 | 68214.9243 | 651.9905 | 1390.6535 | 171.3188 | 0 | 80.3025 | 924081.2636 | 83604.8488 | 706781.3196 | 333347.7813 | 0 | 146073.3619 | 0 | 855616.5444 | 2226138.7374 | 1519385.4309 | 6795029.288 | 961560.8286 | 24065791.4134 | 24065791.4134 | 1478867.319 | 10508037.6352 | 0 | 31822381.5301 | 67875077.8978 | 749.8942 | 0.99502 | 31981.7143 | 68214.9243 | 651.9905 | 1390.6535
1 | 6100 | 707 | 0.03 | 15 | 15 | 7 | 1e-12 | 5spot_SharedNeighbor | Water | Porous | Wet | R600a | MinimizeLCOE_Brownfield | IgnoreSilica | 2019 | 7.0474 | 3.5397 | 0.3474 | 4 | 24215.0281 | 50159.443 | 493.6561 | 1022.5681 | 175.5183 | 0 | 76.3017 | 1159616.1198 | 104836.6455 | 915391.6547 | 433542.0988 | 0 | 170423.5432 | 0 | 1085685.9242 | 2824732.07 | 1927937.6802 | 8622165.7365 | 961560.8286 | 24065791.4134 | 24065791.4134 | 1478867.319 | 10508037.6352 | 0 | 33649517.9785 | 69702214.3463 | 1000 | 1.3896 | 24215.0281 | 50159.443 | 493.6561 | 1022.5681
1 | 6100 | 707 | 0.03 | 15 | 15 | 7 | 1.3335e-12 | 5spot_SharedNeighbor | Water | Porous | Wet | R600a | MinimizeLCOE_Brownfield | IgnoreSilica | 2019 | 9.2789 | 4.8607 | 0.48045 | 4 | 18710.7374 | 37470.7802 | 381.4437 | 763.8925 | 178.9429 | 0 | 58.5579 | 1449438.68 | 130894.9536 | 1179748.8505 | 567941.897 | 0 | 201098.8794 | 0 | 1376358.0716 | 3581001.3724 | 2444107.0189 | 10930589.7234 | 961560.8286 | 24065791.4134 | 24065791.4134 | 1478867.319 | 10508037.6352 | 0 | 35957941.9655 | 72010638.3332 | 1333.5214 | 1.9218 | 18710.7374 | 37470.7802 | 381.4437 | 763.8925
1 | 6100 | 707 | 0.03 | 15 | 15 | 7 | 1.7783e-12 | 5spot_SharedNeighbor | Water | Porous | Wet | R600a | MinimizeLCOE_Brownfield | IgnoreSilica | 2019 | 12.1675 | 6.5826 | 0.65482 | 4 | 14803.1321 | 28567.5068 | 301.7819 | 582.3873 | 181.6921 | 0 | 92.3119 | 1794696.7668 | 161850.2752 | 1503661.8401 | 741855.0032 | 0 | 236105.5401 | 0 | 1730886.0759 | 4503410.516 | 3073670.213 | 13746136.2303 | 961560.8286 | 24065791.4134 | 24065791.4134 | 1478867.319 | 10508037.6352 | 0 | 38773488.4724 | 74826184.8401 | 1778.2794 | 2.6193 | 14803.1321 | 28567.5068 | 301.7819 | 582.3873
1 | 6100 | 707 | 0.03 | 15 | 15 | 7 | 2.3714e-12 | 5spot_SharedNeighbor | Water | Porous | Wet | R600a | MinimizeLCOE_Brownfield | IgnoreSilica | 2019 | 15.9802 | 8.8496 | 0.88455 | 4 | 11945.1614 | 22134.7489 | 243.5183 | 451.2468 | 183.7542 | 0 | 80.6029 | 2211474.2213 | 199105.22 | 1905338.4238 | 971016.0064 | 0 | 278286.2719 | 0 | 2170435.8559 | 5647028.8796 | 3854213.2451 | 17236898.1241 | 961560.8286 | 24065791.4134 | 24065791.4134 | 1478867.319 | 10508037.6352 | 0 | 42264250.3662 | 78316946.7339 | 2371.3737 | 3.5382 | 11945.1614 | 22134.7489 | 243.5183 | 451.2468
1 | 6100 | 707 | 0.03 | 15 | 15 | 7 | 3.1623e-12 | 5spot_SharedNeighbor | Water | Porous | Wet | R600a | MinimizeLCOE_Brownfield | IgnoreSilica | 2019 | 21.0421 | 11.8614 | 1.1896 | 4 | 9801.3667 | 17377.7955 | 199.8141 | 354.2699 | 185.3597 | 0 | 114.825 | 2720033.2195 | 244416.7673 | 2408472.3685 | 1275109.1042 | 0 | 330017.3888 | 0 | 2721439.0509 | 7080626.1664 | 4832672.8509 | 21612786.9166 | 961560.8286 | 24065791.4134 | 24065791.4134 | 1478867.319 | 10508037.6352 | 0 | 46640139.1586 | 82692835.5263 | 3162.2777 | 4.7585 | 9801.3667 | 17377.7955 | 199.8141 | 354.2699
1 | 6100 | 707 | 0.03 | 15 | 15 | 7 | 4.217e-12 | 5spot_SharedNeighbor | Water | Porous | Wet | R600a | MinimizeLCOE_Brownfield | IgnoreSilica | 2019 | 27.7294 | 15.8423 | 1.5929 | 4 | 8178.153 | 13836.5904 | 166.7227 | 282.0776 | 186.5964 | 0 | 128.3692 | 3338195.2501 | 299302.117 | 3035909.7711 | 1676833.4754 | 0 | 392890.5356 | 0 | 3409821.1482 | 8871655.1771 | 6055086.9527 | 27079694.4272 | 961560.8286 | 24065791.4134 | 24065791.4134 | 1478867.319 | 10508037.6352 | 0 | 52107046.6693 | 88159743.037 | 4216.965 | 6.3715 | 8178.153 | 13836.5904 | 166.7227 | 282.0776
1 | 6100 | 707 | 0.03 | 15 | 15 | 7 | 5.6234e-12 | 5spot_SharedNeighbor | Water | Porous | Wet | R600a | MinimizeLCOE_Brownfield | IgnoreSilica | 2019 | 36.4795 | 21.0533 | 2.121 | 4 | 6940.3788 | 11189.8382 | 141.489 | 228.12 | 187.5394 | 0 | 109.0993 | 4083417.5768 | 365225.1575 | 3811446.9939 | 2202519.2021 | 0 | 468134.5189 | 0 | 4262989.9451 | 11091425.3777 | 7570125.7263 | 33855284.4982 | 961560.8286 | 24065791.4134 | 24065791.4134 | 1478867.319 | 10508037.6352 | 0 | 58882636.7403 | 94935333.108 | 5623.4133 | 8.4841 | 6940.3788 | 11189.8382 | 141.489 | 228.12
1 | 6100 | 707 | 0.03 | 15 | 15 | 7 | 7.4989e-12 | 5spot_SharedNeighbor | Water | Porous | Wet | R600a | MinimizeLCOE_Brownfield | IgnoreSilica | 2019 | 47.8368 | 27.8152 | 2.8063 | 4 | 5988.944 | 9200.6878 | 122.0927 | 187.5685 | 188.2439 | 0 | 110.8447 | 4975645.008 | 443848.0238 | 4762771.2055 | 2884756.3111 | 0 | 558008.9491 | 0 | 5313761.504 | 13825317.4311 | 9436063.2286 | 42200171.6613 | 961560.8286 | 24065791.4134 | 24065791.4134 | 1478867.319 | 10508037.6352 | 0 | 67227523.9034 | 103280220.2711 | 7498.9421 | 11.2253 | 5988.944 | 9200.6878 | 122.0927 | 187.5685
1 | 6100 | 707 | 0.03 | 15 | 15 | 7 | 1e-11 | 5spot_SharedNeighbor | Water | Porous | Wet | R600a | MinimizeLCOE_Brownfield | IgnoreSilica | 2019 | 62.2795 | 36.3843 | 3.6745 | 4 | 5259.0445 | 7711.9374 | 107.2127 | 157.2183 | 188.6917 | 0 | 123.1216 | 6021519.254 | 535644.1141 | 5904252.4071 | 3751644.3238 | 0 | 663261.8401 | 0 | 6581765.5562 | 17124403.8716 | 11687757.5137 | 52270248.8806 | 961560.8286 | 24065791.4134 | 24065791.4134 | 1478867.319 | 10508037.6352 | 0 | 77297601.1227 | 113350297.4904 | 10000 | 14.698 | 5259.0445 | 7711.9374 | 107.2127 | 157.2183
1 | 6100 | 707 | 0.03 | 15 | 15 | 7 | 1.3335e-11 | 5spot_SharedNeighbor | Water | Porous | Wet | R600a | MinimizeLCOE_Brownfield | IgnoreSilica | 2019 | 80.1406 | 46.8529 | 4.7326 | 4 | 4705.8865 | 6610.3924 | 95.9359 | 134.7618 | 188.7607 | 0 | 126.1372 | 7208045.108 | 639369.9478 | 7228081.9282 | 4821316.9457 | 0 | 784756.0296 | 0 | 8065812.2841 | 20985589.0377 | 14323095.7289 | 64056067.01 | 961560.8286 | 24065791.4134 | 24065791.4134 | 1478867.319 | 10508037.6352 | 0 | 89083419.2521 | 125136115.6198 | 13335.2143 | 18.9302 | 4705.8865 | 6610.3924 | 95.9359 | 134.7618
1 | 6100 | 707 | 0.03 | 15 | 15 | 7 | 1.7783e-11 | 5spot_SharedNeighbor | Water | Porous | Wet | R600a | MinimizeLCOE_Brownfield | IgnoreSilica | 2019 | 101.1884 | 58.8647 | 5.9409 | 4 | 4298.6879 | 5815.8207 | 87.6346 | 118.5634 | 188.2884 | 0 | 130.8676 | 8479902.2856 | 750127.6336 | 8675966.3917 | 6075735.8104 | 0 | 919489.5413 | 0 | 9711476.4485 | 25267269.6212 | 17245430.7069 | 77125398.4393 | 961560.8286 | 24065791.4134 | 24065791.4134 | 1478867.319 | 10508037.6352 | 0 | 102152750.6813 | 138205447.049 | 17782.7941 | 23.7637 | 4298.6879 | 5815.8207 | 87.6346 | 118.5634
1 | 6100 | 707 | 0.03 | 15 | 15 | 7 | 2.3714e-11 | 5spot_SharedNeighbor | Water | Porous | Wet | R600a | MinimizeLCOE_Brownfield | IgnoreSilica | 2019 | 124.6185 | 71.6602 | 7.2167 | 4 | 4010.254 | 5259.1833 | 81.7545 | 107.2156 | 187.1999 | 0 | 123.0512 | 9755943.6565 | 860857.2834 | 10154443.7813 | 7460828.1294 | 0 | 1063616.8427 | 0 | 11425318.9804 | 29726336.3319 | 20288835.3617 | 90736180.3675 | 961560.8286 | 24065791.4134 | 24065791.4134 | 1478867.319 | 10508037.6352 | 0 | 115763532.6095 | 151816228.9772 | 23713.7371 | 28.8669 | 4010.254 | 5259.1833 | 81.7545 | 107.2156
1 | 6100 | 707 | 0.03 | 15 | 15 | 7 | 3.1623e-11 | 5spot_SharedNeighbor | Water | Porous | Wet | R600a | MinimizeLCOE_Brownfield | IgnoreSilica | 2019 | 144.5964 | 82.0451 | 8.3008 | 4 | 3810.7791 | 4896.6018 | 77.6879 | 99.8239 | 185.9611 | 0 | 160.2084 | 10744498.344 | 946396.717 | 11315549.3877 | 8631529.0982 | 0 | 1133767.1956 | 0 | 12780978.8896 | 33253485.3314 | 22696187.0295 | 101502391.9929 | 961560.8286 | 24065791.4134 | 24065791.4134 | 1478867.319 | 10508037.6352 | 0 | 126529744.235 | 162582440.6027 | 31622.7766 | 33.2031 | 3810.7791 | 4896.6018 | 77.6879 | 99.8239
1 | 6100 | 707 | 0.03 | 15 | 15 | 7 | 4.217e-11 | 5spot_SharedNeighbor | Water | Porous | Wet | R600a | MinimizeLCOE_Brownfield | IgnoreSilica | 2019 | 154.7413 | 87.1774 | 8.9796 | 4 | 3659.1965 | 4662.9325 | 74.5977 | 95.0602 | 185.3074 | 0 | 198.4197 | 11219860.7006 | 987459.4866 | 11878370.2319 | 9223064.4969 | 0 | 1046040.8798 | 0 | 13398370.3604 | 34859811.294 | 23792537.5056 | 106405514.9557 | 961560.8286 | 24065791.4134 | 24065791.4134 | 1478867.319 | 10508037.6352 | 0 | 131432867.1978 | 167485563.5655 | 42169.6503 | 35.9185 | 3659.1965 | 4662.9325 | 74.5977 | 95.0602
1 | 6100 | 707 | 0.03 | 15 | 15 | 7 | 5.6234e-11 | 5spot_SharedNeighbor | Water | Porous | Wet | R600a | MinimizeLCOE_Brownfield | IgnoreSilica | 2019 | 163.0723 | 91.2964 | 9.5459 | 4 | 3543.2712 | 4487.4671 | 72.2344 | 91.4831 | 184.7363 | 0 | 225.1283 | 11595665.3273 | 1019891.4309 | 12325270.6526 | 9707018.5984 | 0 | 953732.73 | 0 | 13884615.7083 | 36124921.9467 | 24656001.5215 | 110267117.9157 | 961560.8286 | 24065791.4134 | 24065791.4134 | 1478867.319 | 10508037.6352 | 0 | 135294470.1578 | 171347166.5255 | 56234.1325 | 38.1835 | 3543.2712 | 4487.4671 | 72.2344 | 91.4831
1 | 6100 | 707 | 0.03 | 15 | 15 | 7 | 7.4989e-11 | 5spot_SharedNeighbor | Water | Porous | Wet | R600a | MinimizeLCOE_Brownfield | IgnoreSilica | 2019 | 169.683 | 94.5008 | 10.0032 | 4 | 3454.8939 | 4355.9242 | 70.4327 | 88.8014 | 184.2622 | 0 | 241.9765 | 11884727.7726 | 1044819.5027 | 12670156.5853 | 10089729.1305 | 0 | 863088.2025 | 0 | 14255483.2655 | 37089843.2551 | 25314580.1417 | 113212427.8559 | 961560.8286 | 24065791.4134 | 24065791.4134 | 1478867.319 | 10508037.6352 | 0 | 138239780.098 | 174292476.4657 | 74989.4209 | 40.0127 | 3454.8939 | 4355.9242 | 70.4327 | 88.8014
1 | 6100 | 707 | 0.03 | 15 | 15 | 7 | 1e-10 | 5spot_SharedNeighbor | Water | Porous | Wet | R600a | MinimizeLCOE_Brownfield | IgnoreSilica | 2019 | 174.8808 | 96.9795 | 10.3669 | 4 | 3387.6849 | 4257.1046 | 69.0625 | 86.7868 | 183.8771 | 0 | 260.2447 | 12106436.553 | 1063928.7503 | 12935336.3014 | 10389795.0139 | 0 | 779977.4295 | 0 | 14537434.8787 | 37823423.5165 | 25815263.7437 | 115451596.187 | 961560.8286 | 24065791.4134 | 24065791.4134 | 1478867.319 | 10508037.6352 | 0 | 140478948.4291 | 176531644.7968 | 100000 | 41.4675 | 3387.6849 | 4257.1046 | 69.0625 | 86.7868
1 | 6100 | 707 | 0.03 | 15 | 15 | 7 | 1.3335e-10 | 5spot_SharedNeighbor | Water | Porous | Wet | R600a | MinimizeLCOE_Brownfield | IgnoreSilica | 2019 | 178.801 | 98.8237 | 10.6473 | 4 | 3336.6614 | 4183.1851 | 68.0224 | 85.2799 | 183.5795 | 0 | 229.1636 | 12270352.1221 | 1078051.0406 | 13131750.2288 | 10615267.0956 | 0 | 705197.1412 | 0 | 14742240.8751 | 38356286.7075 | 26178953.8207 | 117078099.0316 | 961560.8286 | 24065791.4134 | 24065791.4134 | 1478867.319 | 10508037.6352 | 0 | 142105451.2737 | 178158147.6414 | 133352.1432 | 42.5891 | 3336.6614 | 4183.1851 | 68.0224 | 85.2799
1 | 6100 | 707 | 0.03 | 15 | 15 | 7 | 1.7783e-10 | 5spot_SharedNeighbor | Water | Porous | Wet | R600a | MinimizeLCOE_Brownfield | IgnoreSilica | 2019 | 181.7286 | 100.1872 | 10.8611 | 4 | 3297.993 | 4127.8494 | 67.234 | 84.1518 | 183.3533 | 0 | 261.4932 | 12390991.2713 | 1088441.7434 | 13276500.1144 | 10783455.2686 | 0 | 640344.6934 | 0 | 14890095.9055 | 38740975.1675 | 26441511.5992 | 118252315.7633 | 961560.8286 | 24065791.4134 | 24065791.4134 | 1478867.319 | 10508037.6352 | 0 | 143279668.0054 | 179332364.3731 | 177827.941 | 43.4445 | 3297.993 | 4127.8494 | 67.234 | 84.1518
1 | 6100 | 707 | 0.03 | 15 | 15 | 7 | 2.3714e-10 | 5spot_SharedNeighbor | Water | Porous | Wet | R600a | MinimizeLCOE_Brownfield | IgnoreSilica | 2019 | 183.9017 | 101.1917 | 11.023 | 4 | 3268.725 | 4086.3979 | 66.6374 | 83.3067 | 183.1832 | 0 | 247.4223 | 12479562.4358 | 1096068.7734 | 13382875.8809 | 10908193.4034 | 0 | 585659.4397 | 0 | 14996420.3739 | 39017609.6242 | 26630320.3002 | 119096710.2315 | 961560.8286 | 24065791.4134 | 24065791.4134 | 1478867.319 | 10508037.6352 | 0 | 144124062.4736 | 180176758.8413 | 237137.3706 | 44.0918 | 3268.725 | 4086.3979 | 66.6374 | 83.3067
1 | 6100 | 707 | 0.03 | 15 | 15 | 7 | 3.1623e-10 | 5spot_SharedNeighbor | Water | Porous | Wet | R600a | MinimizeLCOE_Brownfield | IgnoreSilica | 2019 | 185.483 | 101.9182 | 11.1437 | 4 | 3246.5968 | 4055.4067 | 66.1863 | 82.675 | 183.0581 | 0 | 253.5504 | 12543478.9781 | 1101571.8883 | 13459694.7084 | 10998896.3943 | 0 | 540169.112 | 0 | 15071086.3216 | 39211875.104 | 26762910.4819 | 119689682.9887 | 961560.8286 | 24065791.4134 | 24065791.4134 | 1478867.319 | 10508037.6352 | 0 | 144717035.2308 | 180769731.5985 | 316227.766 | 44.575 | 3246.5968 | 4055.4067 | 66.1863 | 82.675
1 | 6100 | 707 | 0.03 | 15 | 15 | 7 | 4.217e-10 | 5spot_SharedNeighbor | Water | Porous | Wet | R600a | MinimizeLCOE_Brownfield | IgnoreSilica | 2019 | 186.6667 | 102.4597 | 11.235 | 4 | 3229.883 | 4032.1248 | 65.8455 | 82.2003 | 182.9639 | 0 | 232.7311 | 12591026.3257 | 1105665.1759 | 13516869.1205 | 11066700.9775 | 0 | 503573.7254 | 0 | 15125695.7768 | 39353957.7044 | 26859884.7762 | 120123373.5826 | 961560.8286 | 24065791.4134 | 24065791.4134 | 1478867.319 | 10508037.6352 | 0 | 145150725.8247 | 181203422.1924 | 421696.5034 | 44.9399 | 3229.883 | 4032.1248 | 65.8455 | 82.2003
1 | 6100 | 707 | 0.03 | 15 | 15 | 7 | 5.6234e-10 | 5spot_SharedNeighbor | Water | Porous | Wet | R600a | MinimizeLCOE_Brownfield | IgnoreSilica | 2019 | 187.4897 | 102.8346 | 11.3013 | 4 | 3217.2704 | 4014.808 | 65.5884 | 81.8473 | 182.8979 | 0 | 271.3406 | 12623910.6399 | 1108495.9112 | 13556426.0925 | 11113747.3845 | 0 | 473597.2219 | 0 | 15161709.1275 | 39447657.0556 | 26923836.5087 | 120409379.9418 | 961560.8286 | 24065791.4134 | 24065791.4134 | 1478867.319 | 10508037.6352 | 0 | 145436732.1839 | 181489428.5516 | 562341.3252 | 45.205 | 3217.2704 | 4014.808 | 65.5884 | 81.8473
1 | 6100 | 707 | 0.03 | 15 | 15 | 7 | 7.4989e-10 | 5spot_SharedNeighbor | Water | Porous | Wet | R600a | MinimizeLCOE_Brownfield | IgnoreSilica | 2019 | 188.0692 | 103.098 | 11.3497 | 4 | 3207.7627 | 4001.8964 | 65.3946 | 81.5841 | 182.8512 | 0 | 252.6478 | 12646989.9663 | 1110482.5045 | 13584195.5619 | 11146867.9337 | 0 | 449554.0683 | 0 | 15185855.1135 | 39510479.9582 | 26966714.4306 | 120601139.537 | 961560.8286 | 24065791.4134 | 24065791.4134 | 1478867.319 | 10508037.6352 | 0 | 145628491.7791 | 181681188.1468 | 749894.2093 | 45.3988 | 3207.7627 | 4001.8964 | 65.3946 | 81.5841
1 | 6100 | 707 | 0.03 | 15 | 15 | 7 | 1e-09 | 5spot_SharedNeighbor | Water | Porous | Wet | R600a | MinimizeLCOE_Brownfield | IgnoreSilica | 2019 | 188.4714 | 103.2804 | 11.3849 | 4 | 3200.6017 | 3992.2826 | 65.2486 | 81.3881 | 182.8187 | 0 | 249.9507 | 12662960.7103 | 1111857.1598 | 13603415.2504 | 11169841.3419 | 0 | 430405.0954 | 0 | 15201607.0276 | 39551463.2073 | 26994686.3403 | 120726236.133 | 961560.8286 | 24065791.4134 | 24065791.4134 | 1478867.319 | 10508037.6352 | 0 | 145753588.3751 | 181806284.7428 | 1000000 | 45.5394 | 3200.6017 | 3992.2826 | 65.2486 | 81.3881
1 | 6100 | 707 | 0.03 | 15 | 15 | 7 | 1.3335e-09 | 5spot_SharedNeighbor | Water | Porous | Wet | R600a | MinimizeLCOE_Brownfield | IgnoreSilica | 2019 | 188.764 | 103.4129 | 11.4109 | 4 | 3195.2125 | 3985.0835 | 65.1387 | 81.2413 | 182.795 | 0 | 269.386 | 12674564.0869 | 1112855.8733 | 13617380.8535 | 11186558.6059 | 0 | 415522.9756 | 0 | 15212684.1341 | 39580283.5664 | 27014356.8276 | 120814206.9234 | 961560.8286 | 24065791.4134 | 24065791.4134 | 1478867.319 | 10508037.6352 | 0 | 145841559.1655 | 181894255.5332 | 1333521.4322 | 45.6438 | 3195.2125 | 3985.0835 | 65.1387 | 81.2413
1 | 6100 | 707 | 0.03 | 15 | 15 | 7 | 1.7783e-09 | 5spot_SharedNeighbor | Water | Porous | Wet | R600a | MinimizeLCOE_Brownfield | IgnoreSilica | 2019 | 188.9707 | 103.5065 | 11.43 | 4 | 3191.1593 | 3979.711 | 65.0561 | 81.1318 | 182.7782 | 0 | 267.5538 | 12682747.2962 | 1113560.1958 | 13627230.8881 | 11198364.1796 | 0 | 403932.4157 | 0 | 15220075.6404 | 39599514.7495 | 27027482.5052 | 120872907.8704 | 961560.8286 | 24065791.4134 | 24065791.4134 | 1478867.319 | 10508037.6352 | 0 | 145900260.1125 | 181952956.4802 | 1778279.41 | 45.7201 | 3191.1593 | 3979.711 | 65.0561 | 81.1318
1 | 6100 | 707 | 0.03 | 15 | 15 | 7 | 2.3714e-09 | 5spot_SharedNeighbor | Water | Porous | Wet | R600a | MinimizeLCOE_Brownfield | IgnoreSilica | 2019 | 189.1144 | 103.5714 | 11.4439 | 4 | 3188.1127 | 3975.7074 | 64.994 | 81.0502 | 182.7664 | 0 | 277.1468 | 12688429.8842 | 1114049.2848 | 13634071.3816 | 11206571.6872 | 0 | 394925.379 | 0 | 15224838.5706 | 39611906.9168 | 27035940.414 | 120910733.5182 | 961560.8286 | 24065791.4134 | 24065791.4134 | 1478867.319 | 10508037.6352 | 0 | 145938085.7602 | 181990782.1279 | 2371373.7057 | 45.7757 | 3188.1127 | 3975.7074 | 64.994 | 81.0502
1 | 6100 | 707 | 0.03 | 15 | 15 | 7 | 3.1623e-09 | 5spot_SharedNeighbor | Water | Porous | Wet | R600a | MinimizeLCOE_Brownfield | IgnoreSilica | 2019 | 189.2265 | 103.622 | 11.4545 | 4 | 3185.8239 | 3972.69 | 64.9473 | 80.9887 | 182.7573 | 0 | 277.3312 | 12692859.2153 | 1114430.5047 | 13639403.493 | 11212970.978 | 0 | 388154.2948 | 0 | 15228649.2095 | 39621821.4176 | 27042707.2645 | 120940996.3774 | 961560.8286 | 24065791.4134 | 24065791.4134 | 1478867.319 | 10508037.6352 | 0 | 145968348.6194 | 182021044.9871 | 3162277.6602 | 45.8181 | 3185.8239 | 3972.69 | 64.9473 | 80.9887
1 | 6100 | 707 | 0.03 | 15 | 15 | 7 | 4.217e-09 | 5spot_SharedNeighbor | Water | Porous | Wet | R600a | MinimizeLCOE_Brownfield | IgnoreSilica | 2019 | 189.2996 | 103.6551 | 11.462 | 4 | 3184.1051 | 3970.455 | 64.9123 | 80.9431 | 182.7513 | 0 | 271.0576 | 12695746.9033 | 1114679.0378 | 13642879.8603 | 11217148.1672 | 0 | 382858.4374 | 0 | 15230791.8383 | 39627396.0982 | 27046512.0986 | 120958012.441 | 961560.8286 | 24065791.4134 | 24065791.4134 | 1478867.319 | 10508037.6352 | 0 | 145985364.6831 | 182038061.0508 | 4216965.0343 | 45.8482 | 3184.1051 | 3970.455 | 64.9123 | 80.9431
1 | 6100 | 707 | 0.03 | 15 | 15 | 7 | 5.6234e-09 | 5spot_SharedNeighbor | Water | Porous | Wet | R600a | MinimizeLCOE_Brownfield | IgnoreSilica | 2019 | 189.3534 | 103.6793 | 11.4676 | 4 | 3182.8148 | 3968.7809 | 64.886 | 80.909 | 182.7469 | 0 | 257.6261 | 12697866.0082 | 1114861.4209 | 13645431.02 | 11220214.8065 | 0 | 378840.4935 | 0 | 15232313.3622 | 39631354.7912 | 27049213.9879 | 120970095.8904 | 961560.8286 | 24065791.4134 | 24065791.4134 | 1478867.319 | 10508037.6352 | 0 | 145997448.1325 | 182050144.5002 | 5623413.2519 | 45.8705 | 3182.8148 | 3968.7809 | 64.886 | 80.909
1 | 6100 | 707 | 0.03 | 15 | 15 | 7 | 7.4989e-09 | 5spot_SharedNeighbor | Water | Porous | Wet | R600a | MinimizeLCOE_Brownfield | IgnoreSilica | 2019 | 189.3922 | 103.6968 | 11.4718 | 4 | 3181.8463 | 3967.5286 | 64.8662 | 80.8834 | 182.7437 | 0 | 263.6905 | 12699399.7642 | 1114993.4247 | 13647277.517 | 11222435.3313 | 0 | 375789.2537 | 0 | 15233359.1635 | 39634075.7519 | 27051071.0995 | 120978401.3059 | 961560.8286 | 24065791.4134 | 24065791.4134 | 1478867.319 | 10508037.6352 | 0 | 146005753.548 | 182058449.9157 | 7498942.0933 | 45.8871 | 3181.8463 | 3967.5286 | 64.8662 | 80.8834
1 | 6100 | 707 | 0.03 | 15 | 15 | 7 | 1e-08 | 5spot_SharedNeighbor | Water | Porous | Wet | R600a | MinimizeLCOE_Brownfield | IgnoreSilica | 2019 | 189.4265 | 103.7123 | 11.4751 | 4 | 3181.1196 | 3966.5752 | 64.8514 | 80.864 | 182.7409 | 0 | 245.1517 | 12700752.4162 | 1115109.8414 | 13648906.0031 | 11224391.8946 | 0 | 373571.8814 | 0 | 15234465.4943 | 39636954.1976 | 27053035.6978 | 120987187.4264 | 961560.8286 | 24065791.4134 | 24065791.4134 | 1478867.319 | 10508037.6352 | 0 | 146014539.6685 | 182067236.0362 | 10000000 | 45.9004 | 3181.1196 | 3966.5752 | 64.8514 | 80.864
1 | 6200 | 707 | 0.03 | 15 | 15 | 7 | 1e-13 | 5spot_SharedNeighbor | Water | Porous | Wet | R600a | MinimizeLCOE_Brownfield | IgnoreSilica | 2019 | 0 | 0 | 0 | 0 |  |  |  |  | 15 |  | 25.0358 | [19 empty] | 100 | 0
1 | 6200 | 707 | 0.03 | 15 | 15 | 7 | 1.3335e-13 | 5spot_SharedNeighbor | Water | Porous | Wet | R600a | MinimizeLCOE_Brownfield | IgnoreSilica | 2019 | 1.1424 | 0.26219 | 0.011723 | 4 | 573771.3859 | 1359431.4187 | 11697.1058 | 27713.8482 | 121.0242 | 0 | 47.901 | 159014.0258 | 11191.2689 | 116885.0196 | 69607.5747 | 0 | 67790.6942 | 0 | 165550.5475 | 430728.5654 | 293981.0965 | 1314748.7927 | 961560.8286 | 24629381.4663 | 24629381.4663 | 1478867.319 | 10733473.6564 | 0 | 26905691.0877 | 63747413.5294 | 133.3521 | 0.046893 | 573771.3859 | 1359431.4187 | 11697.1058 | 27713.8482
1 | 6200 | 707 | 0.03 | 15 | 15 | 7 | 1.7783e-13 | 5spot_SharedNeighbor | Water | Porous | Wet | R600a | MinimizeLCOE_Brownfield | IgnoreSilica | 2019 | 1.476 | 0.4046 | 0.025512 | 4 | 268231.7279 | 629257.7715 | 5468.2666 | 12828.2708 | 133.2545 | 0 | 69.494 | 228978.0959 | 17436.8973 | 163991.0772 | 89055.4685 | 0 | 75684.6112 | 0 | 224306.9985 | 583600.7985 | 398319.5368 | 1781373.484 | 961560.8286 | 24629381.4663 | 24629381.4663 | 1478867.319 | 10733473.6564 | 0 | 27372315.7789 | 64214038.2207 | 177.8279 | 0.10205 | 268231.7279 | 629257.7715 | 5468.2666 | 12828.2708
1 | 6200 | 707 | 0.03 | 15 | 15 | 7 | 2.3714e-13 | 5spot_SharedNeighbor | Water | Porous | Wet | R600a | MinimizeLCOE_Brownfield | IgnoreSilica | 2019 | 1.9042 | 0.6038 | 0.046882 | 4 | 149164.5845 | 345622.5231 | 3040.9218 | 7045.9826 | 144.0772 | 0 | 315.516 | 318778.6018 | 26209.348 | 224216.749 | 115437.2893 | 0 | 84383.1357 | 0 | 299919.7983 | 780329.7931 | 532591.118 | 2381865.8332 | 961560.8286 | 24629381.4663 | 24629381.4663 | 1478867.319 | 10733473.6564 | 0 | 27972808.1282 | 64814530.57 | 237.1374 | 0.18753 | 149164.5845 | 345622.5231 | 3040.9218 | 7045.9826
1 | 6200 | 707 | 0.03 | 15 | 15 | 7 | 3.1623e-13 | 5spot_SharedNeighbor | Water | Porous | Wet | R600a | MinimizeLCOE_Brownfield | IgnoreSilica | 2019 | 2.4877 | 0.89386 | 0.080408 | 4 | 89528.2784 | 204073.7785 | 1825.1551 | 4160.32 | 153.843 | 0 | 422.8663 | 439986.4504 | 39392.9036 | 304647.9216 | 154646.2473 | 0 | 95917.9482 | 0 | 403490.6737 | 1049799.9657 | 716510.0478 | 3204392.1582 | 961560.8286 | 24629381.4663 | 24629381.4663 | 1478867.319 | 10733473.6564 | 0 | 28795334.4532 | 65637056.895 | 316.2278 | 0.32163 | 89528.2784 | 204073.7785 | 1825.1551 | 4160.32
1 | 6200 | 707 | 0.03 | 15 | 15 | 7 | 4.217e-13 | 5spot_SharedNeighbor | Water | Porous | Wet | R600a | MinimizeLCOE_Brownfield | IgnoreSilica | 2019 | 3.2267 | 1.332 | 0.12558 | 4 | 59385.018 | 132730.2476 | 1210.6439 | 2705.8856 | 161.7995 | 0 | 550.2778 | 584435.9112 | 52893.1247 | 418840.0617 | 202905.7344 | 0 | 109391.4633 | 0 | 533701.8552 | 1388582.7499 | 947736.2593 | 4238487.1598 | 961560.8286 | 24629381.4663 | 24629381.4663 | 1478867.319 | 10733473.6564 | 0 | 29829429.4547 | 66671151.8965 | 421.6965 | 0.50231 | 59385.018 | 132730.2476 | 1210.6439 | 2705.8856
1 | 6200 | 707 | 0.03 | 15 | 15 | 7 | 5.6234e-13 | 5spot_SharedNeighbor | Water | Porous | Wet | R600a | MinimizeLCOE_Brownfield | IgnoreSilica | 2019 | 4.1969 | 1.9163 | 0.18477 | 4 | 42046.4149 | 91894.0695 | 857.173 | 1873.3849 | 168.4086 | 0 | 76.4771 | 753858.1194 | 68227.379 | 560275.8305 | 262680.3178 | 0 | 125878.9236 | 0 | 690659.0224 | 1796953.1026 | 1226457.4162 | 5484990.1115 | 961560.8286 | 24629381.4663 | 24629381.4663 | 1478867.319 | 10733473.6564 | 0 | 31075932.4065 | 67917654.8483 | 562.3413 | 0.73909 | 42046.4149 | 91894.0695 | 857.173 | 1873.3849
1 | 6200 | 707 | 0.03 | 15 | 15 | 7 | 7.4989e-13 | 5spot_SharedNeighbor | Water | Porous | Wet | R600a | MinimizeLCOE_Brownfield | IgnoreSilica | 2019 | 5.5005 | 2.7055 | 0.26446 | 4 | 30851.6831 | 65679.3719 | 628.9533 | 1338.9628 | 173.8809 | 0 | 83.197 | 960134.3534 | 86858.1409 | 738299.4826 | 342217.7771 | 0 | 147036.959 | 0 | 887073.2181 | 2307982.5497 | 1575245.5145 | 7044847.9952 | 961560.8286 | 24629381.4663 | 24629381.4663 | 1478867.319 | 10733473.6564 | 0 | 32635790.2902 | 69477512.732 | 749.8942 | 1.0578 | 30851.6831 | 65679.3719 | 628.9533 | 1338.9628
1 | 6200 | 707 | 0.03 | 15 | 15 | 7 | 1e-12 | 5spot_SharedNeighbor | Water | Porous | Wet | R600a | MinimizeLCOE_Brownfield | IgnoreSilica | 2019 | 7.1984 | 3.7336 | 0.36846 | 4 | 23426.5129 | 48423.7685 | 477.5812 | 987.184 | 178.1187 | 0 | 64.3416 | 1203904.4053 | 108823.2941 | 955281.2119 | 445133.0684 | 0 | 171920.8407 | 0 | 1125174.4999 | 2927473.2438 | 1998060.6424 | 8935771.2065 | 961560.8286 | 24629381.4663 | 24629381.4663 | 1478867.319 | 10733473.6564 | 0 | 34526713.5014 | 71368435.9432 | 1000 | 1.4738 | 23426.5129 | 48423.7685 | 477.5812 | 987.184
1 | 6200 | 707 | 0.03 | 15 | 15 | 7 | 1.3335e-12 | 5spot_SharedNeighbor | Water | Porous | Wet | R600a | MinimizeLCOE_Brownfield | IgnoreSilica | 2019 | 9.4226 | 5.0919 | 0.5066 | 4 | 18188.9138 | 36369.6396 | 370.8056 | 741.4443 | 181.5942 | 0 | 80.9777 | 1497653.9826 | 135223.3445 | 1224437.7987 | 579810.5466 | 0 | 200733.5104 | 0 | 1418765.0813 | 3691335.7128 | 2519412.4733 | 11267372.4502 | 961560.8286 | 24629381.4663 | 24629381.4663 | 1478867.319 | 10733473.6564 | 0 | 36858314.7452 | 73700037.1869 | 1333.5214 | 2.0264 | 18188.9138 | 36369.6396 | 370.8056 | 741.4443
1 | 6200 | 707 | 0.03 | 15 | 15 | 7 | 1.7783e-12 | 5spot_SharedNeighbor | Water | Porous | Wet | R600a | MinimizeLCOE_Brownfield | IgnoreSilica | 2019 | 12.3527 | 6.8834 | 0.68896 | 4 | 14422.2074 | 27790.8502 | 294.0162 | 566.5541 | 184.3129 | 0 | 98.3862 | 1852150.8848 | 166993.0095 | 1558388.4489 | 756918.5675 | 0 | 235477.2039 | 0 | 1782271.9647 | 4637106.0579 | 3164920.1675 | 14154226.3047 | 961560.8286 | 24629381.4663 | 24629381.4663 | 1478867.319 | 10733473.6564 | 0 | 39745168.5996 | 76586891.0414 | 1778.2794 | 2.7558 | 14422.2074 | 27790.8502 | 294.0162 | 566.5541
1 | 6200 | 707 | 0.03 | 15 | 15 | 7 | 2.3714e-12 | 5spot_SharedNeighbor | Water | Porous | Wet | R600a | MinimizeLCOE_Brownfield | IgnoreSilica | 2019 | 16.2238 | 9.2499 | 0.92997 | 4 | 11649.7528 | 21553.7405 | 237.496 | 439.4022 | 186.4057 | 0 | 93.6621 | 2281656.3237 | 205367.5188 | 1973979.0408 | 990690.4909 | 0 | 277521.0497 | 0 | 2234393.6254 | 5813433.876 | 3967788.0745 | 17744829.9998 | 961560.8286 | 24629381.4663 | 24629381.4663 | 1478867.319 | 10733473.6564 | 0 | 43335772.2948 | 80177494.7366 | 2371.3737 | 3.7199 | 11649.7528 | 21553.7405 | 237.496 | 439.4022
1 | 6200 | 707 | 0.03 | 15 | 15 | 7 | 3.1623e-12 | 5spot_SharedNeighbor | Water | Porous | Wet | R600a | MinimizeLCOE_Brownfield | IgnoreSilica | 2019 | 21.3394 | 12.3799 | 1.2489 | 4 | 9571.7753 | 16946.6318 | 195.1336 | 345.48 | 188.029 | 0 | 114.638 | 2803596.3017 | 251847.8778 | 2492339.2309 | 1299673.985 | 0 | 328472.5598 | 0 | 2798612.6825 | 7281416.1255 | 4969716.1238 | 22225674.887 | 961560.8286 | 24629381.4663 | 24629381.4663 | 1478867.319 | 10733473.6564 | 0 | 47816617.1819 | 84658339.6237 | 3162.2777 | 4.9956 | 9571.7753 | 16946.6318 | 195.1336 | 345.48
1 | 6200 | 707 | 0.03 | 15 | 15 | 7 | 4.217e-12 | 5spot_SharedNeighbor | Water | Porous | Wet | R600a | MinimizeLCOE_Brownfield | IgnoreSilica | 2019 | 28.0996 | 16.5179 | 1.6705 | 4 | 7994.25 | 13507.9527 | 162.9736 | 275.3779 | 189.2821 | 0 | 94.3382 | 3438384.392 | 308179.6882 | 3139037.7831 | 1707784.4012 | 0 | 390515.0308 | 0 | 3503721.5052 | 9115964.6444 | 6221833.1841 | 27825420.629 | 961560.8286 | 24629381.4663 | 24629381.4663 | 1478867.319 | 10733473.6564 | 0 | 53416362.9239 | 90258085.3657 | 4216.965 | 6.6818 | 7994.25 | 13507.9527 | 162.9736 | 275.3779
1 | 6200 | 707 | 0.03 | 15 | 15 | 7 | 5.6234e-12 | 5spot_SharedNeighbor | Water | Porous | Wet | R600a | MinimizeLCOE_Brownfield | IgnoreSilica | 2019 | 36.9742 | 21.9519 | 2.224 | 4 | 6787.3196 | 10928.6722 | 138.3687 | 222.7958 | 190.241 | 0 | 106.4053 | 4206253.7953 | 376068.1604 | 3941040.436 | 2243503.1333 | 0 | 465492.6758 | 0 | 4380619.6983 | 11397473.8662 | 7779010.1084 | 34789461.8736 | 961560.8286 | 24629381.4663 | 24629381.4663 | 1478867.319 | 10733473.6564 | 0 | 60380404.1686 | 97222126.6103 | 5623.4133 | 8.8961 | 6787.3196 | 10928.6722 | 138.3687 | 222.7958
1 | 6200 | 707 | 0.03 | 15 | 15 | 7 | 7.4989e-12 | 5spot_SharedNeighbor | Water | Porous | Wet | R600a | MinimizeLCOE_Brownfield | IgnoreSilica | 2019 | 48.448 | 28.9754 | 2.9399 | 4 | 5860.9627 | 8993.8862 | 119.4837 | 183.3525 | 190.9533 | 0 | 109.8694 | 5122132.3043 | 456727.7582 | 4921047.6111 | 2936114.4901 | 0 | 554195.0418 | 0 | 5456184.7101 | 14195873.3984 | 9688975.2904 | 43331250.6043 | 961560.8286 | 24629381.4663 | 24629381.4663 | 1478867.319 | 10733473.6564 | 0 | 68922192.8993 | 105763915.3411 | 7498.9421 | 11.7595 | 5860.9627 | 8993.8862 | 119.4837 | 183.3525
1 | 6200 | 707 | 0.03 | 15 | 15 | 7 | 1e-11 | 5spot_SharedNeighbor | Water | Porous | Wet | R600a | MinimizeLCOE_Brownfield | IgnoreSilica | 2019 | 63.0495 | 37.8801 | 3.8469 | 4 | 5149.4004 | 7543.6636 | 104.9775 | 153.7878 | 191.3999 | 0 | 135.8803 | 6196475.4348 | 550965.0783 | 6097647.6847 | 3816698.3096 | 0 | 658542.5658 | 0 | 6754928.3385 | 17574937.9105 | 11995256.2528 | 53645451.5749 | 961560.8286 | 24629381.4663 | 24629381.4663 | 1478867.319 | 10733473.6564 | 0 | 79236393.8699 | 116078116.3117 | 10000 | 15.3875 | 5149.4004 | 7543.6636 | 104.9775 | 153.7878
1 | 6200 | 707 | 0.03 | 15 | 15 | 7 | 1.3335e-11 | 5spot_SharedNeighbor | Water | Porous | Wet | R600a | MinimizeLCOE_Brownfield | IgnoreSilica | 2019 | 81.0615 | 48.7264 | 4.949 | 4 | 4610.6858 | 6471.7379 | 93.9951 | 131.9351 | 191.4498 | 0 | 146.0055 | 7412015.3362 | 657160.7 | 7458391.856 | 4900603.8313 | 0 | 778688.5571 | 0 | 8270675.5094 | 21518601.1267 | 14686887.432 | 65683024.3487 | 961560.8286 | 24629381.4663 | 24629381.4663 | 1478867.319 | 10733473.6564 | 0 | 91273966.6436 | 128115689.0854 | 13335.2143 | 19.7962 | 4610.6858 | 6471.7379 | 93.9951 | 131.9351
1 | 6200 | 707 | 0.03 | 15 | 15 | 7 | 1.7783e-11 | 5spot_SharedNeighbor | Water | Porous | Wet | R600a | MinimizeLCOE_Brownfield | IgnoreSilica | 2019 | 102.2406 | 61.1377 | 6.2043 | 4 | 4214.4745 | 5699.0096 | 85.9178 | 116.182 | 190.938 | 0 | 133.5783 | 8711900.8727 | 770287.3981 | 8942951.2809 | 6169215.1275 | 0 | 912019.6745 | 0 | 9947485.998 | 25881318.0568 | 17664531.3816 | 78999709.7901 | 961560.8286 | 24629381.4663 | 24629381.4663 | 1478867.319 | 10733473.6564 | 0 | 104590652.0851 | 141432374.5269 | 17782.7941 | 24.817 | 4214.4745 | 5699.0096 | 85.9178 | 116.182
1 | 6200 | 707 | 0.03 | 15 | 15 | 7 | 2.3714e-11 | 5spot_SharedNeighbor | Water | Porous | Wet | R600a | MinimizeLCOE_Brownfield | IgnoreSilica | 2019 | 125.722 | 74.2984 | 7.5238 | 4 | 3934.1619 | 5158.3344 | 80.2032 | 105.1596 | 189.7949 | 0 | 163.6248 | 10010711.5734 | 882921.7649 | 10452432.126 | 7564443.7121 | 0 | 1054254.4138 | 0 | 11686257.8002 | 30405245.615 | 20752204.8976 | 92808471.903 | 961560.8286 | 24629381.4663 | 24629381.4663 | 1478867.319 | 10733473.6564 | 0 | 118399414.1979 | 155241136.6397 | 23713.7371 | 30.0952 | 3934.1619 | 5158.3344 | 80.2032 | 105.1596
1 | 6200 | 707 | 0.03 | 15 | 15 | 7 | 3.1623e-11 | 5spot_SharedNeighbor | Water | Porous | Wet | R600a | MinimizeLCOE_Brownfield | IgnoreSilica | 2019 | 147.1346 | 85.7178 | 8.6972 | 4 | 3740.7011 | 4799.7154 | 76.2593 | 97.8487 | 188.4264 | 0 | 144.8896 | 11085494.9529 | 975857.1697 | 11718999.5728 | 8825897.9521 | 0 | 1147253.9116 | 0 | 13163866.3881 | 34249680.0615 | 23376110.4025 | 104543160.4113 | 961560.8286 | 24629381.4663 | 24629381.4663 | 1478867.319 | 10733473.6564 | 0 | 130134102.7063 | 166975825.1481 | 31622.7766 | 34.7887 | 3740.7011 | 4799.7154 | 76.2593 | 97.8487
1 | 6200 | 707 | 0.03 | 15 | 15 | 7 | 4.217e-11 | 5spot_SharedNeighbor | Water | Porous | Wet | R600a | MinimizeLCOE_Brownfield | IgnoreSilica | 2019 | 157.2239 | 90.9388 | 9.3901 | 4 | 3595.4947 | 4576.3559 | 73.299 | 93.2952 | 187.7466 | 0 | 190.6266 | 11563231.5942 | 1017093.4515 | 12286634.5061 | 9416964.2935 | 0 | 1056401.3341 | 0 | 13782726.82 | 35859827.9595 | 24475069.4282 | 109457949.387 | 961560.8286 | 24629381.4663 | 24629381.4663 | 1478867.319 | 10733473.6564 | 0 | 135048891.682 | 171890614.1238 | 42169.6503 | 37.5606 | 3595.4947 | 4576.3559 | 73.299 | 93.2952
1 | 6200 | 707 | 0.03 | 15 | 15 | 7 | 5.6234e-11 | 5spot_SharedNeighbor | Water | Porous | Wet | R600a | MinimizeLCOE_Brownfield | IgnoreSilica | 2019 | 165.4741 | 95.1094 | 9.9657 | 4 | 3484.4568 | 4408.6716 | 71.0354 | 89.8767 | 187.1564 | 0 | 195.6438 | 11939317.9968 | 1049525.5067 | 12735398.1666 | 9898082.4937 | 0 | 961380.8466 | 0 | 14267644.9541 | 37121485.4742 | 25336176.6064 | 113309012.0452 | 961560.8286 | 24629381.4663 | 24629381.4663 | 1478867.319 | 10733473.6564 | 0 | 138899954.3402 | 175741676.782 | 56234.1325 | 39.8627 | 3484.4568 | 4408.6716 | 71.0354 | 89.8767
1 | 6200 | 707 | 0.03 | 15 | 15 | 7 | 7.4989e-11 | 5spot_SharedNeighbor | Water | Porous | Wet | R600a | MinimizeLCOE_Brownfield | IgnoreSilica | 2019 | 172.0387 | 98.3628 | 10.4305 | 4 | 3399.8187 | 4282.8445 | 69.3099 | 87.3116 | 186.666 | 0 | 254.6081 | 12229462.4722 | 1074528.6082 | 13082725.3602 | 10279569.8386 | 0 | 869149.5759 | 0 | 14638819.9835 | 38087206.7622 | 25995301.229 | 116256763.8298 | 961560.8286 | 24629381.4663 | 24629381.4663 | 1478867.319 | 10733473.6564 | 0 | 141847706.1248 | 178689428.5666 | 74989.4209 | 41.7221 | 3399.8187 | 4282.8445 | 69.3099 | 87.3116
1 | 6200 | 707 | 0.03 | 15 | 15 | 7 | 1e-10 | 5spot_SharedNeighbor | Water | Porous | Wet | R600a | MinimizeLCOE_Brownfield | IgnoreSilica | 2019 | 177.1271 | 100.8439 | 10.797 | 4 | 3335.4582 | 4188.5165 | 67.9978 | 85.3886 | 186.2735 | 0 | 228.533 | 12448921.3854 | 1093430.3715 | 13346065.5428 | 10574547.6256 | 0 | 783884.3388 | 0 | 14916271.213 | 38809077.9482 | 26487993.1465 | 118460191.5717 | 961560.8286 | 24629381.4663 | 24629381.4663 | 1478867.319 | 10733473.6564 | 0 | 144051133.8667 | 180892856.3085 | 100000 | 43.1878 | 3335.4582 | 4188.5165 | 67.9978 | 85.3886
1 | 6200 | 707 | 0.03 | 15 | 15 | 7 | 1.3335e-10 | 5spot_SharedNeighbor | Water | Porous | Wet | R600a | MinimizeLCOE_Brownfield | IgnoreSilica | 2019 | 181.0124 | 102.714 | 11.0812 | 4 | 3286.6089 | 4117.7832 | 67.002 | 83.9466 | 185.9667 | 0 | 272.8058 | 12613335.0381 | 1107585.5668 | 13543703.2747 | 10799402.8273 | 0 | 708284.6313 | 0 | 15121201.422 | 39342264.3151 | 26851903.7977 | 120087680.8732 | 961560.8286 | 24629381.4663 | 24629381.4663 | 1478867.319 | 10733473.6564 | 0 | 145678623.1681 | 182520345.6099 | 133352.1432 | 44.3249 | 3286.6089 | 4117.7832 | 67.002 | 83.9466
1 | 6200 | 707 | 0.03 | 15 | 15 | 7 | 1.7783e-10 | 5spot_SharedNeighbor | Water | Porous | Wet | R600a | MinimizeLCOE_Brownfield | IgnoreSilica | 2019 | 183.9166 | 104.0971 | 11.2979 | 4 | 3249.5799 | 4064.8145 | 66.2471 | 82.8667 | 185.7334 | 0 | 284.327 | 12734389.4935 | 1118004.731 | 13689408.7631 | 10966964.8012 | 0 | 642900.9648 | 0 | 15269150.8139 | 39727198.2844 | 27114629.1414 | 121262646.9934 | 961560.8286 | 24629381.4663 | 24629381.4663 | 1478867.319 | 10733473.6564 | 0 | 146853589.2883 | 183695311.7301 | 177827.941 | 45.1916 | 3249.5799 | 4064.8145 | 66.2471 | 82.8667
1 | 6200 | 707 | 0.03 | 15 | 15 | 7 | 2.3714e-10 | 5spot_SharedNeighbor | Water | Porous | Wet | R600a | MinimizeLCOE_Brownfield | IgnoreSilica | 2019 | 186.0406 | 105.101 | 11.4605 | 4 | 3221.5509 | 4025.219 | 65.6757 | 82.0595 | 185.5605 | 0 | 285.6341 | 12821964.8435 | 1125540.7625 | 13794916.5103 | 11089411.9761 | 0 | 587374.8764 | 0 | 15373491.4979 | 39998671.3407 | 27299915.0805 | 122091286.8879 | 961560.8286 | 24629381.4663 | 24629381.4663 | 1478867.319 | 10733473.6564 | 0 | 147682229.1829 | 184523951.6247 | 237137.3706 | 45.842 | 3221.5509 | 4025.219 | 65.6757 | 82.0595
1 | 6200 | 707 | 0.03 | 15 | 15 | 7 | 3.1623e-10 | 5spot_SharedNeighbor | Water | Porous | Wet | R600a | MinimizeLCOE_Brownfield | IgnoreSilica | 2019 | 187.5876 | 105.8279 | 11.5819 | 4 | 3200.3583 | 3995.6036 | 65.2436 | 81.4558 | 185.4334 | 0 | 277.3205 | 12885231.1811 | 1130984.133 | 13871188.9225 | 11178533.7557 | 0 | 541292.6453 | 0 | 15446819.9487 | 40189456.928 | 27430130.1641 | 122673637.6783 | 961560.8286 | 24629381.4663 | 24629381.4663 | 1478867.319 | 10733473.6564 | 0 | 148264579.9733 | 185106302.415 | 316227.766 | 46.3275 | 3200.3583 | 3995.6036 | 65.2436 | 81.4558
1 | 6200 | 707 | 0.03 | 15 | 15 | 7 | 4.217e-10 | 5spot_SharedNeighbor | Water | Porous | Wet | R600a | MinimizeLCOE_Brownfield | IgnoreSilica | 2019 | 188.7077 | 106.3519 | 11.672 | 4 | 3184.351 | 3973.4548 | 64.9173 | 81.0043 | 185.3407 | 0 | 298.9423 | 12930767.6715 | 1134901.6204 | 13926113.1635 | 11243035.4921 | 0 | 503684.28 | 0 | 15498015.8687 | 40322658.2102 | 27521042.7762 | 123080219.0826 | 961560.8286 | 24629381.4663 | 24629381.4663 | 1478867.319 | 10733473.6564 | 0 | 148671161.3775 | 185512883.8193 | 421696.5034 | 46.6881 | 3184.351 | 3973.4548 | 64.9173 | 81.0043
1 | 6200 | 707 | 0.03 | 15 | 15 | 7 | 5.6234e-10 | 5spot_SharedNeighbor | Water | Porous | Wet | R600a | MinimizeLCOE_Brownfield | IgnoreSilica | 2019 | 189.4971 | 106.72 | 11.738 | 4 | 3172.2722 | 3956.9421 | 64.6711 | 80.6676 | 185.2749 | 0 | 309.478 | 12962715.064 | 1137649.831 | 13964659.9973 | 11288476.8762 | 0 | 473136.8637 | 0 | 15532389.0665 | 40412090.2201 | 27582081.9606 | 123353199.8794 | 961560.8286 | 24629381.4663 | 24629381.4663 | 1478867.319 | 10733473.6564 | 0 | 148944142.1744 | 185785864.6162 | 562341.3252 | 46.9519 | 3172.2722 | 3956.9421 | 64.6711 | 80.6676
1 | 6200 | 707 | 0.03 | 15 | 15 | 7 | 7.4989e-10 | 5spot_SharedNeighbor | Water | Porous | Wet | R600a | MinimizeLCOE_Brownfield | IgnoreSilica | 2019 | 190.065 | 106.9842 | 11.7867 | 4 | 3163.1662 | 3944.5936 | 64.4854 | 80.4159 | 185.2274 | 0 | 318.2248 | 12985623.6925 | 1139620.3926 | 13992307.5969 | 11321158.6044 | 0 | 448856.3018 | 0 | 15556150.9694 | 40473913.8172 | 27624277.836 | 123541909.2109 | 961560.8286 | 24629381.4663 | 24629381.4663 | 1478867.319 | 10733473.6564 | 0 | 149132851.5059 | 185974573.9477 | 749894.2093 | 47.1467 | 3163.1662 | 3944.5936 | 64.4854 | 80.4159
1 | 6200 | 707 | 0.03 | 15 | 15 | 7 | 1e-09 | 5spot_SharedNeighbor | Water | Porous | Wet | R600a | MinimizeLCOE_Brownfield | IgnoreSilica | 2019 | 190.4593 | 107.1673 | 11.822 | 4 | 3156.3072 | 3935.397 | 64.3456 | 80.2284 | 185.1943 | 0 | 284.083 | 13001490.7332 | 1140985.1962 | 14011460.2257 | 11343848.4011 | 0 | 429533.4069 | 0 | 15571654.0056 | 40514249.5372 | 27651807.7937 | 123665029.2995 | 961560.8286 | 24629381.4663 | 24629381.4663 | 1478867.319 | 10733473.6564 | 0 | 149255971.5945 | 186097694.0363 | 1000000 | 47.2882 | 3156.3072 | 3935.397 | 64.3456 | 80.2284
1 | 6200 | 707 | 0.03 | 15 | 15 | 7 | 1.3335e-09 | 5spot_SharedNeighbor | Water | Porous | Wet | R600a | MinimizeLCOE_Brownfield | IgnoreSilica | 2019 | 190.7345 | 107.2949 | 11.8478 | 4 | 3151.1448 | 3928.5412 | 64.2403 | 80.0886 | 185.171 | 0 | 300.8291 | 13012543.2737 | 1141935.8553 | 14024802.9942 | 11359681.67 | 0 | 414334.8237 | 0 | 15581786.4606 | 40540612.1066 | 27669800.789 | 123745497.9731 | 961560.8286 | 24629381.4663 | 24629381.4663 | 1478867.319 | 10733473.6564 | 0 | 149336440.2681 | 186178162.7099 | 1333521.4322 | 47.3912 | 3151.1448 | 3928.5412 | 64.2403 | 80.0886
1 | 6200 | 707 | 0.03 | 15 | 15 | 7 | 1.7783e-09 | 5spot_SharedNeighbor | Water | Porous | Wet | R600a | MinimizeLCOE_Brownfield | IgnoreSilica | 2019 | 190.9346 | 107.3875 | 11.8669 | 4 | 3147.262 | 3923.4079 | 64.1612 | 79.984 | 185.1541 | 0 | 294.523 | 13020566.0797 | 1142625.9056 | 14034489.0397 | 11371188.1531 | 0 | 402600.3768 | 0 | 15588873.1264 | 40559050.1573 | 27682385.1375 | 123801777.976 | 961560.8286 | 24629381.4663 | 24629381.4663 | 1478867.319 | 10733473.6564 | 0 | 149392720.2709 | 186234442.7127 | 1778279.41 | 47.4675 | 3147.262 | 3923.4079 | 64.1612 | 79.984
1 | 6200 | 707 | 0.03 | 15 | 15 | 7 | 2.3714e-09 | 5spot_SharedNeighbor | Water | Porous | Wet | R600a | MinimizeLCOE_Brownfield | IgnoreSilica | 2019 | 191.0661 | 107.4483 | 11.8805 | 4 | 3144.3433 | 3919.6023 | 64.1017 | 79.9064 | 185.1429 | 0 | 274.2393 | 13025831.1343 | 1143078.7527 | 14040845.9842 | 11378751.0367 | 0 | 393366.6615 | 0 | 15592930.6921 | 40569607.1109 | 27689590.4753 | 123834001.8477 | 961560.8286 | 24629381.4663 | 24629381.4663 | 1478867.319 | 10733473.6564 | 0 | 149424944.1427 | 186266666.5845 | 2371373.7057 | 47.5218 | 3144.3433 | 3919.6023 | 64.1017 | 79.9064
1 | 6200 | 707 | 0.03 | 15 | 15 | 7 | 3.1623e-09 | 5spot_SharedNeighbor | Water | Porous | Wet | R600a | MinimizeLCOE_Brownfield | IgnoreSilica | 2019 | 191.1755 | 107.4989 | 11.8911 | 4 | 3142.1505 | 3916.7161 | 64.057 | 79.8476 | 185.1337 | 0 | 302.0334 | 13030214.5538 | 1143455.7669 | 14046138.6801 | 11385046.3782 | 0 | 386528.7892 | 0 | 15596639.8256 | 40579257.5154 | 27696177.0746 | 123863458.5837 | 961560.8286 | 24629381.4663 | 24629381.4663 | 1478867.319 | 10733473.6564 | 0 | 149454400.8787 | 186296123.3204 | 3162277.6602 | 47.5644 | 3142.1505 | 3916.7161 | 64.057 | 79.8476
1 | 6200 | 707 | 0.03 | 15 | 15 | 7 | 4.217e-09 | 5spot_SharedNeighbor | Water | Porous | Wet | R600a | MinimizeLCOE_Brownfield | IgnoreSilica | 2019 | 191.2487 | 107.5327 | 11.8987 | 4 | 3140.5037 | 3914.5735 | 64.0234 | 79.8039 | 185.1274 | 0 | 291.594 | 13033140.6578 | 1143707.4367 | 14049671.875 | 11389253.5616 | 0 | 381210.3479 | 0 | 15598823.7128 | 40584939.5421 | 27700055.1746 | 123880802.3087 | 961560.8286 | 24629381.4663 | 24629381.4663 | 1478867.319 | 10733473.6564 | 0 | 149471744.6036 | 186313467.0454 | 4216965.0343 | 47.5948 | 3140.5037 | 3914.5735 | 64.0234 | 79.8039
1 | 6200 | 707 | 0.03 | 15 | 15 | 7 | 5.6234e-09 | 5spot_SharedNeighbor | Water | Porous | Wet | R600a | MinimizeLCOE_Brownfield | IgnoreSilica | 2019 | 191.305 | 107.5587 | 11.9045 | 4 | 3139.2673 | 3912.9617 | 63.9982 | 79.771 | 185.1226 | 0 | 305.7617 | 13035392.8235 | 1143901.1412 | 14052391.3686 | 11392492.043 | 0 | 377216.4055 | 0 | 15600543.5749 | 40589414.2704 | 27703109.2686 | 123894460.8958 | 961560.8286 | 24629381.4663 | 24629381.4663 | 1478867.319 | 10733473.6564 | 0 | 149485403.1908 | 186327125.6326 | 5623413.2519 | 47.6179 | 3139.2673 | 3912.9617 | 63.9982 | 79.771
1 | 6200 | 707 | 0.03 | 15 | 15 | 7 | 7.4989e-09 | 5spot_SharedNeighbor | Water | Porous | Wet | R600a | MinimizeLCOE_Brownfield | IgnoreSilica | 2019 | 191.3413 | 107.5755 | 11.9086 | 4 | 3138.3394 | 3911.7681 | 63.9793 | 79.7467 | 185.1195 | 0 | 289.6722 | 13036842.0773 | 1144025.7883 | 14054141.3732 | 11394578.7226 | 0 | 374109.9893 | 0 | 15601442.2008 | 40591752.3106 | 27704705.0291 | 123901597.4912 | 961560.8286 | 24629381.4663 | 24629381.4663 | 1478867.319 | 10733473.6564 | 0 | 149492539.7861 | 186334262.2279 | 7498942.0933 | 47.6343 | 3138.3394 | 3911.7681 | 63.9793 | 79.7467
1 | 6200 | 707 | 0.03 | 15 | 15 | 7 | 1e-08 | 5spot_SharedNeighbor | Water | Porous | Wet | R600a | MinimizeLCOE_Brownfield | IgnoreSilica | 2019 | 191.3607 | 107.5844 | 11.9113 | 4 | 3137.6431 | 3910.8934 | 63.9651 | 79.7289 | 185.1178 | 0 | 293.7505 | 13037615.6322 | 1144092.3199 | 14055075.4661 | 11395696.2023 | 0 | 371646.451 | 0 | 15601609.1678 | 40592186.7246 | 27705001.5256 | 123902923.4894 | 961560.8286 | 24629381.4663 | 24629381.4663 | 1478867.319 | 10733473.6564 | 0 | 149493865.7844 | 186335588.2262 | 10000000 | 47.6453 | 3137.6431 | 3910.8934 | 63.9651 | 79.7289
1 | 6300 | 707 | 0.03 | 15 | 15 | 7 | 1e-13 | 5spot_SharedNeighbor | Water | Porous | Wet | R600a | MinimizeLCOE_Brownfield | IgnoreSilica | 2019 | 0.88403 | 0.16602 | 0.0040271 | 4 | 1683981.1767 | 4020568.5538 | 34330.234 | 81964.7282 | 108.4012 | 0 | 55.4619 | 107648.7613 | 7011.3644 | 81822.03 | 55875.8356 | 0 | 59545.2651 | 0 | 121642.27 | 316488.2344 | 216009.7231 | 966043.484 | 961560.8286 | 25198831.6101 | 25198831.6101 | 1478867.319 | 10961253.7139 | 0 | 27126435.9227 | 64765388.5658 | 100 | 0.016109 | 1683981.1767 | 4020568.5538 | 34330.234 | 81964.7282
1 | 6300 | 707 | 0.03 | 15 | 15 | 7 | 1.3335e-13 | 5spot_SharedNeighbor | Water | Porous | Wet | R600a | MinimizeLCOE_Brownfield | IgnoreSilica | 2019 | 1.1619 | 0.27366 | 0.013073 | 4 | 526156.8195 | 1245965.0747 | 10726.4184 | 25400.6833 | 122.7683 | 0 | 51.7216 | 165330.4763 | 11759.2815 | 120814.3834 | 70948.6855 | 0 | 67817.4151 | 0 | 170301.3943 | 443089.2944 | 302417.548 | 1352478.4785 | 961560.8286 | 25198831.6101 | 25198831.6101 | 1478867.319 | 10961253.7139 | 0 | 27512870.9173 | 65151823.5603 | 133.3521 | 0.05229 | 526156.8195 | 1245965.0747 | 10726.4184 | 25400.6833
1 | 6300 | 707 | 0.03 | 15 | 15 | 7 | 1.7783e-13 | 5spot_SharedNeighbor | Water | Porous | Wet | R600a | MinimizeLCOE_Brownfield | IgnoreSilica | 2019 | 1.5102 | 0.42697 | 0.02822 | 4 | 248163.1607 | 581606.8052 | 5059.1417 | 11856.8414 | 135.4614 | 0 | 56.9087 | 240339.5171 | 18577.9672 | 170941.5231 | 91870.344 | 0 | 76265.4783 | 0 | 233217.9836 | 606785.3537 | 414143.4721 | 1852141.6391 | 961560.8286 | 25198831.6101 | 25198831.6101 | 1478867.319 | 10961253.7139 | 0 | 28012534.0779 | 65651486.7209 | 177.8279 | 0.11288 | 248163.1607 | 581606.8052 | 5059.1417 | 11856.8414
1 | 6300 | 707 | 0.03 | 15 | 15 | 7 | 2.3714e-13 | 5spot_SharedNeighbor | Water | Porous | Wet | R600a | MinimizeLCOE_Brownfield | IgnoreSilica | 2019 | 1.9626 | 0.64411 | 0.051984 | 4 | 137849.8055 | 318863.1485 | 2810.2547 | 6500.4566 | 146.6968 | 0 | 317.4325 | 337789.6022 | 28357.5935 | 235664.9298 | 120595.0943 | 0 | 85845.4834 | 0 | 315218.5542 | 820134.0179 | 559758.3193 | 2503363.5946 | 961560.8286 | 25198831.6101 | 25198831.6101 | 1478867.319 | 10961253.7139 | 0 | 28663756.0333 | 66302708.6763 | 237.1374 | 0.20793 | 137849.8055 | 318863.1485 | 2810.2547 | 6500.4566
1 | 6300 | 707 | 0.03 | 15 | 15 | 7 | 3.1623e-13 | 5spot_SharedNeighbor | Water | Porous | Wet | R600a | MinimizeLCOE_Brownfield | IgnoreSilica | 2019 | 2.546 | 0.95627 | 0.087711 | 4 | 84136.3743 | 191417.2763 | 1715.2338 | 3902.3001 | 156.2834 | 0 | 419.5456 | 463062.1869 | 41788.5916 | 321350.9263 | 161305.8339 | 0 | 96814.939 | 0 | 422885.7663 | 1100262.0181 | 750951.4355 | 3358421.6975 | 961560.8286 | 25198831.6101 | 25198831.6101 | 1478867.319 | 10961253.7139 | 0 | 29518814.1362 | 67157766.7793 | 316.2278 | 0.35084 | 84136.3743 | 191417.2763 | 1715.2338 | 3902.3001
1 | 6300 | 707 | 0.03 | 15 | 15 | 7 | 4.217e-13 | 5spot_SharedNeighbor | Water | Porous | Wet | R600a | MinimizeLCOE_Brownfield | IgnoreSilica | 2019 | 3.3045 | 1.4202 | 0.13502 | 4 | 56621.9418 | 126312.7678 | 1154.3149 | 2575.0566 | 164.3321 | 0 | 549.5381 | 611216.8335 | 55319.0128 | 440864.9603 | 209154.0466 | 0 | 110598.2515 | 0 | 556589.7108 | 1448132.2553 | 988380.0204 | 4420255.0913 | 961560.8286 | 25198831.6101 | 25198831.6101 | 1478867.319 | 10961253.7139 | 0 | 30580647.5301 | 68219600.1731 | 421.6965 | 0.54008 | 56621.9418 | 126312.7678 | 1154.3149 | 2575.0566
1 | 6300 | 707 | 0.03 | 15 | 15 | 7 | 5.6234e-13 | 5spot_SharedNeighbor | Water | Porous | Wet | R600a | MinimizeLCOE_Brownfield | IgnoreSilica | 2019 | 4.2869 | 2.0276 | 0.19692 | 4 | 40439.8143 | 88224.9383 | 824.4203 | 1798.5847 | 170.9352 | 0 | 90.204 | 784290.7147 | 70978.6929 | 586170.4964 | 269836.9949 | 0 | 126762.2656 | 0 | 716835.2741 | 1865058.3401 | 1272940.6403 | 5692873.4189 | 961560.8286 | 25198831.6101 | 25198831.6101 | 1478867.319 | 10961253.7139 | 0 | 31853265.8576 | 69492218.5007 | 562.3413 | 0.78767 | 40439.8143 | 88224.9383 | 824.4203 | 1798.5847
1 | 6300 | 707 | 0.03 | 15 | 15 | 7 | 7.4989e-13 | 5spot_SharedNeighbor | Water | Porous | Wet | R600a | MinimizeLCOE_Brownfield | IgnoreSilica | 2019 | 5.6099 | 2.85 | 0.28039 | 4 | 29826.3531 | 63386.0233 | 608.0506 | 1292.2098 | 176.4305 | 0 | 100.0369 | 995863.611 | 90080.9895 | 769689.4905 | 350810.1246 | 0 | 147721.0371 | 0 | 918124.4485 | 2388771.4819 | 1630385.6207 | 7291446.8039 | 961560.8286 | 25198831.6101 | 25198831.6101 | 1478867.319 | 10961253.7139 | 0 | 33451839.2426 | 71090791.8856 | 749.8942 | 1.1216 | 29826.3531 | 63386.0233 | 608.0506 | 1292.2098
1 | 6300 | 707 | 0.03 | 15 | 15 | 7 | 1e-12 | 5spot_SharedNeighbor | Water | Porous | Wet | R600a | MinimizeLCOE_Brownfield | IgnoreSilica | 2019 | 7.3226 | 3.9146 | 0.38884 | 4 | 22746.1143 | 46945.6455 | 463.7103 | 957.0505 | 180.6633 | 0 | 83.5287 | 1244667.8266 | 112491.1352 | 992165.9101 | 455031.7005 | 0 | 171820.6131 | 0 | 1160709.1024 | 3019926.9901 | 2061162.2241 | 9217975.5021 | 961560.8286 | 25198831.6101 | 25198831.6101 | 1478867.319 | 10961253.7139 | 0 | 35378367.9408 | 73017320.5839 | 1000 | 1.5554 | 22746.1143 | 46945.6455 | 463.7103 | 957.0505
1 | 6300 | 707 | 0.03 | 15 | 15 | 7 | 1.3335e-12 | 5spot_SharedNeighbor | Water | Porous | Wet | R600a | MinimizeLCOE_Brownfield | IgnoreSilica | 2019 | 9.5736 | 5.3288 | 0.53343 | 4 | 17700.8266 | 35340.7252 | 360.8553 | 720.4685 | 184.2115 | 0 | 98.2762 | 1546393.979 | 139596.9799 | 1269801.9349 | 591927.7151 | 0 | 200298.1806 | 0 | 1461727.3279 | 3803114.6657 | 2595703.9055 | 11608564.6887 | 961560.8286 | 25198831.6101 | 25198831.6101 | 1478867.319 | 10961253.7139 | 0 | 37768957.1274 | 75407909.7705 | 1333.5214 | 2.1337 | 17700.8266 | 35340.7252 | 360.8553 | 720.4685
1 | 6300 | 707 | 0.03 | 15 | 15 | 7 | 1.7783e-12 | 5spot_SharedNeighbor | Water | Porous | Wet | R600a | MinimizeLCOE_Brownfield | IgnoreSilica | 2019 | 12.5379 | 7.1889 | 0.72379 | 4 | 14066.0432 | 27066.7724 | 286.7553 | 551.7928 | 186.9297 | 0 | 90.961 | 1909762.2749 | 172147.4988 | 1613482.3047 | 771887.4147 | 0 | 234561.8633 | 0 | 1833718.129 | 4770958.4245 | 3256277.1581 | 14562795.0681 | 961560.8286 | 25198831.6101 | 25198831.6101 | 1478867.319 | 10961253.7139 | 0 | 40723187.5068 | 78362140.1499 | 1778.2794 | 2.8951 | 14066.0432 | 27066.7724 | 286.7553 | 551.7928
1 | 6300 | 707 | 0.03 | 15 | 15 | 7 | 2.3714e-12 | 5spot_SharedNeighbor | Water | Porous | Wet | R600a | MinimizeLCOE_Brownfield | IgnoreSilica | 2019 | 16.4601 | 9.6523 | 0.97598 | 4 | 11375.1677 | 21016.4944 | 231.8982 | 428.4497 | 189.0498 | 0 | 99.1551 | 2351341.0688 | 211582.4233 | 2042396.5019 | 1009935.2603 | 0 | 276200.9361 | 0 | 2297667.9143 | 5978060.5964 | 4080149.1939 | 18247333.895 | 961560.8286 | 25198831.6101 | 25198831.6101 | 1478867.319 | 10961253.7139 | 0 | 44407726.3338 | 82046678.9768 | 2371.3737 | 3.9039 | 11375.1677 | 21016.4944 | 231.8982 | 428.4497
1 | 6300 | 707 | 0.03 | 15 | 15 | 7 | 3.1623e-12 | 5spot_SharedNeighbor | Water | Porous | Wet | R600a | MinimizeLCOE_Brownfield | IgnoreSilica | 2019 | 21.6559 | 12.918 | 1.3103 | 4 | 9352.1533 | 16533.5226 | 190.6563 | 337.0582 | 190.6986 | 0 | 87.1597 | 2889252.8886 | 259461.2292 | 2578630.2239 | 1325106.4541 | 0 | 327009.923 | 0 | 2877989.6803 | 7487938.7913 | 5110672.0868 | 22856061.2773 | 961560.8286 | 25198831.6101 | 25198831.6101 | 1478867.319 | 10961253.7139 | 0 | 49016453.716 | 86655406.359 | 3162.2777 | 5.2412 | 9352.1533 | 16533.5226 | 190.6563 | 337.0582
1 | 6300 | 707 | 0.03 | 15 | 15 | 7 | 4.217e-12 | 5spot_SharedNeighbor | Water | Porous | Wet | R600a | MinimizeLCOE_Brownfield | IgnoreSilica | 2019 | 28.5064 | 17.2256 | 1.7514 | 4 | 7816.9797 | 13189.6703 | 159.3597 | 268.8893 | 191.9683 | 0 | 111.3919 | 3542105.059 | 317365.1847 | 3246190.4496 | 1740554.3624 | 0 | 388509.9721 | 0 | 3601542.7608 | 9370475.4857 | 6395542.063 | 28602285.3372 | 961560.8286 | 25198831.6101 | 25198831.6101 | 1478867.319 | 10961253.7139 | 0 | 54762677.776 | 92401630.419 | 4216.965 | 7.0056 | 7816.9797 | 13189.6703 | 159.3597 | 268.8893
1 | 6300 | 707 | 0.03 | 15 | 15 | 7 | 5.6234e-12 | 5spot_SharedNeighbor | Water | Porous | Wet | R600a | MinimizeLCOE_Brownfield | IgnoreSilica | 2019 | 37.4736 | 22.8663 | 2.3292 | 4 | 6642.6156 | 10682.5139 | 135.4187 | 217.7775 | 192.9382 | 0 | 119.4026 | 4329786.4534 | 386966.4012 | 4071833.0995 | 2284335.6687 | 0 | 462321.9677 | 0 | 4498745.0003 | 11704811.6713 | 7988774.4755 | 35727574.7376 | 961560.8286 | 25198831.6101 | 25198831.6101 | 1478867.319 | 10961253.7139 | 0 | 61887967.1763 | 99526919.8193 | 5623.4133 | 9.3168 | 6642.6156 | 10682.5139 | 135.4187 | 217.7775
1 | 6300 | 707 | 0.03 | 15 | 15 | 7 | 7.4989e-12 | 5spot_SharedNeighbor | Water | Porous | Wet | R600a | MinimizeLCOE_Brownfield | IgnoreSilica | 2019 | 49.0937 | 30.173 | 3.0777 | 4 | 5738.8275 | 8796.2554 | 116.9938 | 179.3236 | 193.6591 | 0 | 107.9369 | 5271587.5282 | 469860.5957 | 5083092.1989 | 2988926.7717 | 0 | 550341.0664 | 0 | 5601885.1828 | 14574956.141 | 9947707.0516 | 44488356.5363 | 961560.8286 | 25198831.6101 | 25198831.6101 | 1478867.319 | 10961253.7139 | 0 | 70648748.9751 | 108287701.6181 | 7498.9421 | 12.3107 | 5738.8275 | 8796.2554 | 116.9938 | 179.3236
1 | 6300 | 707 | 0.03 | 15 | 15 | 7 | 1e-11 | 5spot_SharedNeighbor | Water | Porous | Wet | R600a | MinimizeLCOE_Brownfield | IgnoreSilica | 2019 | 63.8459 | 39.4128 | 4.0237 | 4 | 5045.1771 | 7383.758 | 102.8528 | 150.5279 | 194.1026 | 0 | 123.5345 | 6373723.4911 | 566477.1454 | 6294239.5102 | 3882873.3983 | 0 | 653475.2275 | 0 | 6930607.6213 | 18032019.3674 | 12307223.7392 | 55040639.5004 | 961560.8286 | 25198831.6101 | 25198831.6101 | 1478867.319 | 10961253.7139 | 0 | 81201031.9392 | 118839984.5822 | 10000 | 16.0948 | 5045.1771 | 7383.758 | 102.8528 | 150.5279
1 | 6300 | 707 | 0.03 | 15 | 15 | 7 | 1.3335e-11 | 5spot_SharedNeighbor | Water | Porous | Wet | R600a | MinimizeLCOE_Brownfield | IgnoreSilica | 2019 | 82.0043 | 50.6366 | 5.1702 | 4 | 4520.3702 | 6340.3635 | 92.1539 | 129.2569 | 194.1316 | 0 | 118.7164 | 7617707.6863 | 675090.3792 | 7691403.228 | 4980600.5477 | 0 | 772058.25 | 0 | 8477375.4356 | 22056391.9346 | 15053940.7089 | 67324568.1703 | 961560.8286 | 25198831.6101 | 25198831.6101 | 1478867.319 | 10961253.7139 | 0 | 93484960.609 | 131123913.2521 | 13335.2143 | 20.6808 | 4520.3702 | 6340.3635 | 92.1539 | 129.2569
1 | 6300 | 707 | 0.03 | 15 | 15 | 7 | 1.7783e-11 | 5spot_SharedNeighbor | Water | Porous | Wet | R600a | MinimizeLCOE_Brownfield | IgnoreSilica | 2019 | 103.3273 | 63.4537 | 6.4729 | 4 | 4134.5821 | 5588.3003 | 84.289 | 113.9251 | 193.578 | 0 | 137.627 | 8945796.411 | 790599.1574 | 9212960.5724 | 6263291.606 | 0 | 904091.7158 | 0 | 10185528.3904 | 26500655.5326 | 18087241.935 | 80890165.3206 | 961560.8286 | 25198831.6101 | 25198831.6101 | 1478867.319 | 10961253.7139 | 0 | 107050557.7594 | 144689510.4024 | 17782.7941 | 25.8915 | 4134.5821 | 5588.3003 | 84.289 | 113.9251
1 | 6300 | 707 | 0.03 | 15 | 15 | 7 | 2.3714e-11 | 5spot_SharedNeighbor | Water | Porous | Wet | R600a | MinimizeLCOE_Brownfield | IgnoreSilica | 2019 | 126.8622 | 76.9772 | 7.8359 | 4 | 3862.1049 | 5062.9522 | 78.7342 | 103.2151 | 192.3788 | 0 | 133.8572 | 10266796.4086 | 905086.5059 | 10752847.5867 | 7668333.6083 | 0 | 1044439.7614 | 0 | 11948626.5097 | 31087875.1778 | 21218113.6008 | 94892119.1592 | 961560.8286 | 25198831.6101 | 25198831.6101 | 1478867.319 | 10961253.7139 | 0 | 121052511.5979 | 158691464.241 | 23713.7371 | 31.3437 | 3862.1049 | 5062.9522 | 78.7342 | 103.2151
1 | 6300 | 707 | 0.03 | 15 | 15 | 7 | 3.1623e-11 | 5spot_SharedNeighbor | Water | Porous | Wet | R600a | MinimizeLCOE_Brownfield | IgnoreSilica | 2019 | 149.6756 | 89.4458 | 9.1007 | 4 | 3674.1595 | 4708.1193 | 74.9027 | 95.9814 | 190.8759 | 0 | 142.1541 | 11427425.1003 | 1005375.607 | 12124992.9447 | 9019208.2379 | 0 | 1159908.6926 | 0 | 13547395.1271 | 35247543.168 | 24057172.4767 | 107589021.3543 | 961560.8286 | 25198831.6101 | 25198831.6101 | 1478867.319 | 10961253.7139 | 0 | 133749413.7931 | 171388366.4361 | 31622.7766 | 36.4027 | 3674.1595 | 4708.1193 | 74.9027 | 95.9814
1 | 6300 | 707 | 0.03 | 15 | 15 | 7 | 4.217e-11 | 5spot_SharedNeighbor | Water | Porous | Wet | R600a | MinimizeLCOE_Brownfield | IgnoreSilica | 2019 | 159.6749 | 94.733 | 9.8058 | 4 | 3535.0075 | 4494.6215 | 72.0659 | 91.6289 | 190.1724 | 0 | 164.4154 | 11905569.9914 | 1046616.2911 | 12695061.3768 | 9607564.0553 | 0 | 1065512.6759 | 0 | 14164926.5123 | 36854233.1591 | 25153771.4098 | 112493255.4718 | 961560.8286 | 25198831.6101 | 25198831.6101 | 1478867.319 | 10961253.7139 | 0 | 138653647.9105 | 176292600.5536 | 42169.6503 | 39.223 | 3535.0075 | 4494.6215 | 72.0659 | 91.6289
1 | 6300 | 707 | 0.03 | 15 | 15 | 7 | 5.6234e-11 | 5spot_SharedNeighbor | Water | Porous | Wet | R600a | MinimizeLCOE_Brownfield | IgnoreSilica | 2019 | 167.8519 | 98.9574 | 10.3904 | 4 | 3428.6386 | 4334.2556 | 69.8974 | 88.3597 | 189.5629 | 0 | 178.512 | 12282196.41 | 1079071.3091 | 13145954.5032 | 10086853.8101 | 0 | 968088.0527 | 0 | 14649243.9932 | 38114327.8972 | 26013811.961 | 116339547.9366 | 961560.8286 | 25198831.6101 | 25198831.6101 | 1478867.319 | 10961253.7139 | 0 | 142499940.3753 | 180138893.0184 | 56234.1325 | 41.5617 | 3428.6386 | 4334.2556 | 69.8974 | 88.3597
1 | 6300 | 707 | 0.03 | 15 | 15 | 7 | 7.4989e-11 | 5spot_SharedNeighbor | Water | Porous | Wet | R600a | MinimizeLCOE_Brownfield | IgnoreSilica | 2019 | 174.3286 | 102.2382 | 10.8609 | 4 | 3347.5752 | 4213.9637 | 68.2448 | 85.9074 | 189.0594 | 0 | 236.0924 | 12571580.3423 | 1103991.1451 | 13493482.8539 | 10465470.5802 | 0 | 873785.4035 | 0 | 15018241.0267 | 39074382.4868 | 26669068.9455 | 119270002.784 | 961560.8286 | 25198831.6101 | 25198831.6101 | 1478867.319 | 10961253.7139 | 0 | 145430395.2227 | 183069347.8658 | 74989.4209 | 43.4435 | 3347.5752 | 4213.9637 | 68.2448 | 85.9074
1 | 6300 | 707 | 0.03 | 15 | 15 | 7 | 1e-10 | 5spot_SharedNeighbor | Water | Porous | Wet | R600a | MinimizeLCOE_Brownfield | IgnoreSilica | 2019 | 179.3929 | 104.7609 | 11.233 | 4 | 3285.9282 | 4123.6184 | 66.9881 | 84.0655 | 188.6534 | 0 | 230.0071 | 12792323.1014 | 1122990.1805 | 13759195.9106 | 10760338.7288 | 0 | 787764.4828 | 0 | 15296818.8376 | 39799184.8065 | 27163761.4219 | 121482377.4701 | 961560.8286 | 25198831.6101 | 25198831.6101 | 1478867.319 | 10961253.7139 | 0 | 147642769.9088 | 185281722.5518 | 100000 | 44.9318 | 3285.9282 | 4123.6184 | 66.9881 | 84.0655
1 | 6300 | 707 | 0.03 | 15 | 15 | 7 | 1.3335e-10 | 5spot_SharedNeighbor | Water | Porous | Wet | R600a | MinimizeLCOE_Brownfield | IgnoreSilica | 2019 | 183.2024 | 106.634 | 11.519 | 4 | 3239.1368 | 4056.0235 | 66.0342 | 82.6875 | 188.3409 | 0 | 255.909 | 12955256.0935 | 1137008.2035 | 13955659.2387 | 10981741.7494 | 0 | 710832.0335 | 0 | 15498793.9543 | 40324682.6292 | 27522424.4838 | 123086398.3859 | 961560.8286 | 25198831.6101 | 25198831.6101 | 1478867.319 | 10961253.7139 | 0 | 149246790.8246 | 186885743.4676 | 133352.1432 | 46.0761 | 3239.1368 | 4056.0235 | 66.0342 | 82.6875
1 | 6300 | 707 | 0.03 | 15 | 15 | 7 | 1.7783e-10 | 5spot_SharedNeighbor | Water | Porous | Wet | R600a | MinimizeLCOE_Brownfield | IgnoreSilica | 2019 | 186.0601 | 108.0253 | 11.7374 | 4 | 3203.6741 | 4005.3605 | 65.3112 | 81.6547 | 188.1025 | 0 | 276.4773 | 13075751.2229 | 1147372.1436 | 14101133.29 | 11147661.1576 | 0 | 644662.4158 | 0 | 15645466.2897 | 40706293.9593 | 27782882.0579 | 124251222.5368 | 961560.8286 | 25198831.6101 | 25198831.6101 | 1478867.319 | 10961253.7139 | 0 | 150411614.9755 | 188050567.6186 | 177827.941 | 46.9497 | 3203.6741 | 4005.3605 | 65.3112 | 81.6547
1 | 6300 | 707 | 0.03 | 15 | 15 | 7 | 2.3714e-10 | 5spot_SharedNeighbor | Water | Porous | Wet | R600a | MinimizeLCOE_Brownfield | IgnoreSilica | 2019 | 188.2083 | 109.0627 | 11.9036 | 4 | 3176.8263 | 3967.3225 | 64.7639 | 80.8792 | 187.921 | 0 | 311.1746 | 13165312.7918 | 1155073.8529 | 14209360.5248 | 11272093.5522 | 0 | 589454.2362 | 0 | 15752605.0335 | 40985046.9937 | 27973136.7317 | 125102083.7166 | 961560.8286 | 25198831.6101 | 25198831.6101 | 1478867.319 | 10961253.7139 | 0 | 151262476.1554 | 188901428.7984 | 237137.3706 | 47.6143 | 3176.8263 | 3967.3225 | 64.7639 | 80.8792
1 | 6300 | 707 | 0.03 | 15 | 15 | 7 | 3.1623e-10 | 5spot_SharedNeighbor | Water | Porous | Wet | R600a | MinimizeLCOE_Brownfield | IgnoreSilica | 2019 | 189.7212 | 109.7884 | 12.0254 | 4 | 3156.5215 | 3939.0131 | 64.35 | 80.3021 | 187.7919 | 0 | 313.1631 | 13227823.6974 | 1160448.5802 | 14284949.298 | 11359478.8658 | 0 | 542840.3566 | 0 | 15824460.9113 | 41172001.2478 | 28100736.8517 | 125672739.8089 | 961560.8286 | 25198831.6101 | 25198831.6101 | 1478867.319 | 10961253.7139 | 0 | 151833132.2476 | 189472084.8907 | 316227.766 | 48.1014 | 3156.5215 | 3939.0131 | 64.35 | 80.3021
1 | 6300 | 707 | 0.03 | 15 | 15 | 7 | 4.217e-10 | 5spot_SharedNeighbor | Water | Porous | Wet | R600a | MinimizeLCOE_Brownfield | IgnoreSilica | 2019 | 190.8271 | 110.3166 | 12.1162 | 4 | 3141.1838 | 3917.8087 | 64.0373 | 79.8698 | 187.6969 | 0 | 302.6545 | 13273255.6632 | 1164354.4376 | 14339911.6652 | 11423330.6718 | 0 | 505008.682 | 0 | 15875285.8367 | 41304237.2783 | 28190990.6596 | 126076374.8945 | 961560.8286 | 25198831.6101 | 25198831.6101 | 1478867.319 | 10961253.7139 | 0 | 152236767.3332 | 189875719.9762 | 421696.5034 | 48.4648 | 3141.1838 | 3917.8087 | 64.0373 | 79.8698
1 | 6300 | 707 | 0.03 | 15 | 15 | 7 | 5.6234e-10 | 5spot_SharedNeighbor | Water | Porous | Wet | R600a | MinimizeLCOE_Brownfield | IgnoreSilica | 2019 | 191.5971 | 110.6832 | 12.1822 | 4 | 3129.6097 | 3902.0235 | 63.8013 | 79.548 | 187.6304 | 0 | 310.2117 | 13304741.219 | 1167061.0974 | 14378014.6462 | 11467766.2296 | 0 | 474152.9802 | 0 | 15908777.1073 | 41391374.6942 | 28250463.7365 | 126342351.7104 | 961560.8286 | 25198831.6101 | 25198831.6101 | 1478867.319 | 10961253.7139 | 0 | 152502744.1492 | 190141696.7922 | 562341.3252 | 48.729 | 3129.6097 | 3902.0235 | 63.8013 | 79.548
1 | 6300 | 707 | 0.03 | 15 | 15 | 7 | 7.4989e-10 | 5spot_SharedNeighbor | Water | Porous | Wet | R600a | MinimizeLCOE_Brownfield | IgnoreSilica | 2019 | 192.1501 | 110.9458 | 12.231 | 4 | 3120.8836 | 3890.2194 | 63.6234 | 79.3074 | 187.5824 | 0 | 313.8631 | 13327285.638 | 1168999.0295 | 14405303.6263 | 11499676.3128 | 0 | 449633.0143 | 0 | 15931850.0721 | 41451405.8158 | 28291436.2105 | 126525589.7192 | 961560.8286 | 25198831.6101 | 25198831.6101 | 1478867.319 | 10961253.7139 | 0 | 152685982.158 | 190324934.801 | 749894.2093 | 48.924 | 3120.8836 | 3890.2194 | 63.6234 | 79.3074
1 | 6300 | 707 | 0.03 | 15 | 15 | 7 | 1e-09 | 5spot_SharedNeighbor | Water | Porous | Wet | R600a | MinimizeLCOE_Brownfield | IgnoreSilica | 2019 | 192.525 | 111.1235 | 12.266 | 4 | 3114.3105 | 3881.4504 | 63.4894 | 79.1286 | 187.5496 | 0 | 300.6387 | 13342525.9423 | 1170309.0473 | 14423754.2976 | 11521301.1782 | 0 | 429991.7334 | 0 | 15946274.0575 | 41488934.0671 | 28317050.0132 | 126640140.3366 | 961560.8286 | 25198831.6101 | 25198831.6101 | 1478867.319 | 10961253.7139 | 0 | 152800532.7754 | 190439485.4184 | 1000000 | 49.064 | 3114.3105 | 3881.4504 | 63.4894 | 79.1286
1 | 6300 | 707 | 0.03 | 15 | 15 | 7 | 1.3335e-09 | 5spot_SharedNeighbor | Water | Porous | Wet | R600a | MinimizeLCOE_Brownfield | IgnoreSilica | 2019 | 192.8003 | 111.2537 | 12.2921 | 4 | 3109.363 | 3874.8759 | 63.3886 | 78.9946 | 187.5256 | 0 | 315.3449 | 13353696.6083 | 1171269.2248 | 14437279.5897 | 11537174.837 | 0 | 414778.1533 | 0 | 15956537.3811 | 41515637.1297 | 28335275.4021 | 126721648.326 | 961560.8286 | 25198831.6101 | 25198831.6101 | 1478867.319 | 10961253.7139 | 0 | 152882040.7647 | 190520993.4078 | 1333521.4322 | 49.1683 | 3109.363 | 3874.8759 | 63.3886 | 78.9946
1 | 6300 | 707 | 0.03 | 15 | 15 | 7 | 1.7783e-09 | 5spot_SharedNeighbor | Water | Porous | Wet | R600a | MinimizeLCOE_Brownfield | IgnoreSilica | 2019 | 192.9808 | 111.3391 | 12.3106 | 4 | 3105.6417 | 3870.0037 | 63.3127 | 78.8953 | 187.5097 | 0 | 282.5725 | 13361011.1744 | 1171897.9389 | 14446136.6675 | 11547587.7328 | 0 | 402721.1844 | 0 | 15962448.3322 | 41531016.2121 | 28345771.9418 | 126768591.1841 | 961560.8286 | 25198831.6101 | 25198831.6101 | 1478867.319 | 10961253.7139 | 0 | 152928983.6228 | 190567936.2659 | 1778279.41 | 49.2423 | 3105.6417 | 3870.0037 | 63.3127 | 78.8953
1 | 6300 | 707 | 0.03 | 15 | 15 | 7 | 2.3714e-09 | 5spot_SharedNeighbor | Water | Porous | Wet | R600a | MinimizeLCOE_Brownfield | IgnoreSilica | 2019 | 193.1272 | 111.4082 | 12.3249 | 4 | 3102.8444 | 3866.3163 | 63.2557 | 78.8201 | 187.4968 | 0 | 293.0356 | 13366937.1179 | 1172407.2893 | 14453312.6927 | 11556025.2149 | 0 | 393710.1627 | 0 | 15967533.0662 | 41544245.6469 | 28354801.3029 | 126808972.4935 | 961560.8286 | 25198831.6101 | 25198831.6101 | 1478867.319 | 10961253.7139 | 0 | 152969364.9323 | 190608317.5753 | 2371373.7057 | 49.2997 | 3102.8444 | 3866.3163 | 63.2557 | 78.8201
1 | 6300 | 707 | 0.03 | 15 | 15 | 7 | 3.1623e-09 | 5spot_SharedNeighbor | Water | Porous | Wet | R600a | MinimizeLCOE_Brownfield | IgnoreSilica | 2019 | 193.2218 | 111.4528 | 12.3351 | 4 | 3100.7426 | 3863.5868 | 63.2128 | 78.7644 | 187.4884 | 0 | 312.6536 | 13370763.1175 | 1172736.1408 | 14457945.9823 | 11561481.0774 | 0 | 386626.0472 | 0 | 15970325.4224 | 41551510.785 | 28359759.9089 | 126831148.4815 | 961560.8286 | 25198831.6101 | 25198831.6101 | 1478867.319 | 10961253.7139 | 0 | 152991540.9202 | 190630493.5632 | 3162277.6602 | 49.3403 | 3100.7426 | 3863.5868 | 63.2128 | 78.7644
1 | 6300 | 707 | 0.03 | 15 | 15 | 7 | 4.217e-09 | 5spot_SharedNeighbor | Water | Porous | Wet | R600a | MinimizeLCOE_Brownfield | IgnoreSilica | 2019 | 193.2903 | 111.4852 | 12.3426 | 4 | 3099.1642 | 3861.5443 | 63.1807 | 78.7228 | 187.4824 | 0 | 300.8416 | 13373531.7648 | 1172974.1095 | 14461298.9115 | 11565431.5639 | 0 | 381224.154 | 0 | 15972239.5965 | 41556491.0732 | 28363159.0579 | 126846350.2313 | 961560.8286 | 25198831.6101 | 25198831.6101 | 1478867.319 | 10961253.7139 | 0 | 153006742.67 | 190645695.3131 | 4216965.0343 | 49.3703 | 3099.1642 | 3861.5443 | 63.1807 | 78.7228
1 | 6300 | 707 | 0.03 | 15 | 15 | 7 | 5.6234e-09 | 5spot_SharedNeighbor | Water | Porous | Wet | R600a | MinimizeLCOE_Brownfield | IgnoreSilica | 2019 | 193.3339 | 111.5056 | 12.3479 | 4 | 3097.9791 | 3860.0317 | 63.1565 | 78.692 | 187.4785 | 0 | 308.8632 | 13375286.8486 | 1173124.9605 | 14463424.4207 | 11567939.9379 | 0 | 377016.647 | 0 | 15973149.1977 | 41558857.6691 | 28364774.3083 | 126853573.9898 | 961560.8286 | 25198831.6101 | 25198831.6101 | 1478867.319 | 10961253.7139 | 0 | 153013966.4285 | 190652919.0715 | 5623413.2519 | 49.3915 | 3097.9791 | 3860.0317 | 63.1565 | 78.692
1 | 6300 | 707 | 0.03 | 15 | 15 | 7 | 7.4989e-09 | 5spot_SharedNeighbor | Water | Porous | Wet | R600a | MinimizeLCOE_Brownfield | IgnoreSilica | 2019 | 193.3681 | 111.5218 | 12.3519 | 4 | 3097.0897 | 3858.8926 | 63.1384 | 78.6687 | 187.4754 | 0 | 294.905 | 13376668.9779 | 1173243.7554 | 14465098.2825 | 11569914.7523 | 0 | 373870.6365 | 0 | 15973930.5977 | 41560890.7116 | 28366161.9016 | 126859779.6154 | 961560.8286 | 25198831.6101 | 25198831.6101 | 1478867.319 | 10961253.7139 | 0 | 153020172.0542 | 190659124.6972 | 7498942.0933 | 49.4077 | 3097.0897 | 3858.8926 | 63.1384 | 78.6687
1 | 6300 | 707 | 0.03 | 15 | 15 | 7 | 1e-08 | 5spot_SharedNeighbor | Water | Porous | Wet | R600a | MinimizeLCOE_Brownfield | IgnoreSilica | 2019 | 193.405 | 111.5392 | 12.3554 | 4 | 3096.4222 | 3858.0091 | 63.1248 | 78.6507 | 187.4722 | 0 | 303.7304 | 13378160.5036 | 1173371.9526 | 14466904.6537 | 11572040.5668 | 0 | 371683.4272 | 0 | 15975242.8305 | 41564304.8722 | 28368492.1363 | 126870200.943 | 961560.8286 | 25198831.6101 | 25198831.6101 | 1478867.319 | 10961253.7139 | 0 | 153030593.3818 | 190669546.0248 | 10000000 | 49.4217 | 3096.4222 | 3858.0091 | 63.1248 | 78.6507
1 | 6400 | 707 | 0.03 | 15 | 15 | 7 | 1e-13 | 5spot_SharedNeighbor | Water | Porous | Wet | R600a | MinimizeLCOE_Brownfield | IgnoreSilica | 2019 | 0.90348 | 0.17485 | 0.0048352 | 4 | 1433990.9747 | 3421722.4345 | 29233.8456 | 69756.44 | 110.2084 | 0 | 58.8352 | 112835.3168 | 7429.2668 | 85171.9422 | 57064.0289 | 0 | 60004.7524 | 0 | 125777.0697 | 327246.135 | 223352.2114 | 998880.7232 | 961560.8286 | 25774141.8447 | 25774141.8447 | 1478867.319 | 11191377.8078 | 0 | 27734583.3966 | 66178970.3681 | 100 | 0.019341 | 1433990.9747 | 3421722.4345 | 29233.8456 | 69756.44
1 | 6400 | 707 | 0.03 | 15 | 15 | 7 | 1.3335e-13 | 5spot_SharedNeighbor | Water | Porous | Wet | R600a | MinimizeLCOE_Brownfield | IgnoreSilica | 2019 | 1.1813 | 0.28554 | 0.014508 | 4 | 484670.908 | 1147119.0368 | 9880.672 | 23385.5732 | 124.5127 | 0 | 55.4891 | 171876.1072 | 12358.8861 | 124840.6244 | 72415.9223 | 0 | 67808.2336 | 0 | 175226.9117 | 455904.4804 | 311164.1757 | 1391595.3415 | 961560.8286 | 25774141.8447 | 25774141.8447 | 1478867.319 | 11191377.8078 | 0 | 28127298.0149 | 66571684.9864 | 133.3521 | 0.058034 | 484670.908 | 1147119.0368 | 9880.672 | 23385.5732
1 | 6400 | 707 | 0.03 | 15 | 15 | 7 | 1.7783e-13 | 5spot_SharedNeighbor | Water | Porous | Wet | R600a | MinimizeLCOE_Brownfield | IgnoreSilica | 2019 | 1.5491 | 0.4518 | 0.031189 | 4 | 229771.2869 | 537929.8064 | 4684.1985 | 10966.4267 | 137.8031 | 0 | 63.9229 | 252779.8391 | 19848.5453 | 178566.8273 | 94658.8935 | 0 | 77106.5316 | 0 | 242954.6483 | 632118.1581 | 431433.6316 | 1929467.0748 | 961560.8286 | 25774141.8447 | 25774141.8447 | 1478867.319 | 11191377.8078 | 0 | 28665169.7481 | 67109556.7197 | 177.8279 | 0.12476 | 229771.2869 | 537929.8064 | 4684.1985 | 10966.4267
1 | 6400 | 707 | 0.03 | 15 | 15 | 7 | 2.3714e-13 | 5spot_SharedNeighbor | Water | Porous | Wet | R600a | MinimizeLCOE_Brownfield | IgnoreSilica | 2019 | 2.0015 | 0.67623 | 0.056592 | 4 | 129586.5519 | 299418.6365 | 2641.7971 | 6104.0539 | 148.9137 | 0 | 323.3814 | 353336.938 | 30224.0361 | 244613.7851 | 124741.9883 | 0 | 86027.1511 | 0 | 327188.1205 | 851276.3739 | 581013.6172 | 2598422.0102 | 961560.8286 | 25774141.8447 | 25774141.8447 | 1478867.319 | 11191377.8078 | 0 | 29334124.6836 | 67778511.6551 | 237.1374 | 0.22637 | 129586.5519 | 299418.6365 | 2641.7971 | 6104.0539
1 | 6400 | 707 | 0.03 | 15 | 15 | 7 | 3.1623e-13 | 5spot_SharedNeighbor | Water | Porous | Wet | R600a | MinimizeLCOE_Brownfield | IgnoreSilica | 2019 | 2.5849 | 1.0085 | 0.093878 | 4 | 80448.7342 | 182826.9667 | 1640.0563 | 3727.175 | 158.4632 | 0 | 420.1828 | 481158.2697 | 43531.0708 | 335245.2587 | 165140.4928 | 0 | 96520.5791 | 0 | 437422.3117 | 1138083.1275 | 776765.1198 | 3473866.2301 | 961560.8286 | 25774141.8447 | 25774141.8447 | 1478867.319 | 11191377.8078 | 0 | 30209568.9035 | 68653955.875 | 316.2278 | 0.37551 | 80448.7342 | 182826.9667 | 1640.0563 | 3727.175
1 | 6400 | 707 | 0.03 | 15 | 15 | 7 | 4.217e-13 | 5spot_SharedNeighbor | Water | Porous | Wet | R600a | MinimizeLCOE_Brownfield | IgnoreSilica | 2019 | 3.3628 | 1.4978 | 0.14371 | 4 | 54466.7394 | 121346.1055 | 1110.3782 | 2473.8045 | 166.6963 | 0 | 556.546 | 634396.1888 | 57418.0625 | 460034.3729 | 214111.5411 | 0 | 110674.3533 | 0 | 575887.4622 | 1498341.0459 | 1022648.5516 | 4573511.5781 | 961560.8286 | 25774141.8447 | 25774141.8447 | 1478867.319 | 11191377.8078 | 0 | 31309214.2515 | 69753601.223 | 421.6965 | 0.57483 | 54466.7394 | 121346.1055 | 1110.3782 | 2473.8045
1 | 6400 | 707 | 0.03 | 15 | 15 | 7 | 5.6234e-13 | 5spot_SharedNeighbor | Water | Porous | Wet | R600a | MinimizeLCOE_Brownfield | IgnoreSilica | 2019 | 4.3795 | 2.1427 | 0.20949 | 4 | 38952.369 | 84831.3655 | 794.0967 | 1729.4021 | 173.4716 | 0 | 87.642 | 815235.5267 | 73775.3578 | 612639.3679 | 277083.3911 | 0 | 127634.1372 | 0 | 743483.4345 | 1934391.3872 | 1320261.8695 | 5904504.472 | 961560.8286 | 25774141.8447 | 25774141.8447 | 1478867.319 | 11191377.8078 | 0 | 32640207.1454 | 71084594.1169 | 562.3413 | 0.83795 | 38952.369 | 84831.3655 | 794.0967 | 1729.4021
1 | 6400 | 707 | 0.03 | 15 | 15 | 7 | 7.4989e-13 | 5spot_SharedNeighbor | Water | Porous | Wet | R600a | MinimizeLCOE_Brownfield | IgnoreSilica | 2019 | 5.7368 | 3.0083 | 0.29765 | 4 | 28805.5954 | 61095.5564 | 587.241 | 1245.5156 | 179.0316 | 0 | 66.2891 | 1034390.248 | 93554.8214 | 803704.0518 | 360400.9058 | 0 | 148887.6356 | 0 | 951965.6884 | 2476819.4463 | 1690480.1657 | 7560202.9631 | 961560.8286 | 25774141.8447 | 25774141.8447 | 1478867.319 | 11191377.8078 | 0 | 34295905.6365 | 72740292.608 | 749.8942 | 1.1906 | 28805.5954 | 61095.5564 | 587.241 | 1245.5156
1 | 6400 | 707 | 0.03 | 15 | 15 | 7 | 1e-12 | 5spot_SharedNeighbor | Water | Porous | Wet | R600a | MinimizeLCOE_Brownfield | IgnoreSilica | 2019 | 7.4541 | 4.1032 | 0.40994 | 4 | 22103.8915 | 45549.0203 | 450.6177 | 928.5784 | 183.2161 | 0 | 90.3072 | 1286536.4576 | 116256.9342 | 1030214.8493 | 465276.8998 | 0 | 171975.8529 | 0 | 1197401.7875 | 3115393.8303 | 2126320.3041 | 9509376.9157 | 961560.8286 | 25774141.8447 | 25774141.8447 | 1478867.319 | 11191377.8078 | 0 | 36245079.5891 | 74689466.5606 | 1000 | 1.6398 | 22103.8915 | 45549.0203 | 450.6177 | 928.5784
1 | 6400 | 707 | 0.03 | 15 | 15 | 7 | 1.3335e-12 | 5spot_SharedNeighbor | Water | Porous | Wet | R600a | MinimizeLCOE_Brownfield | IgnoreSilica | 2019 | 9.7199 | 5.5654 | 0.56043 | 4 | 17254.3436 | 34403.8945 | 351.7531 | 701.3699 | 186.7998 | 0 | 85.8896 | 1594444.1107 | 143906.912 | 1314704.4553 | 603655.1824 | 0 | 199479.7619 | 0 | 1503914.2647 | 3912876.4214 | 2670618.5592 | 11943599.6675 | 961560.8286 | 25774141.8447 | 25774141.8447 | 1478867.319 | 11191377.8078 | 0 | 38679302.3408 | 77123689.3124 | 1333.5214 | 2.2417 | 17254.3436 | 34403.8945 | 351.7531 | 701.3699
1 | 6400 | 707 | 0.03 | 15 | 15 | 7 | 1.7783e-12 | 5spot_SharedNeighbor | Water | Porous | Wet | R600a | MinimizeLCOE_Brownfield | IgnoreSilica | 2019 | 12.74 | 7.5102 | 0.76024 | 4 | 13721.1382 | 26363.2816 | 279.724 | 537.4512 | 189.5543 | 0 | 111.9071 | 1969588.1404 | 177497.6992 | 1670917.7648 | 787830.9186 | 0 | 233896.9952 | 0 | 1887495.2921 | 4910875.5716 | 3351773.486 | 14989875.8679 | 961560.8286 | 25774141.8447 | 25774141.8447 | 1478867.319 | 11191377.8078 | 0 | 41725578.5413 | 80169965.5128 | 1778.2794 | 3.041 | 13721.1382 | 26363.2816 | 279.724 | 537.4512
1 | 6400 | 707 | 0.03 | 15 | 15 | 7 | 2.3714e-12 | 5spot_SharedNeighbor | Water | Porous | Wet | R600a | MinimizeLCOE_Brownfield | IgnoreSilica | 2019 | 16.7185 | 10.075 | 1.0241 | 4 | 11109.2695 | 20494.3523 | 226.4775 | 417.8051 | 191.6988 | 0 | 83.1558 | 2423617.9129 | 218025.3919 | 2113628.3076 | 1030273.4945 | 0 | 275153.3202 | 0 | 2363672.3866 | 6149790.6941 | 4197358.5143 | 18771520.0221 | 961560.8286 | 25774141.8447 | 25774141.8447 | 1478867.319 | 11191377.8078 | 0 | 45507222.6955 | 83951609.667 | 2371.3737 | 4.0963 | 11109.2695 | 20494.3523 | 226.4775 | 417.8051
1 | 6400 | 707 | 0.03 | 15 | 15 | 7 | 3.1623e-12 | 5spot_SharedNeighbor | Water | Porous | Wet | R600a | MinimizeLCOE_Brownfield | IgnoreSilica | 2019 | 21.9654 | 13.46 | 1.3726 | 4 | 9146.4722 | 16148.7459 | 186.4632 | 329.214 | 193.3618 | 0 | 87.1734 | 2974510.9598 | 267035.2854 | 2664835.5773 | 1349913.6277 | 0 | 324910.2492 | 0 | 2956670.2227 | 7692649.4231 | 5250391.2994 | 23480916.6447 | 961560.8286 | 25774141.8447 | 25774141.8447 | 1478867.319 | 11191377.8078 | 0 | 50216619.318 | 88661006.2896 | 3162.2777 | 5.4903 | 9146.4722 | 16148.7459 | 186.4632 | 329.214
1 | 6400 | 707 | 0.03 | 15 | 15 | 7 | 4.217e-12 | 5spot_SharedNeighbor | Water | Porous | Wet | R600a | MinimizeLCOE_Brownfield | IgnoreSilica | 2019 | 28.9085 | 17.9421 | 1.8338 | 4 | 7649.9628 | 12891.1276 | 155.9548 | 262.8031 | 194.6491 | 0 | 107.1898 | 3645854.3815 | 326548.2362 | 3353758.4394 | 1772967.5169 | 0 | 385861.9446 | 0 | 3699146.3023 | 9624419.8793 | 6568864.3297 | 29377421.03 | 961560.8286 | 25774141.8447 | 25774141.8447 | 1478867.319 | 11191377.8078 | 0 | 56113123.7034 | 94557510.6749 | 4216.965 | 7.3351 | 7649.9628 | 12891.1276 | 155.9548 | 262.8031
1 | 6400 | 707 | 0.03 | 15 | 15 | 7 | 5.6234e-12 | 5spot_SharedNeighbor | Water | Porous | Wet | R600a | MinimizeLCOE_Brownfield | IgnoreSilica | 2019 | 37.9948 | 23.8096 | 2.4377 | 4 | 6504.2938 | 10446.9313 | 132.5988 | 212.9748 | 195.6322 | 0 | 92.4609 | 4455756.1713 | 398073.3345 | 4205672.8458 | 2326558.172 | 0 | 459019.7167 | 0 | 4619581.2938 | 12019202.9199 | 8203352.9628 | 36687217.4168 | 961560.8286 | 25774141.8447 | 25774141.8447 | 1478867.319 | 11191377.8078 | 0 | 63422920.0902 | 101867307.0617 | 5623.4133 | 9.7509 | 6504.2938 | 10446.9313 | 132.5988 | 212.9748
1 | 6400 | 707 | 0.03 | 15 | 15 | 7 | 7.4989e-12 | 5spot_SharedNeighbor | Water | Porous | Wet | R600a | MinimizeLCOE_Brownfield | IgnoreSilica | 2019 | 49.7588 | 31.4028 | 3.2193 | 4 | 5622.3971 | 8607.8215 | 114.6202 | 175.4821 | 196.3605 | 0 | 114.5415 | 5423320.5621 | 483185.6496 | 5248171.1564 | 3043173.2442 | 0 | 546157.4516 | 0 | 5750163.1449 | 14960744.9825 | 10211015.8631 | 45665932.0545 | 961560.8286 | 25774141.8447 | 25774141.8447 | 1478867.319 | 11191377.8078 | 0 | 72401634.7279 | 110846021.6994 | 7498.9421 | 12.8774 | 5622.3971 | 8607.8215 | 114.6202 | 175.4821
1 | 6400 | 707 | 0.03 | 15 | 15 | 7 | 1e-11 | 5spot_SharedNeighbor | Water | Porous | Wet | R600a | MinimizeLCOE_Brownfield | IgnoreSilica | 2019 | 64.6768 | 40.991 | 4.2058 | 4 | 4945.6575 | 7230.8584 | 100.8239 | 147.4108 | 196.7998 | 0 | 115.6334 | 6554203.2329 | 582262.3239 | 6495083.6177 | 3951254.9323 | 0 | 648209.235 | 0 | 7110095.2033 | 18499009.2379 | 12625953.9215 | 56466071.7044 | 961560.8286 | 25774141.8447 | 25774141.8447 | 1478867.319 | 11191377.8078 | 0 | 83201774.3777 | 121646161.3493 | 10000 | 16.8232 | 4945.6575 | 7230.8584 | 100.8239 | 147.4108
1 | 6400 | 707 | 0.03 | 15 | 15 | 7 | 1.3335e-11 | 5spot_SharedNeighbor | Water | Porous | Wet | R600a | MinimizeLCOE_Brownfield | IgnoreSilica | 2019 | 82.9789 | 52.5936 | 5.397 | 4 | 4434.3525 | 6215.1867 | 90.4003 | 126.705 | 196.8057 | 0 | 124.812 | 7826159.2504 | 693249.2605 | 7928296.101 | 5062610.5961 | 0 | 765046.5924 | 0 | 8687391.1022 | 22602809.6189 | 15426882.0062 | 68992444.5277 | 961560.8286 | 25774141.8447 | 25774141.8447 | 1478867.319 | 11191377.8078 | 0 | 95728147.201 | 134172534.1726 | 13335.2143 | 21.5879 | 4434.3525 | 6215.1867 | 90.4003 | 126.705
1 | 6400 | 707 | 0.03 | 15 | 15 | 7 | 1.7783e-11 | 5spot_SharedNeighbor | Water | Porous | Wet | R600a | MinimizeLCOE_Brownfield | IgnoreSilica | 2019 | 104.4332 | 65.8111 | 6.7468 | 4 | 4058.6995 | 5483.2343 | 82.7421 | 111.7831 | 196.2087 | 0 | 127.0964 | 9181402.0894 | 811046.6626 | 9485777.2133 | 6358914.9588 | 0 | 895491.803 | 0 | 10425726.7635 | 27125602.4281 | 18513781.0326 | 82797742.9513 | 961560.8286 | 25774141.8447 | 25774141.8447 | 1478867.319 | 11191377.8078 | 0 | 109533445.6246 | 147977832.5962 | 17782.7941 | 26.9873 | 4058.6995 | 5483.2343 | 82.7421 | 111.7831
1 | 6400 | 707 | 0.03 | 15 | 15 | 7 | 2.3714e-11 | 5spot_SharedNeighbor | Water | Porous | Wet | R600a | MinimizeLCOE_Brownfield | IgnoreSilica | 2019 | 128.0265 | 79.6969 | 8.1533 | 4 | 3793.7448 | 4972.546 | 77.3406 | 101.3721 | 194.9516 | 0 | 136.6824 | 10524221.9231 | 927353.6293 | 11055710.9098 | 7773603.2971 | 0 | 1034000.3292 | 0 | 12212807.1345 | 31775218.9728 | 21687239.8644 | 96990156.0603 | 961560.8286 | 25774141.8447 | 25774141.8447 | 1478867.319 | 11191377.8078 | 0 | 123725858.7337 | 162170245.7052 | 23713.7371 | 32.6131 | 3793.7448 | 4972.546 | 77.3406 | 101.3721
1 | 6400 | 707 | 0.03 | 15 | 15 | 7 | 3.1623e-11 | 5spot_SharedNeighbor | Water | Porous | Wet | R600a | MinimizeLCOE_Brownfield | IgnoreSilica | 2019 | 152.1823 | 93.2085 | 9.5099 | 4 | 3610.7947 | 4621.4363 | 73.6109 | 94.2142 | 193.312 | 0 | 134.8699 | 11768488.2072 | 1034797.1329 | 12531351.7512 | 9209038.7609 | 0 | 1171005.0099 | 0 | 13928725.5363 | 36239686.6709 | 24734330.804 | 110617423.8732 | 961560.8286 | 25774141.8447 | 25774141.8447 | 1478867.319 | 11191377.8078 | 0 | 137353126.5466 | 175797513.5181 | 31622.7766 | 38.0396 | 3610.7947 | 4621.4363 | 73.6109 | 94.2142
1 | 6400 | 707 | 0.03 | 15 | 15 | 7 | 4.217e-11 | 5spot_SharedNeighbor | Water | Porous | Wet | R600a | MinimizeLCOE_Brownfield | IgnoreSilica | 2019 | 162.1427 | 98.5854 | 10.2284 | 4 | 3477.4277 | 4417.0728 | 70.8921 | 90.048 | 192.5814 | 0 | 173.4809 | 12249215.522 | 1076230.2689 | 13106406.0447 | 9797673.813 | 0 | 1074114.823 | 0 | 14548419.7839 | 37852003.9865 | 25834770.5017 | 115538834.7438 | 961560.8286 | 25774141.8447 | 25774141.8447 | 1478867.319 | 11191377.8078 | 0 | 142274537.4172 | 180718924.3887 | 42169.6503 | 40.9137 | 3477.4277 | 4417.0728 | 70.8921 | 90.048
1 | 6400 | 707 | 0.03 | 15 | 15 | 7 | 5.6234e-11 | 5spot_SharedNeighbor | Water | Porous | Wet | R600a | MinimizeLCOE_Brownfield | IgnoreSilica | 2019 | 170.242 | 102.8569 | 10.8214 | 4 | 3375.5095 | 4263.6646 | 68.8143 | 86.9206 | 191.9532 | 0 | 196.4257 | 12625861.8192 | 1108663.866 | 13558773.5626 | 10274712.8112 | 0 | 974352.9708 | 0 | 15031522.3616 | 39108937.7956 | 26692653.6538 | 119375478.8407 | 961560.8286 | 25774141.8447 | 25774141.8447 | 1478867.319 | 11191377.8078 | 0 | 146111181.5141 | 184555568.4856 | 56234.1325 | 43.2857 | 3375.5095 | 4263.6646 | 68.8143 | 86.9206
1 | 6400 | 707 | 0.03 | 15 | 15 | 7 | 7.4989e-11 | 5spot_SharedNeighbor | Water | Porous | Wet | R600a | MinimizeLCOE_Brownfield | IgnoreSilica | 2019 | 176.6675 | 106.1785 | 11.2982 | 4 | 3297.8429 | 4148.5151 | 67.231 | 84.5731 | 191.434 | 0 | 216.1215 | 12915708.6753 | 1133606.1399 | 13907947.1712 | 10651807.5308 | 0 | 878671.9932 | 0 | 15400219.189 | 40068211.3105 | 27347377.5388 | 122303549.5487 | 961560.8286 | 25774141.8447 | 25774141.8447 | 1478867.319 | 11191377.8078 | 0 | 149039252.2221 | 187483639.1936 | 74989.4209 | 45.193 | 3297.8429 | 4148.5151 | 67.231 | 84.5731
1 | 6400 | 707 | 0.03 | 15 | 15 | 7 | 1e-10 | 5spot_SharedNeighbor | Water | Porous | Wet | R600a | MinimizeLCOE_Brownfield | IgnoreSilica | 2019 | 181.6218 | 108.6988 | 11.6722 | 4 | 3238.797 | 4062.2123 | 66.0273 | 82.8137 | 191.0215 | 0 | 256.8539 | 13133928.3601 | 1152375.1513 | 14171425.6144 | 10942088.8096 | 0 | 790717.862 | 0 | 15674308.961 | 40781336.6736 | 27834100.2524 | 124480281.6842 | 961560.8286 | 25774141.8447 | 25774141.8447 | 1478867.319 | 11191377.8078 | 0 | 151215984.3576 | 189660371.3291 | 100000 | 46.6889 | 3238.797 | 4062.2123 | 66.0273 | 82.8137
1 | 6400 | 707 | 0.03 | 15 | 15 | 7 | 1.3335e-10 | 5spot_SharedNeighbor | Water | Porous | Wet | R600a | MinimizeLCOE_Brownfield | IgnoreSilica | 2019 | 185.4487 | 110.6188 | 11.9635 | 4 | 3193.9699 | 3997.3361 | 65.1134 | 81.4911 | 190.6958 | 0 | 261.7943 | 13299217.7088 | 1166586.2802 | 14371329.4961 | 11165278.6832 | 0 | 713964.1679 | 0 | 15879386.7711 | 41314907.0683 | 28198273.0106 | 126108943.1861 | 961560.8286 | 25774141.8447 | 25774141.8447 | 1478867.319 | 11191377.8078 | 0 | 152844645.8595 | 191289032.831 | 133352.1432 | 47.8541 | 3193.9699 | 3997.3361 | 65.1134 | 81.4911
1 | 6400 | 707 | 0.03 | 15 | 15 | 7 | 1.7783e-10 | 5spot_SharedNeighbor | Water | Porous | Wet | R600a | MinimizeLCOE_Brownfield | IgnoreSilica | 2019 | 188.2519 | 112.011 | 12.1829 | 4 | 3159.9934 | 3948.8922 | 64.4207 | 80.5035 | 190.4532 | 0 | 307.7839 | 13418561.7353 | 1176844.313 | 14515842.8972 | 11328553.4479 | 0 | 646976.9397 | 0 | 16023843.9399 | 41690754.9892 | 28454796.9395 | 127256175.2016 | 961560.8286 | 25774141.8447 | 25774141.8447 | 1478867.319 | 11191377.8078 | 0 | 153991877.875 | 192436264.8465 | 177827.941 | 48.7317 | 3159.9934 | 3948.8922 | 64.4207 | 80.5035
1 | 6400 | 707 | 0.03 | 15 | 15 | 7 | 2.3714e-10 | 5spot_SharedNeighbor | Water | Porous | Wet | R600a | MinimizeLCOE_Brownfield | IgnoreSilica | 2019 | 190.3083 | 113.0246 | 12.3477 | 4 | 3134.2737 | 3912.6466 | 63.8964 | 79.7646 | 190.273 | 0 | 301.1882 | 13505188.4142 | 1184288.695 | 14620830.9004 | 11448244.6074 | 0 | 590429.6194 | 0 | 16126103.0722 | 41956812.2754 | 28636386.5042 | 128068284.0883 | 961560.8286 | 25774141.8447 | 25774141.8447 | 1478867.319 | 11191377.8078 | 0 | 154803986.7617 | 193248373.7332 | 237137.3706 | 49.3907 | 3134.2737 | 3912.6466 | 63.8964 | 79.7646
1 | 6400 | 707 | 0.03 | 15 | 15 | 7 | 3.1623e-10 | 5spot_SharedNeighbor | Water | Porous | Wet | R600a | MinimizeLCOE_Brownfield | IgnoreSilica | 2019 | 191.8017 | 113.7565 | 12.4704 | 4 | 3114.8251 | 3885.5391 | 63.4999 | 79.212 | 190.1409 | 0 | 292.3919 | 13567600.5951 | 1189651.403 | 14696519.5628 | 11535115.8901 | 0 | 543563.2743 | 0 | 16197655.7828 | 42142977.7509 | 28763448.2666 | 128636532.5256 | 961560.8286 | 25774141.8447 | 25774141.8447 | 1478867.319 | 11191377.8078 | 0 | 155372235.199 | 193816622.1705 | 316227.766 | 49.8815 | 3114.8251 | 3885.5391 | 63.4999 | 79.212
1 | 6400 | 707 | 0.03 | 15 | 15 | 7 | 4.217e-10 | 5spot_SharedNeighbor | Water | Porous | Wet | R600a | MinimizeLCOE_Brownfield | IgnoreSilica | 2019 | 192.8734 | 114.2794 | 12.561 | 4 | 3100.1337 | 3865.285 | 63.2004 | 78.7991 | 190.0454 | 0 | 307.6314 | 13612125.74 | 1193476.7926 | 14750540.4914 | 11597429.8199 | 0 | 505244.3262 | 0 | 16246938.6963 | 42271201.7824 | 28850963.8028 | 129027921.4516 | 961560.8286 | 25774141.8447 | 25774141.8447 | 1478867.319 | 11191377.8078 | 0 | 155763624.125 | 194208011.0965 | 421696.5034 | 50.2442 | 3100.1337 | 3865.285 | 63.2004 | 78.7991
1 | 6400 | 707 | 0.03 | 15 | 15 | 7 | 5.6234e-10 | 5spot_SharedNeighbor | Water | Porous | Wet | R600a | MinimizeLCOE_Brownfield | IgnoreSilica | 2019 | 193.6628 | 114.6633 | 12.6288 | 4 | 3089.0459 | 3850.0924 | 62.9744 | 78.4893 | 189.9747 | 0 | 311.1896 | 13644776.6637 | 1196281.7987 | 14790167.6166 | 11643281.475 | 0 | 474718.7831 | 0 | 16282198.2715 | 42362939.9643 | 28913576.997 | 129307941.5699 | 961560.8286 | 25774141.8447 | 25774141.8447 | 1478867.319 | 11191377.8078 | 0 | 156043644.2432 | 194488031.2148 | 562341.3252 | 50.5152 | 3089.0459 | 3850.0924 | 62.9744 | 78.4893
1 | 6400 | 707 | 0.03 | 15 | 15 | 7 | 7.4989e-10 | 5spot_SharedNeighbor | Water | Porous | Wet | R600a | MinimizeLCOE_Brownfield | IgnoreSilica | 2019 | 194.1964 | 114.9219 | 12.6773 | 4 | 3080.6852 | 3838.8188 | 62.8039 | 78.2595 | 189.9266 | 0 | 308.4806 | 13666758.7148 | 1198170.155 | 14816852.4462 | 11674223.6692 | 0 | 449914.3331 | 0 | 16304308.5341 | 42420466.3322 | 28952839.9252 | 129483534.1098 | 961560.8286 | 25774141.8447 | 25774141.8447 | 1478867.319 | 11191377.8078 | 0 | 156219236.7831 | 194663623.7547 | 749894.2093 | 50.7093 | 3080.6852 | 3838.8188 | 62.8039 | 78.2595
1 | 6400 | 707 | 0.03 | 15 | 15 | 7 | 1e-09 | 5spot_SharedNeighbor | Water | Porous | Wet | R600a | MinimizeLCOE_Brownfield | IgnoreSilica | 2019 | 194.5667 | 115.101 | 12.7125 | 4 | 3074.3869 | 3830.4196 | 62.6755 | 78.0883 | 189.8931 | 0 | 271.5243 | 13681972.7138 | 1199477.0592 | 14835324.1509 | 11695689.1802 | 0 | 430208.8108 | 0 | 16318642.0469 | 42457759.1922 | 28978293.0684 | 129597366.2224 | 961560.8286 | 25774141.8447 | 25774141.8447 | 1478867.319 | 11191377.8078 | 0 | 156333068.8957 | 194777455.8673 | 1000000 | 50.8502 | 3074.3869 | 3830.4196 | 62.6755 | 78.0883
1 | 6400 | 707 | 0.03 | 15 | 15 | 7 | 1.3335e-09 | 5spot_SharedNeighbor | Water | Porous | Wet | R600a | MinimizeLCOE_Brownfield | IgnoreSilica | 2019 | 194.8297 | 115.2281 | 12.7384 | 4 | 3069.646 | 3824.1444 | 62.5789 | 77.9604 | 189.8692 | 0 | 279.0148 | 13692759.9491 | 1200403.6752 | 14848422.6272 | 11710934.3598 | 0 | 414806.0059 | 0 | 16328257.3807 | 42482776.3185 | 28995367.7711 | 129673728.0875 | 961560.8286 | 25774141.8447 | 25774141.8447 | 1478867.319 | 11191377.8078 | 0 | 156409430.7609 | 194853817.7324 | 1333521.4322 | 50.9536 | 3069.646 | 3824.1444 | 62.5789 | 77.9604
1 | 6400 | 707 | 0.03 | 15 | 15 | 7 | 1.7783e-09 | 5spot_SharedNeighbor | Water | Porous | Wet | R600a | MinimizeLCOE_Brownfield | IgnoreSilica | 2019 | 195.007 | 115.3136 | 12.757 | 4 | 3066.08 | 3819.4801 | 62.5062 | 77.8653 | 189.853 | 0 | 353.5904 | 13700019.4734 | 1201027.2526 | 14857238.2178 | 11721211.0591 | 0 | 402695.6085 | 0 | 16334054.7284 | 42497859.828 | 29005662.5763 | 129719768.744 | 961560.8286 | 25774141.8447 | 25774141.8447 | 1478867.319 | 11191377.8078 | 0 | 156455471.4174 | 194899858.3889 | 1778279.41 | 51.0279 | 3066.08 | 3819.4801 | 62.5062 | 77.8653
1 | 6400 | 707 | 0.03 | 15 | 15 | 7 | 2.3714e-09 | 5spot_SharedNeighbor | Water | Porous | Wet | R600a | MinimizeLCOE_Brownfield | IgnoreSilica | 2019 | 195.1339 | 115.3747 | 12.7706 | 4 | 3063.3993 | 3815.9922 | 62.4515 | 77.7942 | 189.8414 | 0 | 332.8463 | 13705207.6774 | 1201472.9028 | 14863538.8304 | 11728562.8954 | 0 | 393370.2164 | 0 | 16337939.4837 | 42507967.1645 | 29012561.0411 | 129750620.2117 | 961560.8286 | 25774141.8447 | 25774141.8447 | 1478867.319 | 11191377.8078 | 0 | 156486322.885 | 194930709.8566 | 2371373.7057 | 51.0826 | 3063.3993 | 3815.9922 | 62.4515 | 77.7942
1 | 6400 | 707 | 0.03 | 15 | 15 | 7 | 3.1623e-09 | 5spot_SharedNeighbor | Water | Porous | Wet | R600a | MinimizeLCOE_Brownfield | IgnoreSilica | 2019 | 195.2239 | 115.4181 | 12.7807 | 4 | 3061.3851 | 3813.3863 | 62.4105 | 77.741 | 189.8332 | 0 | 358.4297 | 13708884.5445 | 1201788.7313 | 14868004.2232 | 11733777.8279 | 0 | 386207.386 | 0 | 16340478.4581 | 42514573.0548 | 29017069.697 | 129770783.9229 | 961560.8286 | 25774141.8447 | 25774141.8447 | 1478867.319 | 11191377.8078 | 0 | 156506486.5963 | 194950873.5678 | 3162277.6602 | 51.1228 | 3061.3851 | 3813.3863 | 62.4105 | 77.741
1 | 6400 | 707 | 0.03 | 15 | 15 | 7 | 4.217e-09 | 5spot_SharedNeighbor | Water | Porous | Wet | R600a | MinimizeLCOE_Brownfield | IgnoreSilica | 2019 | 195.2971 | 115.4533 | 12.7885 | 4 | 3059.8724 | 3811.4159 | 62.3796 | 77.7009 | 189.8265 | 0 | 351.0112 | 13711874.3693 | 1202045.5439 | 14871635.3342 | 11738017.0982 | 0 | 380878.3839 | 0 | 16342735.7845 | 42520446.1552 | 29021078.2087 | 129788710.878 | 961560.8286 | 25774141.8447 | 25774141.8447 | 1478867.319 | 11191377.8078 | 0 | 156524413.5513 | 194968800.5229 | 4216965.0343 | 51.1539 | 3059.8724 | 3811.4159 | 62.3796 | 77.7009
1 | 6400 | 707 | 0.03 | 15 | 15 | 7 | 5.6234e-09 | 5spot_SharedNeighbor | Water | Porous | Wet | R600a | MinimizeLCOE_Brownfield | IgnoreSilica | 2019 | 195.336 | 115.472 | 12.7936 | 4 | 3058.7366 | 3809.9774 | 62.3565 | 77.6715 | 189.8229 | 0 | 357.1177 | 13713457.6393 | 1202181.5392 | 14873558.2355 | 11740269.5656 | 0 | 376590.8025 | 0 | 16343362.535 | 42522076.8315 | 29022191.1788 | 129793688.3276 | 961560.8286 | 25774141.8447 | 25774141.8447 | 1478867.319 | 11191377.8078 | 0 | 156529391.0009 | 194973777.9725 | 5623413.2519 | 51.1745 | 3058.7366 | 3809.9774 | 62.3565 | 77.6715
1 | 6400 | 707 | 0.03 | 15 | 15 | 7 | 7.4989e-09 | 5spot_SharedNeighbor | Water | Porous | Wet | R600a | MinimizeLCOE_Brownfield | IgnoreSilica | 2019 | 195.3749 | 115.4907 | 12.7979 | 4 | 3057.8842 | 3808.8734 | 62.3391 | 77.649 | 189.8193 | 0 | 364.9352 | 13715045.6519 | 1202317.9414 | 14875486.9223 | 11742523.1056 | 0 | 373518.3843 | 0 | 16344467.8821 | 42524952.718 | 29024154.0304 | 129802466.636 | 961560.8286 | 25774141.8447 | 25774141.8447 | 1478867.319 | 11191377.8078 | 0 | 156538169.3094 | 194982556.2809 | 7498942.0933 | 51.1917 | 3057.8842 | 3808.8734 | 62.3391 | 77.649
1 | 6400 | 707 | 0.03 | 15 | 15 | 7 | 1e-08 | 5spot_SharedNeighbor | Water | Porous | Wet | R600a | MinimizeLCOE_Brownfield | IgnoreSilica | 2019 | 195.3897 | 115.4977 | 12.8005 | 4 | 3057.2445 | 3808.0813 | 62.3261 | 77.6329 | 189.8179 | 0 | 344.6336 | 13715644.967 | 1202369.4194 | 14876214.8142 | 11743380.3706 | 0 | 370967.9479 | 0 | 16344345.2325 | 42524633.6087 | 29023936.2318 | 129801492.5921 | 961560.8286 | 25774141.8447 | 25774141.8447 | 1478867.319 | 11191377.8078 | 0 | 156537195.2655 | 194981582.237 | 10000000 | 51.2021 | 3057.2445 | 3808.0813 | 62.3261 | 77.6329
1 | 6500 | 707 | 0.03 | 15 | 15 | 7 | 1e-13 | 5spot_SharedNeighbor | Water | Porous | Wet | R600a | MinimizeLCOE_Brownfield | IgnoreSilica | 2019 | 0.92292 | 0.18398 | 0.005701 | 4 | 1243186.0116 | 2964742.1314 | 25344.0284 | 60440.2785 | 112.0137 | 0 | 64.8795 | 118174.0912 | 7865.8165 | 88598.7161 | 58289.4478 | 0 | 60430.1815 | 0 | 130009.7187 | 338258.6195 | 230868.4583 | 1032495.0497 | 961560.8286 | 26355312.1702 | 26355312.1702 | 1478867.319 | 11423845.938 | 0 | 28349368.0486 | 67607393.4758 | 100 | 0.022804 | 1243186.0116 | 2964742.1314 | 25344.0284 | 60440.2785
1 | 6500 | 707 | 0.03 | 15 | 15 | 7 | 1.3335e-13 | 5spot_SharedNeighbor | Water | Porous | Wet | R600a | MinimizeLCOE_Brownfield | IgnoreSilica | 2019 | 1.2202 | 0.30646 | 0.01659 | 4 | 433712.0866 | 1025305.2227 | 8841.8075 | 20902.2338 | 127.0942 | 0 | 63.0645 | 183023.9141 | 13381.3674 | 131864.796 | 75211.9654 | 0 | 69256.5659 | 0 | 184368.0575 | 479687.8664 | 327396.8254 | 1464191.3581 | 961560.8286 | 26355312.1702 | 26355312.1702 | 1478867.319 | 11423845.938 | 0 | 28781064.357 | 68039089.7842 | 133.3521 | 0.06636 | 433712.0866 | 1025305.2227 | 8841.8075 | 20902.2338
1 | 6500 | 707 | 0.03 | 15 | 15 | 7 | 1.7783e-13 | 5spot_SharedNeighbor | Water | Porous | Wet | R600a | MinimizeLCOE_Brownfield | IgnoreSilica | 2019 | 1.5834 | 0.4757 | 0.034227 | 4 | 214158.3298 | 500905.0049 | 4365.9072 | 10211.626 | 140.0014 | 0 | 50.1098 | 264781.8367 | 21111.5972 | 185805.1772 | 97496.0153 | 0 | 77571.5896 | 0 | 252238.8242 | 656273.6793 | 447920.2712 | 2003198.9908 | 961560.8286 | 26355312.1702 | 26355312.1702 | 1478867.319 | 11423845.938 | 0 | 29320071.9896 | 68578097.4169 | 177.8279 | 0.13691 | 214158.3298 | 500905.0049 | 4365.9072 | 10211.626
1 | 6500 | 707 | 0.03 | 15 | 15 | 7 | 2.3714e-13 | 5spot_SharedNeighbor | Water | Porous | Wet | R600a | MinimizeLCOE_Brownfield | IgnoreSilica | 2019 | 2.0404 | 0.70882 | 0.061364 | 4 | 122261.854 | 282200.394 | 2492.4733 | 5753.0367 | 151.1289 | 0 | 327.9847 | 369079.1256 | 32178.0431 | 253588.8643 | 128545.6138 | 0 | 86136.1733 | 0 | 339115.8498 | 882309.879 | 602194.6221 | 2693148.1711 | 961560.8286 | 26355312.1702 | 26355312.1702 | 1478867.319 | 11423845.938 | 0 | 30010021.1699 | 69268046.5972 | 237.1374 | 0.24546 | 122261.854 | 282200.394 | 2492.4733 | 5753.0367
1 | 6500 | 707 | 0.03 | 15 | 15 | 7 | 3.1623e-13 | 5spot_SharedNeighbor | Water | Porous | Wet | R600a | MinimizeLCOE_Brownfield | IgnoreSilica | 2019 | 2.6433 | 1.0751 | 0.1011 | 4 | 76502.8623 | 173582.6141 | 1559.6143 | 3538.7164 | 160.8979 | 0 | 426.1776 | 503147.3098 | 45525.2695 | 352853.837 | 169993.2607 | 0 | 97282.1876 | 0 | 455832.7272 | 1185983.252 | 809457.939 | 3620075.7828 | 961560.8286 | 26355312.1702 | 26355312.1702 | 1478867.319 | 11423845.938 | 0 | 30936948.7816 | 70194974.2089 | 316.2278 | 0.40439 | 76502.8623 | 173582.6141 | 1559.6143 | 3538.7164
1 | 6500 | 707 | 0.03 | 15 | 15 | 7 | 4.217e-13 | 5spot_SharedNeighbor | Water | Porous | Wet | R600a | MinimizeLCOE_Brownfield | IgnoreSilica | 2019 | 3.4406 | 1.5892 | 0.1536 | 4 | 52200.6684 | 116096.9495 | 1064.1812 | 2366.7933 | 169.2209 | 0 | 566.7853 | 661246.5631 | 59848.8537 | 482358.6351 | 220226.1942 | 0 | 111660.779 | 0 | 598782.9998 | 1557910.5381 | 1063305.9541 | 4755340.5171 | 961560.8286 | 26355312.1702 | 26355312.1702 | 1478867.319 | 11423845.938 | 0 | 32072213.516 | 71330238.9432 | 421.6965 | 0.6144 | 52200.6684 | 116096.9495 | 1064.1812 | 2366.7933
1 | 6500 | 707 | 0.03 | 15 | 15 | 7 | 5.6234e-13 | 5spot_SharedNeighbor | Water | Porous | Wet | R600a | MinimizeLCOE_Brownfield | IgnoreSilica | 2019 | 4.4916 | 2.2727 | 0.2234 | 4 | 37443.3031 | 81374.8767 | 763.3324 | 1658.9369 | 176.1044 | 0 | 90.5069 | 849595.1265 | 76879.517 | 642186.6432 | 285457.854 | 0 | 129289.6727 | 0 | 773529.4372 | 2012564.923 | 1373616.914 | 6143120.0876 | 961560.8286 | 26355312.1702 | 26355312.1702 | 1478867.319 | 11423845.938 | 0 | 33459993.0864 | 72718018.5137 | 562.3413 | 0.89362 | 37443.3031 | 81374.8767 | 763.3324 | 1658.9369
1 | 6500 | 707 | 0.03 | 15 | 15 | 7 | 7.4989e-13 | 5spot_SharedNeighbor | Water | Porous | Wet | R600a | MinimizeLCOE_Brownfield | IgnoreSilica | 2019 | 5.8365 | 3.1521 | 0.31378 | 4 | 27975.4748 | 59253.799 | 570.3179 | 1207.9688 | 181.5419 | 0 | 66.48 | 1068856.2555 | 96661.3503 | 834275.5392 | 368263.1559 | 0 | 148909.918 | 0 | 981616.8253 | 2553965.6222 | 1743134.0159 | 7795682.6823 | 961560.8286 | 26355312.1702 | 26355312.1702 | 1478867.319 | 11423845.938 | 0 | 35112555.6811 | 74370581.1084 | 749.8942 | 1.2551 | 27975.4748 | 59253.799 | 570.3179 | 1207.9688
1 | 6500 | 707 | 0.03 | 15 | 15 | 7 | 1e-12 | 5spot_SharedNeighbor | Water | Porous | Wet | R600a | MinimizeLCOE_Brownfield | IgnoreSilica | 2019 | 7.581 | 4.2919 | 0.43125 | 4 | 21514.6995 | 44273.1252 | 438.6063 | 902.5675 | 185.7549 | 0 | 80.19 | 1327887.3755 | 119974.7107 | 1067951.7424 | 475161.7612 | 0 | 171742.177 | 0 | 1233459.929 | 3209209.7179 | 2190351.5751 | 9795738.9888 | 961560.8286 | 26355312.1702 | 26355312.1702 | 1478867.319 | 11423845.938 | 0 | 37112611.9877 | 76370637.4149 | 1000 | 1.725 | 21514.6995 | 44273.1252 | 438.6063 | 902.5675
1 | 6500 | 707 | 0.03 | 15 | 15 | 7 | 1.3335e-12 | 5spot_SharedNeighbor | Water | Porous | Wet | R600a | MinimizeLCOE_Brownfield | IgnoreSilica | 2019 | 9.8831 | 5.8166 | 0.58889 | 4 | 16817.782 | 33484.0296 | 342.8532 | 682.6172 | 189.3983 | 0 | 101.5654 | 1644832.3748 | 148424.6792 | 1361978.9031 | 616390.1773 | 0 | 199020.0356 | 0 | 1548552.0063 | 4029014.6688 | 2749885.2994 | 12298098.1447 | 961560.8286 | 26355312.1702 | 26355312.1702 | 1478867.319 | 11423845.938 | 0 | 39614971.1435 | 78872996.5708 | 1333.5214 | 2.3555 | 16817.782 | 33484.0296 | 342.8532 | 682.6172
1 | 6500 | 707 | 0.03 | 15 | 15 | 7 | 1.7783e-12 | 5spot_SharedNeighbor | Water | Porous | Wet | R600a | MinimizeLCOE_Brownfield | IgnoreSilica | 2019 | 12.94 | 7.8355 | 0.79736 | 4 | 13398.0629 | 25706.7601 | 273.1376 | 524.0671 | 192.1734 | 0 | 85.8562 | 2029409.4522 | 182845.0725 | 1728570.5683 | 803519.6897 | 0 | 232850.0824 | 0 | 1941105.9974 | 5050359.6295 | 3446974.2217 | 15415634.7136 | 961560.8286 | 26355312.1702 | 26355312.1702 | 1478867.319 | 11423845.938 | 0 | 42732507.7125 | 81990533.1397 | 1778.2794 | 3.1895 | 13398.0629 | 25706.7601 | 273.1376 | 524.0671
1 | 6500 | 707 | 0.03 | 15 | 15 | 7 | 2.3714e-12 | 5spot_SharedNeighbor | Water | Porous | Wet | R600a | MinimizeLCOE_Brownfield | IgnoreSilica | 2019 | 16.9742 | 10.5032 | 1.0731 | 4 | 10859.2428 | 20005.2429 | 221.3804 | 407.8339 | 194.3422 | 0 | 95.274 | 2495973.3397 | 224472.2479 | 2185204.754 | 1050416.6477 | 0 | 273654.1193 | 0 | 2429591.2324 | 6321298.009 | 4314415.7808 | 19295026.1309 | 961560.8286 | 26355312.1702 | 26355312.1702 | 1478867.319 | 11423845.938 | 0 | 46611899.1297 | 85869924.557 | 2371.3737 | 4.2924 | 10859.2428 | 20005.2429 | 221.3804 | 407.8339
1 | 6500 | 707 | 0.03 | 15 | 15 | 7 | 3.1623e-12 | 5spot_SharedNeighbor | Water | Porous | Wet | R600a | MinimizeLCOE_Brownfield | IgnoreSilica | 2019 | 22.3092 | 14.0342 | 1.4381 | 4 | 8945.2997 | 15769.8194 | 182.362 | 321.4891 | 196.0287 | 0 | 90.6868 | 3063743.9797 | 274958.4043 | 2755388.3283 | 1376930.477 | 0 | 323281.5952 | 0 | 3039778.086 | 7908879.0355 | 5397972.453 | 24140932.3591 | 961560.8286 | 26355312.1702 | 26355312.1702 | 1478867.319 | 11423845.938 | 0 | 51457805.3579 | 90715830.7851 | 3162.2777 | 5.7525 | 8945.2997 | 15769.8194 | 182.362 | 321.4891
1 | 6500 | 707 | 0.03 | 15 | 15 | 7 | 4.217e-12 | 5spot_SharedNeighbor | Water | Porous | Wet | R600a | MinimizeLCOE_Brownfield | IgnoreSilica | 2019 | 29.33 | 18.6833 | 1.919 | 4 | 7489.6121 | 12604.0624 | 152.6859 | 256.9509 | 197.3278 | 0 | 108.9799 | 3751957.8959 | 335934.6112 | 3464155.5813 | 1806558.1023 | 0 | 383142.014 | 0 | 3799281.7998 | 9884951.9033 | 6746682.7894 | 30172664.6972 | 961560.8286 | 26355312.1702 | 26355312.1702 | 1478867.319 | 11423845.938 | 0 | 57489537.6961 | 96747563.1233 | 4216.965 | 7.6759 | 7489.6121 | 12604.0624 | 152.6859 | 256.9509
1 | 6500 | 707 | 0.03 | 15 | 15 | 7 | 5.6234e-12 | 5spot_SharedNeighbor | Water | Porous | Wet | R600a | MinimizeLCOE_Brownfield | IgnoreSilica | 2019 | 38.5406 | 24.7846 | 2.5499 | 4 | 6371.5428 | 10220.5205 | 129.8925 | 208.3591 | 198.3232 | 0 | 101.0685 | 4584456.2226 | 409414.562 | 4342887.4138 | 2370131.3774 | 0 | 455596.0262 | 0 | 4743369.3848 | 12341274.1404 | 8423173.1886 | 37670302.3158 | 961560.8286 | 26355312.1702 | 26355312.1702 | 1478867.319 | 11423845.938 | 0 | 64987175.3147 | 104245200.7419 | 5623.4133 | 10.1996 | 6371.5428 | 10220.5205 | 129.8925 | 208.3591
1 | 6500 | 707 | 0.03 | 15 | 15 | 7 | 7.4989e-12 | 5spot_SharedNeighbor | Water | Porous | Wet | R600a | MinimizeLCOE_Brownfield | IgnoreSilica | 2019 | 50.4379 | 32.6612 | 3.3647 | 4 | 5511.2923 | 8428.235 | 112.3551 | 171.821 | 199.057 | 0 | 107.638 | 5576845.6091 | 496660.1071 | 5415763.6728 | 3098002.3429 | 0 | 541460.896 | 0 | 5900205.7249 | 15351124.9976 | 10477458.2449 | 46857521.5954 | 961560.8286 | 26355312.1702 | 26355312.1702 | 1478867.319 | 11423845.938 | 0 | 74174394.5942 | 113432420.0215 | 7498.9421 | 13.4586 | 5511.2923 | 8428.235 | 112.3551 | 171.821
1 | 6500 | 707 | 0.03 | 15 | 15 | 7 | 1e-11 | 5spot_SharedNeighbor | Water | Porous | Wet | R600a | MinimizeLCOE_Brownfield | IgnoreSilica | 2019 | 65.5199 | 42.601 | 4.3921 | 4 | 4850.774 | 7085.3615 | 98.8896 | 144.4447 | 199.4908 | 0 | 117.8812 | 6736284.7205 | 598177.8732 | 6698375.5809 | 4019947.9565 | 0 | 642242.1113 | 0 | 7291061.0145 | 18969845.1575 | 12947309.1113 | 57903243.5257 | 961560.8286 | 26355312.1702 | 26355312.1702 | 1478867.319 | 11423845.938 | 0 | 85220116.5245 | 124478141.9518 | 10000 | 17.5684 | 4850.774 | 7085.3615 | 98.8896 | 144.4447
1 | 6500 | 707 | 0.03 | 15 | 15 | 7 | 1.3335e-11 | 5spot_SharedNeighbor | Water | Porous | Wet | R600a | MinimizeLCOE_Brownfield | IgnoreSilica | 2019 | 83.9922 | 54.6019 | 5.6298 | 4 | 4352.1025 | 6095.4156 | 88.7235 | 124.2633 | 199.4717 | 0 | 114.1551 | 8037810.8251 | 711675.4991 | 8169584.6169 | 5146363.6516 | 0 | 757693.9593 | 0 | 8901020.1353 | 23158628.5417 | 15806239.8419 | 70689017.0708 | 961560.8286 | 26355312.1702 | 26355312.1702 | 1478867.319 | 11423845.938 | 0 | 98005890.0697 | 137263915.4969 | 13335.2143 | 22.5192 | 4352.1025 | 6095.4156 | 88.7235 | 124.2633
1 | 6500 | 707 | 0.03 | 15 | 15 | 7 | 1.7783e-11 | 5spot_SharedNeighbor | Water | Porous | Wet | R600a | MinimizeLCOE_Brownfield | IgnoreSilica | 2019 | 105.571 | 68.2161 | 7.0267 | 4 | 3986.33 | 5383.0788 | 81.2667 | 109.7413 | 198.8294 | 0 | 146.6253 | 9419322.351 | 831682.3103 | 9762102.118 | 6455683.1878 | 0 | 886344.7239 | 0 | 10668502.5295 | 27757255.1709 | 18944897.0087 | 84725789.4001 | 961560.8286 | 26355312.1702 | 26355312.1702 | 1478867.319 | 11423845.938 | 0 | 112042662.3989 | 151300687.8262 | 17782.7941 | 28.1067 | 3986.33 | 5383.0788 | 81.2667 | 109.7413
1 | 6500 | 707 | 0.03 | 15 | 15 | 7 | 2.3714e-11 | 5spot_SharedNeighbor | Water | Porous | Wet | R600a | MinimizeLCOE_Brownfield | IgnoreSilica | 2019 | 129.2252 | 82.4627 | 8.4764 | 4 | 3728.6597 | 4886.5253 | 76.0138 | 99.6184 | 197.5127 | 0 | 139.5346 | 10783487.1389 | 949766.3211 | 11361605.106 | 7879891.5015 | 0 | 1023031.9093 | 0 | 12479134.9709 | 32468149.3717 | 22160179.1 | 99105245.4193 | 961560.8286 | 26355312.1702 | 26355312.1702 | 1478867.319 | 11423845.938 | 0 | 126422118.4182 | 165680143.8454 | 23713.7371 | 33.9055 | 3728.6597 | 4886.5253 | 76.0138 | 99.6184
1 | 6500 | 707 | 0.03 | 15 | 15 | 7 | 3.1623e-11 | 5spot_SharedNeighbor | Water | Porous | Wet | R600a | MinimizeLCOE_Brownfield | IgnoreSilica | 2019 | 153.4394 | 96.3311 | 9.8746 | 4 | 3550.4834 | 4544.3998 | 72.3814 | 92.6437 | 195.8218 | 0 | 151.4818 | 12048589.9695 | 1058943.7711 | 12866093.4547 | 9325503.458 | 0 | 1159377.9819 | 0 | 14218818.3678 | 36994448.7122 | 25249471.406 | 112921247.1213 | 961560.8286 | 26355312.1702 | 26355312.1702 | 1478867.319 | 11423845.938 | 0 | 140238120.1202 | 179496145.5474 | 31622.7766 | 39.4983 | 3550.4834 | 4544.3998 | 72.3814 | 92.6437
1 | 6500 | 707 | 0.03 | 15 | 15 | 7 | 4.217e-11 | 5spot_SharedNeighbor | Water | Porous | Wet | R600a | MinimizeLCOE_Brownfield | IgnoreSilica | 2019 | 164.6176 | 102.4972 | 10.6585 | 4 | 3422.5382 | 4343.3497 | 69.7731 | 88.5451 | 194.9737 | 0 | 154.2427 | 12594320.9305 | 1105948.7894 | 13520831.7113 | 9988892.5721 | 0 | 1082049.2131 | 0 | 14933896.8544 | 38854936.2517 | 26519292.3809 | 118600168.7033 | 961560.8286 | 26355312.1702 | 26355312.1702 | 1478867.319 | 11423845.938 | 0 | 145917041.7022 | 185175067.1294 | 42169.6503 | 42.6342 | 3422.5382 | 4343.3497 | 69.7731 | 88.5451
1 | 6500 | 707 | 0.03 | 15 | 15 | 7 | 5.6234e-11 | 5spot_SharedNeighbor | Water | Porous | Wet | R600a | MinimizeLCOE_Brownfield | IgnoreSilica | 2019 | 172.6561 | 106.8178 | 11.2596 | 4 | 3324.8464 | 4196.5041 | 67.7815 | 85.5514 | 194.3257 | 0 | 191.248 | 12971195.6693 | 1138379.3288 | 13974894.2844 | 10463338.5046 | 0 | 980347.1477 | 0 | 15415980.4245 | 40109218.8123 | 27375366.0014 | 122428720.1729 | 961560.8286 | 26355312.1702 | 26355312.1702 | 1478867.319 | 11423845.938 | 0 | 149745593.1718 | 189003618.599 | 56234.1325 | 45.0383 | 3324.8464 | 4196.5041 | 67.7815 | 85.5514
1 | 6500 | 707 | 0.03 | 15 | 15 | 7 | 7.4989e-11 | 5spot_SharedNeighbor | Water | Porous | Wet | R600a | MinimizeLCOE_Brownfield | IgnoreSilica | 2019 | 179.0233 | 110.1727 | 11.7419 | 4 | 3250.4213 | 4086.2747 | 66.2642 | 83.3042 | 193.7917 | 0 | 221.6478 | 13260885.034 | 1163290.9495 | 14324943.8807 | 10838137.0804 | 0 | 883305.7075 | 0 | 15783519.4343 | 41065479.9231 | 28028033.8587 | 125347595.8683 | 961560.8286 | 26355312.1702 | 26355312.1702 | 1478867.319 | 11423845.938 | 0 | 152664468.8672 | 191922494.2944 | 74989.4209 | 46.9676 | 3250.4213 | 4086.2747 | 66.2642 | 83.3042
1 | 6500 | 707 | 0.03 | 15 | 15 | 7 | 1e-10 | 5spot_SharedNeighbor | Water | Porous | Wet | R600a | MinimizeLCOE_Brownfield | IgnoreSilica | 2019 | 183.9265 | 112.7143 | 12.1195 | 4 | 3193.8399 | 4003.6541 | 65.1107 | 81.6199 | 193.3682 | 0 | 247.3534 | 13478687.7604 | 1182011.457 | 14588705.0103 | 11126040.6416 | 0 | 794419.5621 | 0 | 16056247.1283 | 41775061.4386 | 28512337.8235 | 127513510.8218 | 961560.8286 | 26355312.1702 | 26355312.1702 | 1478867.319 | 11423845.938 | 0 | 154830383.8207 | 194088409.2479 | 100000 | 48.4778 | 3193.8399 | 4003.6541 | 65.1107 | 81.6199
1 | 6500 | 707 | 0.03 | 15 | 15 | 7 | 1.3335e-10 | 5spot_SharedNeighbor | Water | Porous | Wet | R600a | MinimizeLCOE_Brownfield | IgnoreSilica | 2019 | 187.6218 | 114.6054 | 12.4096 | 4 | 3150.9003 | 3941.7821 | 64.2354 | 80.3586 | 193.042 | 0 | 243.5735 | 13639854.2881 | 1195858.9339 | 14784192.8328 | 11342753.3495 | 0 | 715698.3432 | 0 | 16254559.5215 | 42291029.6063 | 28864496.7 | 129088443.5751 | 961560.8286 | 26355312.1702 | 26355312.1702 | 1478867.319 | 11423845.938 | 0 | 156405316.574 | 195663342.0012 | 133352.1432 | 49.6383 | 3150.9003 | 3941.7821 | 64.2354 | 80.3586
1 | 6500 | 707 | 0.03 | 15 | 15 | 7 | 1.7783e-10 | 5spot_SharedNeighbor | Water | Porous | Wet | R600a | MinimizeLCOE_Brownfield | IgnoreSilica | 2019 | 190.425 | 116.025 | 12.632 | 4 | 3118.3524 | 3895.3063 | 63.5718 | 79.4111 | 192.7907 | 0 | 289.5345 | 13760351.1288 | 1206209.2785 | 14930522.4289 | 11506723.9806 | 0 | 648817.293 | 0 | 16400523.4028 | 42670797.6842 | 29123696.2167 | 130247641.4135 | 961560.8286 | 26355312.1702 | 26355312.1702 | 1478867.319 | 11423845.938 | 0 | 157564514.4124 | 196822539.8396 | 177827.941 | 50.5281 | 3118.3524 | 3895.3063 | 63.5718 | 79.4111
1 | 6500 | 707 | 0.03 | 15 | 15 | 7 | 2.3714e-10 | 5spot_SharedNeighbor | Water | Porous | Wet | R600a | MinimizeLCOE_Brownfield | IgnoreSilica | 2019 | 192.4472 | 117.0412 | 12.7975 | 4 | 3093.7122 | 3860.6206 | 63.0695 | 78.704 | 192.6071 | 0 | 269.149 | 13846346.5466 | 1213594.6027 | 15035043.3933 | 11624885.2698 | 0 | 591871.4937 | 0 | 16501579.1093 | 42933723.9032 | 29303148.7637 | 131050193.0822 | 961560.8286 | 26355312.1702 | 26355312.1702 | 1478867.319 | 11423845.938 | 0 | 158367066.081 | 197625091.5083 | 237137.3706 | 51.19 | 3093.7122 | 3860.6206 | 63.0695 | 78.704
1 | 6500 | 707 | 0.03 | 15 | 15 | 7 | 3.1623e-10 | 5spot_SharedNeighbor | Water | Porous | Wet | R600a | MinimizeLCOE_Brownfield | IgnoreSilica | 2019 | 193.9212 | 117.7777 | 12.9209 | 4 | 3075.0797 | 3834.6625 | 62.6897 | 78.1748 | 192.4721 | 0 | 289.3387 | 13908538.8966 | 1218934.9635 | 15110679.6304 | 11710965.5764 | 0 | 544826.8545 | 0 | 16572638.9094 | 43118606.9265 | 29429335.2261 | 131614526.9835 | 961560.8286 | 26355312.1702 | 26355312.1702 | 1478867.319 | 11423845.938 | 0 | 158931399.9823 | 198189425.4096 | 316227.766 | 51.6837 | 3075.0797 | 3834.6625 | 62.6897 | 78.1748
1 | 6500 | 707 | 0.03 | 15 | 15 | 7 | 4.217e-10 | 5spot_SharedNeighbor | Water | Porous | Wet | R600a | MinimizeLCOE_Brownfield | IgnoreSilica | 2019 | 194.9734 | 118.3011 | 13.0118 | 4 | 3061.0043 | 3815.2796 | 62.4027 | 77.7796 | 192.375 | 0 | 290.1663 | 13952677.3993 | 1222724.6903 | 15164382.7685 | 11772392.0791 | 0 | 506309.9521 | 0 | 16621209.8869 | 43244978.6467 | 29515586.5218 | 132000261.9449 | 961560.8286 | 26355312.1702 | 26355312.1702 | 1478867.319 | 11423845.938 | 0 | 159317134.9437 | 198575160.371 | 421696.5034 | 52.0473 | 3061.0043 | 3815.2796 | 62.4027 | 77.7796
1 | 6500 | 707 | 0.03 | 15 | 15 | 7 | 5.6234e-10 | 5spot_SharedNeighbor | Water | Porous | Wet | R600a | MinimizeLCOE_Brownfield | IgnoreSilica | 2019 | 195.7233 | 118.6729 | 13.0787 | 4 | 3050.3817 | 3800.8019 | 62.1862 | 77.4845 | 192.3054 | 0 | 364.4714 | 13983995.8168 | 1225413.4962 | 15202499.4971 | 11816152.7256 | 0 | 475248.9747 | 0 | 16654291.0991 | 43331049.175 | 29574331.4259 | 132262982.2104 | 961560.8286 | 26355312.1702 | 26355312.1702 | 1478867.319 | 11423845.938 | 0 | 159579855.2093 | 198837880.6365 | 562341.3252 | 52.3147 | 3050.3817 | 3800.8019 | 62.1862 | 77.4845
1 | 6500 | 707 | 0.03 | 15 | 15 | 7 | 7.4989e-10 | 5spot_SharedNeighbor | Water | Porous | Wet | R600a | MinimizeLCOE_Brownfield | IgnoreSilica | 2019 | 196.225 | 118.921 | 13.1264 | 4 | 3042.3723 | 3790.0658 | 62.0229 | 77.2656 | 192.2585 | 0 | 335.3314 | 14004878.2729 | 1227206.2475 | 15227920.3248 | 11845427.7599 | 0 | 449996.0535 | 0 | 16674617.1769 | 43383933.4599 | 29610426.0371 | 132424405.3324 | 961560.8286 | 26355312.1702 | 26355312.1702 | 1478867.319 | 11423845.938 | 0 | 159741278.3313 | 198999303.7585 | 749894.2093 | 52.5055 | 3042.3723 | 3790.0658 | 62.0229 | 77.2656
1 | 6500 | 707 | 0.03 | 15 | 15 | 7 | 1e-09 | 5spot_SharedNeighbor | Water | Porous | Wet | R600a | MinimizeLCOE_Brownfield | IgnoreSilica | 2019 | 196.5882 | 119.1003 | 13.1617 | 4 | 3036.3384 | 3782.0265 | 61.8999 | 77.1017 | 192.2245 | 0 | 323.7821 | 14019960.6636 | 1228501.0218 | 15246283.2466 | 11866615.1422 | 0 | 430217.1961 | 0 | 16688715.1354 | 43420613.4562 | 29635460.8882 | 132536366.7502 | 961560.8286 | 26355312.1702 | 26355312.1702 | 1478867.319 | 11423845.938 | 0 | 159853239.7491 | 199111265.1763 | 1000000 | 52.6467 | 3036.3384 | 3782.0265 | 61.8999 | 77.1017
1 | 6500 | 707 | 0.03 | 15 | 15 | 7 | 1.3335e-09 | 5spot_SharedNeighbor | Water | Porous | Wet | R600a | MinimizeLCOE_Brownfield | IgnoreSilica | 2019 | 196.8512 | 119.23 | 13.1878 | 4 | 3031.7965 | 3776.0074 | 61.8073 | 76.979 | 192.1997 | 0 | 330.3503 | 14030863.981 | 1229437.0136 | 15259559.5162 | 11881955.7971 | 0 | 414843.795 | 0 | 16698497.4401 | 43446065.0064 | 29652832.0942 | 132614054.6436 | 961560.8286 | 26355312.1702 | 26355312.1702 | 1478867.319 | 11423845.938 | 0 | 159930927.6425 | 199188953.0697 | 1333521.4322 | 52.7512 | 3031.7965 | 3776.0074 | 61.8073 | 76.979
1 | 6500 | 707 | 0.03 | 15 | 15 | 7 | 1.7783e-09 | 5spot_SharedNeighbor | Water | Porous | Wet | R600a | MinimizeLCOE_Brownfield | IgnoreSilica | 2019 | 197.0339 | 119.3199 | 13.2068 | 4 | 3028.38 | 3771.5212 | 61.7376 | 76.8876 | 192.1825 | 0 | 349.9866 | 14038421.989 | 1230085.8172 | 15268763.1066 | 11892605.6751 | 0 | 402839.5168 | 0 | 16704759.2808 | 43462357.0315 | 29663951.7361 | 132663784.1531 | 961560.8286 | 26355312.1702 | 26355312.1702 | 1478867.319 | 11423845.938 | 0 | 159980657.152 | 199238682.5792 | 1778279.41 | 52.8271 | 3028.38 | 3771.5212 | 61.7376 | 76.8876
1 | 6500 | 707 | 0.03 | 15 | 15 | 7 | 2.3714e-09 | 5spot_SharedNeighbor | Water | Porous | Wet | R600a | MinimizeLCOE_Brownfield | IgnoreSilica | 2019 | 197.1413 | 119.3726 | 13.2197 | 4 | 3025.8115 | 3768.2241 | 61.6853 | 76.8203 | 192.1723 | 0 | 328.8252 | 14042854.4444 | 1230466.3091 | 15274160.8896 | 11898868.2051 | 0 | 393208.1467 | 0 | 16707427.618 | 43469299.4974 | 29668690.1118 | 132684975.222 | 961560.8286 | 26355312.1702 | 26355312.1702 | 1478867.319 | 11423845.938 | 0 | 160001848.2209 | 199259873.6481 | 2371373.7057 | 52.879 | 3025.8115 | 3768.2241 | 61.6853 | 76.8203
1 | 6500 | 707 | 0.03 | 15 | 15 | 7 | 3.1623e-09 | 5spot_SharedNeighbor | Water | Porous | Wet | R600a | MinimizeLCOE_Brownfield | IgnoreSilica | 2019 | 197.2339 | 119.4181 | 13.23 | 4 | 3023.8817 | 3765.7188 | 61.6459 | 76.7693 | 192.1635 | 0 | 323.332 | 14046679.3415 | 1230794.6443 | 15278818.9523 | 11904267.908 | 0 | 386097.3884 | 0 | 16710196.7114 | 43476504.1105 | 29673607.4082 | 132706966.4645 | 961560.8286 | 26355312.1702 | 26355312.1702 | 1478867.319 | 11423845.938 | 0 | 160023839.4634 | 199281864.8906 | 3162277.6602 | 52.92 | 3023.8817 | 3765.7188 | 61.6459 | 76.7693
1 | 6500 | 707 | 0.03 | 15 | 15 | 7 | 4.217e-09 | 5spot_SharedNeighbor | Water | Porous | Wet | R600a | MinimizeLCOE_Brownfield | IgnoreSilica | 2019 | 197.2922 | 119.4467 | 13.2372 | 4 | 3022.4323 | 3763.8655 | 61.6164 | 76.7315 | 192.1579 | 0 | 336.1199 | 14049083.7113 | 1231001.038 | 15281747.1325 | 11907668.7486 | 0 | 380530.4979 | 0 | 16711512.14 | 43479926.5858 | 29675943.318 | 132717413.1721 | 961560.8286 | 26355312.1702 | 26355312.1702 | 1478867.319 | 11423845.938 | 0 | 160034286.1709 | 199292311.5982 | 4216965.0343 | 52.9488 | 3022.4323 | 3763.8655 | 61.6164 | 76.7315
1 | 6500 | 707 | 0.03 | 15 | 15 | 7 | 5.6234e-09 | 5spot_SharedNeighbor | Water | Porous | Wet | R600a | MinimizeLCOE_Brownfield | IgnoreSilica | 2019 | 197.3434 | 119.4718 | 13.2429 | 4 | 3021.3441 | 3762.4564 | 61.5942 | 76.7028 | 192.1531 | 0 | 351.8745 | 14051193.0365 | 1231182.104 | 15284316.0373 | 11910648.6834 | 0 | 376448.7402 | 0 | 16712977.5546 | 43483739.2939 | 29678545.5696 | 132729051.0194 | 961560.8286 | 26355312.1702 | 26355312.1702 | 1478867.319 | 11423845.938 | 0 | 160045924.0183 | 199303949.4455 | 5623413.2519 | 52.9718 | 3021.3441 | 3762.4564 | 61.5942 | 76.7028
1 | 6500 | 707 | 0.03 | 15 | 15 | 7 | 7.4989e-09 | 5spot_SharedNeighbor | Water | Porous | Wet | R600a | MinimizeLCOE_Brownfield | IgnoreSilica | 2019 | 197.3823 | 119.4909 | 13.2473 | 4 | 3020.5273 | 3761.3977 | 61.5775 | 76.6812 | 192.1494 | 0 | 359.4319 | 14052798.1369 | 1231319.8865 | 15286270.8863 | 11912916.435 | 0 | 373380.6324 | 0 | 16714107.5311 | 43486679.2611 | 29680552.1576 | 132738024.927 | 961560.8286 | 26355312.1702 | 26355312.1702 | 1478867.319 | 11423845.938 | 0 | 160054897.9259 | 199312923.3531 | 7498942.0933 | 52.9891 | 3020.5273 | 3761.3977 | 61.5775 | 76.6812
1 | 6500 | 707 | 0.03 | 15 | 15 | 7 | 1e-08 | 5spot_SharedNeighbor | Water | Porous | Wet | R600a | MinimizeLCOE_Brownfield | IgnoreSilica | 2019 | 197.3971 | 119.4981 | 13.2499 | 4 | 3019.9144 | 3760.6386 | 61.565 | 76.6657 | 192.1479 | 0 | 338.3123 | 14053403.7021 | 1231371.8684 | 15287008.4098 | 11913779.1636 | 0 | 370830.3088 | 0 | 16713993.4466 | 43486382.4365 | 29680349.5687 | 132737118.9044 | 961560.8286 | 26355312.1702 | 26355312.1702 | 1478867.319 | 11423845.938 | 0 | 160053991.9033 | 199312017.3305 | 10000000 | 52.9995 | 3019.9144 | 3760.6386 | 61.565 | 76.6657
1 | 6600 | 707 | 0.03 | 15 | 15 | 7 | 1e-13 | 5spot_SharedNeighbor | Water | Porous | Wet | R600a | MinimizeLCOE_Brownfield | IgnoreSilica | 2019 | 0.95719 | 0.19917 | 0.0068943 | 4 | 1051391.487 | 2504767.5424 | 21434.0376 | 51063.0743 | 114.6943 | 0 | 49.4327 | 126841.0066 | 8580.7047 | 94225.9561 | 60325.7985 | 0 | 62081.6318 | 0 | 137301.4881 | 357230.3077 | 243817.0254 | 1090403.919 | 961560.8286 | 26942342.5866 | 26942342.5866 | 1478867.319 | 11658658.1045 | 0 | 28994307.3342 | 69074175.3444 | 100 | 0.027577 | 1051391.487 | 2504767.5424 | 21434.0376 | 51063.0743
1 | 6600 | 707 | 0.03 | 15 | 15 | 7 | 1.3335e-13 | 5spot_SharedNeighbor | Water | Porous | Wet | R600a | MinimizeLCOE_Brownfield | IgnoreSilica | 2019 | 1.235 | 0.31718 | 0.018077 | 4 | 406623.5069 | 960925.806 | 8289.5702 | 19589.7723 | 128.6406 | 0 | 47.1848 | 188943.7771 | 13950.8835 | 135397.9899 | 76481.137 | 0 | 68807.0132 | 0 | 188596.5123 | 490689.4386 | 334905.6245 | 1497772.3762 | 961560.8286 | 26942342.5866 | 26942342.5866 | 1478867.319 | 11658658.1045 | 0 | 29401675.7914 | 69481543.8015 | 133.3521 | 0.072307 | 406623.5069 | 960925.806 | 8289.5702 | 19589.7723
1 | 6600 | 707 | 0.03 | 15 | 15 | 7 | 1.7783e-13 | 5spot_SharedNeighbor | Water | Porous | Wet | R600a | MinimizeLCOE_Brownfield | IgnoreSilica | 2019 | 1.6125 | 0.49774 | 0.037232 | 4 | 201264.6327 | 470386.3373 | 4103.0518 | 9589.4617 | 142.0454 | 0 | 258.8461 | 275954.953 | 22329.1035 | 192388.9362 | 100073.1998 | 0 | 77626.1512 | 0 | 260665.214 | 678197.4171 | 462883.6727 | 2070118.6474 | 961560.8286 | 26942342.5866 | 26942342.5866 | 1478867.319 | 11658658.1045 | 0 | 29974022.0626 | 70053890.0727 | 177.8279 | 0.14893 | 201264.6327 | 470386.3373 | 4103.0518 | 9589.4617
1 | 6600 | 707 | 0.03 | 15 | 15 | 7 | 2.3714e-13 | 5spot_SharedNeighbor | Water | Porous | Wet | R600a | MinimizeLCOE_Brownfield | IgnoreSilica | 2019 | 2.0987 | 0.75301 | 0.06752 | 4 | 113777.0261 | 262176.0855 | 2319.4986 | 5344.8141 | 153.7257 | 0 | 341.8606 | 390166.1529 | 34877.6292 | 265621.1015 | 134127.3346 | 0 | 87366.7078 | 0 | 355741.9811 | 925567.6621 | 631718.9479 | 2825187.5171 | 961560.8286 | 26942342.5866 | 26942342.5866 | 1478867.319 | 11658658.1045 | 0 | 30729090.9323 | 70808958.9424 | 237.1374 | 0.27008 | 113777.0261 | 262176.0855 | 2319.4986 | 5344.8141
1 | 6600 | 707 | 0.03 | 15 | 15 | 7 | 3.1623e-13 | 5spot_SharedNeighbor | Water | Porous | Wet | R600a | MinimizeLCOE_Brownfield | IgnoreSilica | 2019 | 2.7211 | 1.1558 | 0.10953 | 4 | 72357.9254 | 163839.6075 | 1475.1142 | 3340.092 | 163.578 | 0 | 443.8031 | 529228.5952 | 47889.966 | 373876.8398 | 176019.0782 | 0 | 99066.0746 | 0 | 478171.416 | 1244103.9379 | 849126.5014 | 3797482.409 | 961560.8286 | 26942342.5866 | 26942342.5866 | 1478867.319 | 11658658.1045 | 0 | 31701385.8242 | 71781253.8344 | 316.2278 | 0.43812 | 72357.9254 | 163839.6075 | 1475.1142 | 3340.092
1 | 6600 | 707 | 0.03 | 15 | 15 | 7 | 4.217e-13 | 5spot_SharedNeighbor | Water | Porous | Wet | R600a | MinimizeLCOE_Brownfield | IgnoreSilica | 2019 | 3.5184 | 1.6824 | 0.16374 | 4 | 50142.7514 | 111337.4656 | 1022.2278 | 2269.7648 | 171.7404 | 0 | 586.0547 | 688163.9527 | 62284.965 | 504862.1207 | 226284.2843 | 0 | 112530.2461 | 0 | 621708.9718 | 1617559.2146 | 1104017.4015 | 4937411.1568 | 961560.8286 | 26942342.5866 | 26942342.5866 | 1478867.319 | 11658658.1045 | 0 | 32841314.572 | 72921182.5821 | 421.6965 | 0.65496 | 50142.7514 | 111337.4656 | 1022.2278 | 2269.7648
1 | 6600 | 707 | 0.03 | 15 | 15 | 7 | 5.6234e-13 | 5spot_SharedNeighbor | Water | Porous | Wet | R600a | MinimizeLCOE_Brownfield | IgnoreSilica | 2019 | 4.5842 | 2.3924 | 0.23662 | 4 | 36197.2224 | 78544.0798 | 737.9293 | 1601.2273 | 178.6315 | 0 | 64.1351 | 880753.2568 | 79693.4355 | 669119.1249 | 292559.9935 | 0 | 129867.3152 | 0 | 800277.3191 | 2082157.4248 | 1421115.2265 | 6355543.0961 | 961560.8286 | 26942342.5866 | 26942342.5866 | 1478867.319 | 11658658.1045 | 0 | 34259446.5114 | 74339314.5215 | 562.3413 | 0.94647 | 36197.2224 | 78544.0798 | 737.9293 | 1601.2273
1 | 6600 | 707 | 0.03 | 15 | 15 | 7 | 7.4989e-13 | 5spot_SharedNeighbor | Water | Porous | Wet | R600a | MinimizeLCOE_Brownfield | IgnoreSilica | 2019 | 5.9265 | 3.2917 | 0.32976 | 4 | 27233.9984 | 57619.7744 | 555.2019 | 1174.657 | 184.0182 | 0 | 82.1339 | 1101904.5518 | 99639.0735 | 863711.5679 | 375465.6897 | 0 | 148238.3223 | 0 | 1009694.09 | 2627016.9054 | 1792993.0177 | 8018663.2182 | 961560.8286 | 26942342.5866 | 26942342.5866 | 1478867.319 | 11658658.1045 | 0 | 35922566.6334 | 76002434.6436 | 749.8942 | 1.319 | 27233.9984 | 57619.7744 | 555.2019 | 1174.657
1 | 6600 | 707 | 0.03 | 15 | 15 | 7 | 1e-12 | 5spot_SharedNeighbor | Water | Porous | Wet | R600a | MinimizeLCOE_Brownfield | IgnoreSilica | 2019 | 7.7099 | 4.4853 | 0.45314 | 4 | 20959.0694 | 43071.423 | 427.279 | 878.0692 | 188.2917 | 0 | 103.7899 | 1369717.1606 | 123734.0891 | 1106281.1671 | 485178.5442 | 0 | 171384.5168 | 0 | 1269955.2363 | 3304163.0213 | 2255159.1558 | 10085572.8912 | 961560.8286 | 26942342.5866 | 26942342.5866 | 1478867.319 | 11658658.1045 | 0 | 37989476.3064 | 78069344.3165 | 1000 | 1.8126 | 20959.0694 | 43071.423 | 427.279 | 878.0692
1 | 6600 | 707 | 0.03 | 15 | 15 | 7 | 1.3335e-12 | 5spot_SharedNeighbor | Water | Porous | Wet | R600a | MinimizeLCOE_Brownfield | IgnoreSilica | 2019 | 10.048 | 6.0733 | 0.61805 | 4 | 16406.0352 | 32618.18 | 334.4592 | 664.9657 | 191.9932 | 0 | 95.9477 | 1695655.2134 | 152979.4849 | 1409849.4915 | 629134.4101 | 0 | 198357.0179 | 0 | 1593530.4909 | 4146039.4593 | 2829757.1236 | 12655302.6915 | 961560.8286 | 26942342.5866 | 26942342.5866 | 1478867.319 | 11658658.1045 | 0 | 40559206.1067 | 80639074.1168 | 1333.5214 | 2.4722 | 16406.0352 | 32618.18 | 334.4592 | 664.9657
1 | 6600 | 707 | 0.03 | 15 | 15 | 7 | 1.7783e-12 | 5spot_SharedNeighbor | Water | Porous | Wet | R600a | MinimizeLCOE_Brownfield | IgnoreSilica | 2019 | 13.1421 | 8.168 | 0.83543 | 4 | 13091.9143 | 25085.7603 | 266.8964 | 511.4072 | 194.7897 | 0 | 109.351 | 2089808.6812 | 188241.6935 | 1786999.0672 | 819341.8378 | 0 | 231554.8247 | 0 | 1995218.9807 | 5191150.5121 | 3543066.892 | 15845382.489 | 961560.8286 | 26942342.5866 | 26942342.5866 | 1478867.319 | 11658658.1045 | 0 | 43749285.9043 | 83829153.9144 | 1778.2794 | 3.3417 | 13091.9143 | 25085.7603 | 266.8964 | 511.4072
1 | 6600 | 707 | 0.03 | 15 | 15 | 7 | 2.3714e-12 | 5spot_SharedNeighbor | Water | Porous | Wet | R600a | MinimizeLCOE_Brownfield | IgnoreSilica | 2019 | 17.23 | 10.9392 | 1.1232 | 4 | 10622.6 | 19543.5466 | 216.5561 | 398.4216 | 196.9812 | 0 | 106.4826 | 2568761.8447 | 230954.602 | 2257472.0498 | 1070614.5603 | 0 | 271776.9756 | 0 | 2495836.2126 | 6493653.8588 | 4432052.1899 | 19821122.2937 | 961560.8286 | 26942342.5866 | 26942342.5866 | 1478867.319 | 11658658.1045 | 0 | 47725025.7089 | 87804893.7191 | 2371.3737 | 4.4928 | 10622.6 | 19543.5466 | 216.5561 | 398.4216
1 | 6600 | 707 | 0.03 | 15 | 15 | 7 | 3.1623e-12 | 5spot_SharedNeighbor | Water | Porous | Wet | R600a | MinimizeLCOE_Brownfield | IgnoreSilica | 2019 | 22.6474 | 14.6146 | 1.5048 | 4 | 8755.6452 | 15414.3233 | 178.4957 | 314.2418 | 198.6895 | 0 | 120.2028 | 3152892.283 | 282869.9357 | 2846181.4101 | 1403486.4228 | 0 | 321022.4298 | 0 | 3122516.4677 | 8124147.3329 | 5544897.4892 | 24798013.7712 | 961560.8286 | 26942342.5866 | 26942342.5866 | 1478867.319 | 11658658.1045 | 0 | 52701917.1864 | 92781785.1965 | 3162.2777 | 6.0192 | 8755.6452 | 15414.3233 | 178.4957 | 314.2418
1 | 6600 | 707 | 0.03 | 15 | 15 | 7 | 4.217e-12 | 5spot_SharedNeighbor | Water | Porous | Wet | R600a | MinimizeLCOE_Brownfield | IgnoreSilica | 2019 | 29.771 | 19.4505 | 2.0072 | 4 | 7335.2699 | 12327.3804 | 149.5394 | 251.3103 | 200.0043 | 0 | 112.4798 | 3860505.7083 | 345532.0394 | 3577491.5286 | 1841264.3398 | 0 | 380313.138 | 0 | 3901991.6341 | 10152181.8234 | 6929072.701 | 30988352.9126 | 961560.8286 | 26942342.5866 | 26942342.5866 | 1478867.319 | 11658658.1045 | 0 | 58892256.3279 | 98972124.338 | 4216.965 | 8.0286 | 7335.2699 | 12327.3804 | 149.5394 | 251.3103
1 | 6600 | 707 | 0.03 | 15 | 15 | 7 | 5.6234e-12 | 5spot_SharedNeighbor | Water | Porous | Wet | R600a | MinimizeLCOE_Brownfield | IgnoreSilica | 2019 | 39.0937 | 25.7815 | 2.6649 | 4 | 6244.8193 | 10004.7559 | 127.3091 | 203.9605 | 201.0097 | 0 | 104.9011 | 4714567.016 | 420873.6215 | 4482080.205 | 2414186.5426 | 0 | 451647.8324 | 0 | 4868508.5348 | 12666860.5392 | 8645392.5959 | 38664116.8874 | 961560.8286 | 26942342.5866 | 26942342.5866 | 1478867.319 | 11658658.1045 | 0 | 66568020.3026 | 106647888.3127 | 5623.4133 | 10.6597 | 6244.8193 | 10004.7559 | 127.3091 | 203.9605
1 | 6600 | 707 | 0.03 | 15 | 15 | 7 | 7.4989e-12 | 5spot_SharedNeighbor | Water | Porous | Wet | R600a | MinimizeLCOE_Brownfield | IgnoreSilica | 2019 | 51.1347 | 33.9529 | 3.5141 | 4 | 5404.878 | 8256.2669 | 110.1857 | 168.3152 | 201.7488 | 0 | 121.7403 | 5732679.8838 | 510329.2114 | 5586442.1418 | 3153945.0617 | 0 | 536312.4883 | 0 | 6052686.4269 | 15747848.5062 | 10748230.1914 | 48068473.9114 | 961560.8286 | 26942342.5866 | 26942342.5866 | 1478867.319 | 11658658.1045 | 0 | 75972377.3267 | 116052245.3368 | 7498.9421 | 14.0563 | 5404.878 | 8256.2669 | 110.1857 | 168.3152
1 | 6600 | 707 | 0.03 | 15 | 15 | 7 | 1e-11 | 5spot_SharedNeighbor | Water | Porous | Wet | R600a | MinimizeLCOE_Brownfield | IgnoreSilica | 2019 | 66.3869 | 44.2535 | 4.5836 | 4 | 4759.8827 | 6945.9462 | 97.0366 | 141.6025 | 202.1757 | 0 | 124.4948 | 6921152.7924 | 614327.214 | 6905445.12 | 4090274.3312 | 0 | 635796.2736 | 0 | 7475128.3352 | 19448750.5684 | 13274171.8948 | 59365046.5295 | 961560.8286 | 26942342.5866 | 26942342.5866 | 1478867.319 | 11658658.1045 | 0 | 87268949.9448 | 127348817.9549 | 10000 | 18.3343 | 4759.8827 | 6945.9462 | 97.0366 | 141.6025
1 | 6600 | 707 | 0.03 | 15 | 15 | 7 | 1.3335e-11 | 5spot_SharedNeighbor | Water | Porous | Wet | R600a | MinimizeLCOE_Brownfield | IgnoreSilica | 2019 | 85.0354 | 56.6605 | 5.8688 | 4 | 4273.3662 | 5980.7087 | 87.1183 | 121.9248 | 202.1295 | 0 | 108.1134 | 8252484.1956 | 730353.317 | 8415080.0423 | 5232110.3433 | 0 | 749838.1688 | 0 | 9118147.7662 | 23723550.0983 | 16191810.4123 | 72413374.3439 | 961560.8286 | 26942342.5866 | 26942342.5866 | 1478867.319 | 11658658.1045 | 0 | 100317277.7591 | 140397145.7692 | 13335.2143 | 23.475 | 4273.3662 | 5980.7087 | 87.1183 | 121.9248
1 | 6600 | 707 | 0.03 | 15 | 15 | 7 | 1.7783e-11 | 5spot_SharedNeighbor | Water | Porous | Wet | R600a | MinimizeLCOE_Brownfield | IgnoreSilica | 2019 | 106.7185 | 70.659 | 7.3117 | 4 | 3917.2727 | 5287.6692 | 79.8589 | 107.7963 | 201.4405 | 0 | 117.6111 | 9658568.6205 | 852420.326 | 10040786.3598 | 6552960.5472 | 0 | 876255.6411 | 0 | 10912586.6829 | 28392312.0695 | 19378336.3911 | 86664226.6382 | 961560.8286 | 26942342.5866 | 26942342.5866 | 1478867.319 | 11658658.1045 | 0 | 114568130.0534 | 154647998.0635 | 17782.7941 | 29.2469 | 3917.2727 | 5287.6692 | 79.8589 | 107.7963
1 | 6600 | 707 | 0.03 | 15 | 15 | 7 | 2.3714e-11 | 5spot_SharedNeighbor | Water | Porous | Wet | R600a | MinimizeLCOE_Brownfield | IgnoreSilica | 2019 | 130.4379 | 85.2665 | 8.8047 | 4 | 3666.5939 | 4804.6211 | 74.7485 | 97.9487 | 200.0628 | 0 | 137.8932 | 11043814.0531 | 972257.3647 | 11669607.1147 | 7986579.6906 | 0 | 1011171.8501 | 0 | 12746537.7286 | 33163876.4953 | 22635027.1575 | 101228871.4546 | 961560.8286 | 26942342.5866 | 26942342.5866 | 1478867.319 | 11658658.1045 | 0 | 129132774.8698 | 169212642.8799 | 23713.7371 | 35.2187 | 3666.5939 | 4804.6211 | 74.7485 | 97.9487
1 | 6600 | 707 | 0.03 | 15 | 15 | 7 | 3.1623e-11 | 5spot_SharedNeighbor | Water | Porous | Wet | R600a | MinimizeLCOE_Brownfield | IgnoreSilica | 2019 | 154.6379 | 99.4468 | 10.2411 | 4 | 3493.0017 | 4471.4135 | 71.2096 | 91.1558 | 198.3263 | 0 | 138.6664 | 12325539.463 | 1082804.6719 | 13197947.0778 | 9437276.8967 | 0 | 1145558.8735 | 0 | 14503759.5233 | 37735807.1495 | 25755463.7728 | 115184157.4285 | 961560.8286 | 26942342.5866 | 26942342.5866 | 1478867.319 | 11658658.1045 | 0 | 143088060.8437 | 183167928.8538 | 31622.7766 | 40.9642 | 3493.0017 | 4471.4135 | 71.2096 | 91.1558
1 | 6600 | 707 | 0.03 | 15 | 15 | 7 | 4.217e-11 | 5spot_SharedNeighbor | Water | Porous | Wet | R600a | MinimizeLCOE_Brownfield | IgnoreSilica | 2019 | 167.066 | 106.4464 | 11.0944 | 4 | 3370.055 | 4273.214 | 68.7031 | 87.1152 | 197.352 | 0 | 161.1676 | 12938974.6429 | 1135607.6254 | 13936014.4288 | 10177623.4734 | 0 | 1088658.3491 | 0 | 15317982.6226 | 39854248.6338 | 27201343.6155 | 121650453.3916 | 961560.8286 | 26942342.5866 | 26942342.5866 | 1478867.319 | 11658658.1045 | 0 | 149554356.8068 | 189634224.8169 | 42169.6503 | 44.3774 | 3370.055 | 4273.214 | 68.7031 | 87.1152
1 | 6600 | 707 | 0.03 | 15 | 15 | 7 | 5.6234e-11 | 5spot_SharedNeighbor | Water | Porous | Wet | R600a | MinimizeLCOE_Brownfield | IgnoreSilica | 2019 | 175.0534 | 110.8214 | 11.7036 | 4 | 3276.4444 | 4132.5875 | 66.7948 | 84.2484 | 196.6835 | 0 | 177.9671 | 13316610.7379 | 1168081.4191 | 14392381.4945 | 10651196.1701 | 0 | 985379.9354 | 0 | 15800323.4053 | 41109200.4085 | 28057873.9884 | 125481047.5594 | 961560.8286 | 26942342.5866 | 26942342.5866 | 1478867.319 | 11658658.1045 | 0 | 153384950.9746 | 193464818.9847 | 56234.1325 | 46.8145 | 3276.4444 | 4132.5875 | 66.7948 | 84.2484
1 | 6600 | 707 | 0.03 | 15 | 15 | 7 | 7.4989e-11 | 5spot_SharedNeighbor | Water | Porous | Wet | R600a | MinimizeLCOE_Brownfield | IgnoreSilica | 2019 | 181.3324 | 114.192 | 12.1897 | 4 | 3205.1342 | 4027.1354 | 65.341 | 82.0986 | 196.1374 | 0 | 138.6652 | 13604692.579 | 1192838.1933 | 14741520.6732 | 11022254.563 | 0 | 886665.7367 | 0 | 16164708.9806 | 42057256.9298 | 28704942.0448 | 128374879.7004 | 961560.8286 | 26942342.5866 | 26942342.5866 | 1478867.319 | 11658658.1045 | 0 | 156278783.1156 | 196358651.1257 | 74989.4209 | 48.7589 | 3205.1342 | 4027.1354 | 65.341 | 82.0986
1 | 6600 | 707 | 0.03 | 15 | 15 | 7 | 1e-10 | 5spot_SharedNeighbor | Water | Porous | Wet | R600a | MinimizeLCOE_Brownfield | IgnoreSilica | 2019 | 186.2038 | 116.7641 | 12.5714 | 4 | 3150.9279 | 3947.974 | 64.2359 | 80.4848 | 195.7014 | 0 | 179.6331 | 13822920.6221 | 1211582.8928 | 15006563.5955 | 11309339.0738 | 0 | 797290.5461 | 0 | 16437601.7248 | 42767267.8723 | 29189539.1023 | 130542105.4297 | 961560.8286 | 26942342.5866 | 26942342.5866 | 1478867.319 | 11658658.1045 | 0 | 158446008.8449 | 198525876.8551 | 100000 | 50.2855 | 3150.9279 | 3947.974 | 64.2359 | 80.4848
1 | 6600 | 707 | 0.03 | 15 | 15 | 7 | 1.3335e-10 | 5spot_SharedNeighbor | Water | Porous | Wet | R600a | MinimizeLCOE_Brownfield | IgnoreSilica | 2019 | 189.8797 | 118.6799 | 12.8646 | 4 | 3109.7895 | 3888.6712 | 63.3973 | 79.2758 | 195.3654 | 0 | 204.8218 | 13984581.7342 | 1225463.798 | 15203212.6928 | 11525586.3602 | 0 | 718408.5288 | 0 | 16636328.7144 | 43284314.7347 | 29542434.2102 | 132120330.7734 | 961560.8286 | 26942342.5866 | 26942342.5866 | 1478867.319 | 11658658.1045 | 0 | 160024234.1886 | 200104102.1987 | 133352.1432 | 51.4582 | 3109.7895 | 3888.6712 | 63.3973 | 79.2758
1 | 6600 | 707 | 0.03 | 15 | 15 | 7 | 1.7783e-10 | 5spot_SharedNeighbor | Water | Porous | Wet | R600a | MinimizeLCOE_Brownfield | IgnoreSilica | 2019 | 192.5982 | 120.0826 | 13.0862 | 4 | 3078.6124 | 3844.3001 | 62.7617 | 78.3713 | 195.113 | 0 | 212.3271 | 14102480.9586 | 1235584.478 | 15346792.0618 | 11685362.9326 | 0 | 650429.6368 | 0 | 16778053.5264 | 43653053.6237 | 29794106.0788 | 133245863.2967 | 961560.8286 | 26942342.5866 | 26942342.5866 | 1478867.319 | 11658658.1045 | 0 | 161149766.7119 | 201229634.722 | 177827.941 | 52.3449 | 3078.6124 | 3844.3001 | 62.7617 | 78.3713
1 | 6600 | 707 | 0.03 | 15 | 15 | 7 | 2.3714e-10 | 5spot_SharedNeighbor | Water | Porous | Wet | R600a | MinimizeLCOE_Brownfield | IgnoreSilica | 2019 | 194.6593 | 121.1376 | 13.2554 | 4 | 3055.0086 | 3810.9244 | 62.2805 | 77.6908 | 194.9194 | 0 | 228.672 | 14190902.7865 | 1243173.3123 | 15454563.167 | 11806237.7336 | 0 | 594296.9052 | 0 | 16882777.8228 | 43925524.7611 | 29980073.2287 | 134077549.7174 | 961560.8286 | 26942342.5866 | 26942342.5866 | 1478867.319 | 11658658.1045 | 0 | 161981453.1326 | 202061321.1427 | 237137.3706 | 53.0216 | 3055.0086 | 3810.9244 | 62.2805 | 77.6908
1 | 6600 | 707 | 0.03 | 15 | 15 | 7 | 3.1623e-10 | 5spot_SharedNeighbor | Water | Porous | Wet | R600a | MinimizeLCOE_Brownfield | IgnoreSilica | 2019 | 196.1092 | 121.8747 | 13.3791 | 4 | 3037.1562 | 3786.0812 | 61.9165 | 77.1844 | 194.7819 | 0 | 268.5673 | 14252556.1599 | 1248464.0014 | 15529753.3401 | 11891029.8353 | 0 | 547076.8362 | 0 | 16952863.2674 | 44107872.7114 | 30104529.4517 | 134634145.6034 | 961560.8286 | 26942342.5866 | 26942342.5866 | 1478867.319 | 11658658.1045 | 0 | 162538049.0186 | 202617917.0288 | 316227.766 | 53.5165 | 3037.1562 | 3786.0812 | 61.9165 | 77.1844
1 | 6600 | 707 | 0.03 | 15 | 15 | 7 | 4.217e-10 | 5spot_SharedNeighbor | Water | Porous | Wet | R600a | MinimizeLCOE_Brownfield | IgnoreSilica | 2019 | 197.1413 | 122.3972 | 13.4701 | 4 | 3023.6697 | 3767.5356 | 61.6416 | 76.8063 | 194.6833 | 0 | 328.8219 | 14296192.2826 | 1252208.2053 | 15582992.7102 | 11951364.8742 | 0 | 508416.0135 | 0 | 17000557.8935 | 44231964.3449 | 30189224.5413 | 135012920.8654 | 961560.8286 | 26942342.5866 | 26942342.5866 | 1478867.319 | 11658658.1045 | 0 | 162916824.2807 | 202996692.2908 | 421696.5034 | 53.8805 | 3023.6697 | 3767.5356 | 61.6416 | 76.8063
1 | 6600 | 707 | 0.03 | 15 | 15 | 7 | 5.6234e-10 | 5spot_SharedNeighbor | Water | Porous | Wet | R600a | MinimizeLCOE_Brownfield | IgnoreSilica | 2019 | 197.8723 | 122.7661 | 13.5368 | 4 | 3013.4915 | 3753.6929 | 61.4341 | 76.5241 | 194.6131 | 0 | 346.5603 | 14326966.7908 | 1254848.6361 | 15620551.0538 | 11994085.6846 | 0 | 477198.8479 | 0 | 17032723.8951 | 44315653.6831 | 30246344.2343 | 135268372.8258 | 961560.8286 | 26942342.5866 | 26942342.5866 | 1478867.319 | 11658658.1045 | 0 | 163172276.241 | 203252144.2511 | 562341.3252 | 54.1472 | 3013.4915 | 3753.6929 | 61.4341 | 76.5241
1 | 6600 | 707 | 0.03 | 15 | 15 | 7 | 7.4989e-10 | 5spot_SharedNeighbor | Water | Porous | Wet | R600a | MinimizeLCOE_Brownfield | IgnoreSilica | 2019 | 198.3787 | 123.0209 | 13.5852 | 4 | 3005.8172 | 3743.3843 | 61.2777 | 76.314 | 194.5642 | 0 | 312.4407 | 14348212.926 | 1256671.4525 | 15646485.974 | 12023670.5194 | 0 | 452130.9903 | 0 | 17053597.0263 | 44369961.2886 | 30283410.291 | 135434140.468 | 961560.8286 | 26942342.5866 | 26942342.5866 | 1478867.319 | 11658658.1045 | 0 | 163338043.8832 | 203417911.8933 | 749894.2093 | 54.3406 | 3005.8172 | 3743.3843 | 61.2777 | 76.314
1 | 6600 | 707 | 0.03 | 15 | 15 | 7 | 1e-09 | 5spot_SharedNeighbor | Water | Porous | Wet | R600a | MinimizeLCOE_Brownfield | IgnoreSilica | 2019 | 198.742 | 123.2034 | 13.6208 | 4 | 3000.0359 | 3735.6739 | 61.1598 | 76.1568 | 194.529 | 0 | 325.8199 | 14363416.0102 | 1257975.7606 | 15665046.8897 | 12044885.7121 | 0 | 432442.6003 | 0 | 17067869.1194 | 44407094.3474 | 30308754.3667 | 135547484.8064 | 961560.8286 | 26942342.5866 | 26942342.5866 | 1478867.319 | 11658658.1045 | 0 | 163451388.2216 | 203531256.2318 | 1000000 | 54.4831 | 3000.0359 | 3735.6739 | 61.1598 | 76.1568
1 | 6600 | 707 | 0.03 | 15 | 15 | 7 | 1.3335e-09 | 5spot_SharedNeighbor | Water | Porous | Wet | R600a | MinimizeLCOE_Brownfield | IgnoreSilica | 2019 | 198.9829 | 123.3241 | 13.6462 | 4 | 2995.6841 | 3729.9541 | 61.0711 | 76.0402 | 194.5055 | 0 | 336.7964 | 14373477.6462 | 1258838.9519 | 15677332.0188 | 12058956.9165 | 0 | 416778.4128 | 0 | 17076299.739 | 44429029.0902 | 30323725.2793 | 135614438.0547 | 961560.8286 | 26942342.5866 | 26942342.5866 | 1478867.319 | 11658658.1045 | 0 | 163518341.4699 | 203598209.4801 | 1333521.4322 | 54.5846 | 2995.6841 | 3729.9541 | 61.0711 | 76.0402
1 | 6600 | 707 | 0.03 | 15 | 15 | 7 | 1.7783e-09 | 5spot_SharedNeighbor | Water | Porous | Wet | R600a | MinimizeLCOE_Brownfield | IgnoreSilica | 2019 | 199.1681 | 123.4169 | 13.6654 | 4 | 2992.4105 | 3725.6458 | 61.0043 | 75.9523 | 194.4874 | 0 | 329.3174 | 14381205.8983 | 1259501.9506 | 15686768.7798 | 12069772.6517 | 0 | 404870.2887 | 0 | 17082826.6319 | 44446010.7268 | 30335315.5952 | 135666272.523 | 961560.8286 | 26942342.5866 | 26942342.5866 | 1478867.319 | 11658658.1045 | 0 | 163570175.9382 | 203650043.9484 | 1778279.41 | 54.6617 | 2992.4105 | 3725.6458 | 61.0043 | 75.9523
1 | 6600 | 707 | 0.03 | 15 | 15 | 7 | 2.3714e-09 | 5spot_SharedNeighbor | Water | Porous | Wet | R600a | MinimizeLCOE_Brownfield | IgnoreSilica | 2019 | 199.2802 | 123.4729 | 13.6787 | 4 | 2989.9496 | 3722.474 | 60.9542 | 75.8877 | 194.4764 | 0 | 335.5924 | 14385868.1759 | 1259901.9181 | 15692462.0405 | 12076313.7344 | 0 | 395352.8293 | 0 | 17085860.4923 | 44453904.209 | 30340703.059 | 135690366.4585 | 961560.8286 | 26942342.5866 | 26942342.5866 | 1478867.319 | 11658658.1045 | 0 | 163594269.8737 | 203674137.8838 | 2371373.7057 | 54.7147 | 2989.9496 | 3722.474 | 60.9542 | 75.8877
1 | 6600 | 707 | 0.03 | 15 | 15 | 7 | 3.1623e-09 | 5spot_SharedNeighbor | Water | Porous | Wet | R600a | MinimizeLCOE_Brownfield | IgnoreSilica | 2019 | 199.3682 | 123.5169 | 13.6888 | 4 | 2988.1006 | 3720.0829 | 60.9165 | 75.8389 | 194.4677 | 0 | 326.5366 | 14389528.7863 | 1260215.9521 | 15696932.2794 | 12081449.5237 | 0 | 388195.9723 | 0 | 17088365.7804 | 44460422.4548 | 30345151.8957 | 135710262.6449 | 961560.8286 | 26942342.5866 | 26942342.5866 | 1478867.319 | 11658658.1045 | 0 | 163614166.0601 | 203694034.0702 | 3162277.6602 | 54.7552 | 2988.1006 | 3720.0829 | 60.9165 | 75.8389
1 | 6600 | 707 | 0.03 | 15 | 15 | 7 | 4.217e-09 | 5spot_SharedNeighbor | Water | Porous | Wet | R600a | MinimizeLCOE_Brownfield | IgnoreSilica | 2019 | 199.4239 | 123.5447 | 13.696 | 4 | 2986.7119 | 3718.3124 | 60.8882 | 75.8028 | 194.4622 | 0 | 345.4899 | 14391842.7307 | 1260414.4581 | 15699758.0727 | 12084702.4377 | 0 | 382607.3944 | 0 | 17089536.7866 | 44463469.1726 | 30347231.3432 | 135719562.3962 | 961560.8286 | 26942342.5866 | 26942342.5866 | 1478867.319 | 11658658.1045 | 0 | 163623465.8114 | 203703333.8215 | 4216965.0343 | 54.7838 | 2986.7119 | 3718.3124 | 60.8882 | 75.8028
1 | 6600 | 707 | 0.03 | 15 | 15 | 7 | 5.6234e-09 | 5spot_SharedNeighbor | Water | Porous | Wet | R600a | MinimizeLCOE_Brownfield | IgnoreSilica | 2019 | 199.4628 | 123.5641 | 13.7012 | 4 | 2985.6692 | 3716.9906 | 60.8669 | 75.7759 | 194.4583 | 0 | 349.1726 | 14393455.4636 | 1260552.8089 | 15701727.5757 | 12086971.9124 | 0 | 378338.017 | 0 | 17090207.8533 | 44465215.1506 | 30348423.0091 | 135724891.7908 | 961560.8286 | 26942342.5866 | 26942342.5866 | 1478867.319 | 11658658.1045 | 0 | 163628795.206 | 203708663.2161 | 5623413.2519 | 54.8047 | 2985.6692 | 3716.9906 | 60.8669 | 75.7759
1 | 6600 | 707 | 0.03 | 15 | 15 | 7 | 7.4989e-09 | 5spot_SharedNeighbor | Water | Porous | Wet | R600a | MinimizeLCOE_Brownfield | IgnoreSilica | 2019 | 199.4971 | 123.5812 | 13.7053 | 4 | 2984.8866 | 3715.9865 | 60.851 | 75.7554 | 194.4549 | 0 | 332.8562 | 14394878.8667 | 1260674.9175 | 15703465.8861 | 12088971.801 | 0 | 375205.3429 | 0 | 17091046.7575 | 44467397.8073 | 30349912.7172 | 135731554.0961 | 961560.8286 | 26942342.5866 | 26942342.5866 | 1478867.319 | 11658658.1045 | 0 | 163635457.5114 | 203715325.5215 | 7498942.0933 | 54.8213 | 2984.8866 | 3715.9865 | 60.851 | 75.7554
1 | 6600 | 707 | 0.03 | 15 | 15 | 7 | 1e-08 | 5spot_SharedNeighbor | Water | Porous | Wet | R600a | MinimizeLCOE_Brownfield | IgnoreSilica | 2019 | 199.5165 | 123.5908 | 13.7082 | 4 | 2984.2994 | 3715.2481 | 60.839 | 75.7404 | 194.453 | 0 | 338.6085 | 14395683.6062 | 1260743.953 | 15704448.6711 | 12090106.2236 | 0 | 372740.8797 | 0 | 17091252.1001 | 44467932.0666 | 30350277.3601 | 135733184.8603 | 961560.8286 | 26942342.5866 | 26942342.5866 | 1478867.319 | 11658658.1045 | 0 | 163637088.2755 | 203716956.2857 | 10000000 | 54.8327 | 2984.2994 | 3715.2481 | 60.839 | 75.7404
1 | 6700 | 707 | 0.03 | 15 | 15 | 7 | 1e-13 | 5spot_SharedNeighbor | Water | Porous | Wet | R600a | MinimizeLCOE_Brownfield | IgnoreSilica | 2019 | 0.97664 | 0.20904 | 0.0079008 | 4 | 937316.6517 | 2231795.3686 | 19108.4678 | 45498.1673 | 116.491 | 0 | 53.8151 | 132520.7222 | 9062.7838 | 97817.192 | 61585.432 | 0 | 62429.0711 | 0 | 141731.9284 | 368757.4045 | 251684.5058 | 1125589.0398 | 961560.8286 | 27535233.0938 | 27535233.0938 | 1478867.319 | 11895814.3074 | 0 | 29622382.9623 | 70532297.6825 | 100 | 0.031603 | 937316.6517 | 2231795.3686 | 19108.4678 | 45498.1673
1 | 6700 | 707 | 0.03 | 15 | 15 | 7 | 1.3335e-13 | 5spot_SharedNeighbor | Water | Porous | Wet | R600a | MinimizeLCOE_Brownfield | IgnoreSilica | 2019 | 1.2739 | 0.33939 | 0.020424 | 4 | 368067.4128 | 868823.4302 | 7503.5521 | 17712.1408 | 131.2064 | 0 | 55.7723 | 200647.2087 | 15065.6051 | 142677.4765 | 79313.9853 | 0 | 70149.6885 | 0 | 198063.046 | 515319.4174 | 351716.0911 | 1572952.5187 | 961560.8286 | 27535233.0938 | 27535233.0938 | 1478867.319 | 11895814.3074 | 0 | 30069746.4411 | 70979661.1614 | 133.3521 | 0.081696 | 368067.4128 | 868823.4302 | 7503.5521 | 17712.1408
1 | 6700 | 707 | 0.03 | 15 | 15 | 7 | 1.7783e-13 | 5spot_SharedNeighbor | Water | Porous | Wet | R600a | MinimizeLCOE_Brownfield | IgnoreSilica | 2019 | 1.6514 | 0.52574 | 0.040882 | 4 | 187452.2618 | 437623.7747 | 3821.4679 | 8921.5526 | 144.3735 | 0 | 268.9055 | 289946.7111 | 23880.7279 | 200666.5404 | 103571.5491 | 0 | 78293.4349 | 0 | 271579.9958 | 706595.4402 | 482265.907 | 2156800.3065 | 961560.8286 | 27535233.0938 | 27535233.0938 | 1478867.319 | 11895814.3074 | 0 | 30653594.2289 | 71563508.9491 | 177.8279 | 0.16353 | 187452.2618 | 437623.7747 | 3821.4679 | 8921.5526
1 | 6700 | 707 | 0.03 | 15 | 15 | 7 | 2.3714e-13 | 5spot_SharedNeighbor | Water | Porous | Wet | R600a | MinimizeLCOE_Brownfield | IgnoreSilica | 2019 | 2.1376 | 0.7978 | 0.07306 | 4 | 107571.5388 | 247559.7469 | 2192.9913 | 5046.8403 | 155.9349 | 0 | 354.3469 | 407942.7962 | 36775.2574 | 278004.3883 | 138949.8848 | 0 | 87468.1437 | 0 | 370164.7835 | 963092.8354 | 657330.6497 | 2939728.739 | 961560.8286 | 27535233.0938 | 27535233.0938 | 1478867.319 | 11895814.3074 | 0 | 31436522.6615 | 72346437.3817 | 237.1374 | 0.29224 | 107571.5388 | 247559.7469 | 2192.9913 | 5046.8403
1 | 6700 | 707 | 0.03 | 15 | 15 | 7 | 3.1623e-13 | 5spot_SharedNeighbor | Water | Porous | Wet | R600a | MinimizeLCOE_Brownfield | IgnoreSilica | 2019 | 2.7794 | 1.2252 | 0.11713 | 4 | 69242.3932 | 156562.4354 | 1411.5998 | 3191.737 | 166.0011 | 0 | 461.2658 | 551255.9402 | 49886.5675 | 391743.5124 | 180745.4224 | 0 | 99639.7958 | 0 | 496575.7829 | 1291988.3255 | 881808.5799 | 3943643.9266 | 961560.8286 | 27535233.0938 | 27535233.0938 | 1478867.319 | 11895814.3074 | 0 | 32440437.849 | 73350352.5692 | 316.2278 | 0.46851 | 69242.3932 | 156562.4354 | 1411.5998 | 3191.737
1 | 6700 | 707 | 0.03 | 15 | 15 | 7 | 4.217e-13 | 5spot_SharedNeighbor | Water | Porous | Wet | R600a | MinimizeLCOE_Brownfield | IgnoreSilica | 2019 | 3.5962 | 1.7774 | 0.17413 | 4 | 48263.9377 | 106998.9648 | 983.9257 | 2181.3186 | 174.255 | 0 | 609.0883 | 715164.8247 | 64727.8831 | 527555.1279 | 232297.0762 | 0 | 113279.0343 | 0 | 644679.339 | 1677323.3981 | 1144807.6848 | 5119834.368 | 961560.8286 | 27535233.0938 | 27535233.0938 | 1478867.319 | 11895814.3074 | 0 | 33616628.2905 | 74526543.0107 | 421.6965 | 0.69652 | 48263.9377 | 106998.9648 | 983.9257 | 2181.3186
1 | 6700 | 707 | 0.03 | 15 | 15 | 7 | 5.6234e-13 | 5spot_SharedNeighbor | Water | Porous | Wet | R600a | MinimizeLCOE_Brownfield | IgnoreSilica | 2019 | 4.6574 | 2.5012 | 0.24904 | 4 | 35174.0484 | 76242.3978 | 717.0706 | 1554.3044 | 181.0562 | 0 | 85.5427 | 908665.9126 | 82213.445 | 693354.2979 | 298436.6075 | 0 | 129381.1845 | 0 | 823700.0645 | 2143098.6037 | 1462708.8333 | 6541558.949 | 961560.8286 | 27535233.0938 | 27535233.0938 | 1478867.319 | 11895814.3074 | 0 | 35038352.8714 | 75948267.5916 | 562.3413 | 0.99614 | 35174.0484 | 76242.3978 | 717.0706 | 1554.3044
1 | 6700 | 707 | 0.03 | 15 | 15 | 7 | 7.4989e-13 | 5spot_SharedNeighbor | Water | Porous | Wet | R600a | MinimizeLCOE_Brownfield | IgnoreSilica | 2019 | 6.0385 | 3.4486 | 0.34734 | 4 | 26463.7826 | 55909.2362 | 539.5 | 1139.7854 | 186.5601 | 0 | 85.2972 | 1138554.4338 | 102940.1508 | 896491.1694 | 383965.8797 | 0 | 148333.1252 | 0 | 1041411.056 | 2709537.9449 | 1849315.3228 | 8270549.0826 | 961560.8286 | 27535233.0938 | 27535233.0938 | 1478867.319 | 11895814.3074 | 0 | 36767343.0051 | 77677257.7253 | 749.8942 | 1.3893 | 26463.7826 | 55909.2362 | 539.5 | 1139.7854
1 | 6700 | 707 | 0.03 | 15 | 15 | 7 | 1e-12 | 5spot_SharedNeighbor | Water | Porous | Wet | R600a | MinimizeLCOE_Brownfield | IgnoreSilica | 2019 | 7.8368 | 4.6805 | 0.47538 | 4 | 20441.8094 | 41956.2375 | 416.7339 | 855.3347 | 190.8191 | 0 | 88.4225 | 1411414.657 | 127480.1462 | 1144640.6413 | 494998.4594 | 0 | 170731.6712 | 0 | 1306213.5743 | 3398499.779 | 2319545.9314 | 10373524.8597 | 961560.8286 | 27535233.0938 | 27535233.0938 | 1478867.319 | 11895814.3074 | 0 | 38870318.7822 | 79780233.5024 | 1000 | 1.9015 | 20441.8094 | 41956.2375 | 416.7339 | 855.3347
1 | 6700 | 707 | 0.03 | 15 | 15 | 7 | 1.3335e-12 | 5spot_SharedNeighbor | Water | Porous | Wet | R600a | MinimizeLCOE_Brownfield | IgnoreSilica | 2019 | 10.2138 | 6.3352 | 0.64793 | 4 | 16017.0215 | 31801.8313 | 326.5286 | 648.3233 | 194.5847 | 0 | 91.669 | 1746875.5828 | 157567.9937 | 1458280.6305 | 641915.2121 | 0 | 197454.2726 | 0 | 1638816.5398 | 4263864.469 | 2910175.1137 | 13014949.8142 | 961560.8286 | 27535233.0938 | 27535233.0938 | 1478867.319 | 11895814.3074 | 0 | 41511743.7367 | 82421658.4569 | 1333.5214 | 2.5917 | 16017.0215 | 31801.8313 | 326.5286 | 648.3233
1 | 6700 | 707 | 0.03 | 15 | 15 | 7 | 1.7783e-12 | 5spot_SharedNeighbor | Water | Porous | Wet | R600a | MinimizeLCOE_Brownfield | IgnoreSilica | 2019 | 13.3468 | 8.5081 | 0.87449 | 4 | 12800.8103 | 24496.2304 | 260.9618 | 499.3888 | 197.4035 | 0 | 109.3548 | 2150873.9309 | 193695.402 | 1846289.2587 | 835302.9694 | 0 | 230015.4472 | 0 | 2049909.0332 | 5333442.8103 | 3640184.3093 | 16279713.161 | 961560.8286 | 27535233.0938 | 27535233.0938 | 1478867.319 | 11895814.3074 | 0 | 44776507.0834 | 85686421.8037 | 1778.2794 | 3.4979 | 12800.8103 | 24496.2304 | 260.9618 | 499.3888
1 | 6700 | 707 | 0.03 | 15 | 15 | 7 | 2.3714e-12 | 5spot_SharedNeighbor | Water | Porous | Wet | R600a | MinimizeLCOE_Brownfield | IgnoreSilica | 2019 | 17.5079 | 11.3979 | 1.1757 | 4 | 10391.1598 | 19090.1147 | 211.8378 | 389.1778 | 199.6248 | 0 | 97.1027 | 2644449.7495 | 237691.9435 | 2332889.6733 | 1092064.279 | 0 | 270122.6439 | 0 | 2565115.1328 | 6673903.3981 | 4555076.2042 | 20371313.0244 | 961560.8286 | 27535233.0938 | 27535233.0938 | 1478867.319 | 11895814.3074 | 0 | 48868106.9469 | 89778021.6671 | 2371.3737 | 4.7029 | 10391.1598 | 19090.1147 | 211.8378 | 389.1778
1 | 6700 | 707 | 0.03 | 15 | 15 | 7 | 3.1623e-12 | 5spot_SharedNeighbor | Water | Porous | Wet | R600a | MinimizeLCOE_Brownfield | IgnoreSilica | 2019 | 22.9789 | 15.2009 | 1.5726 | 4 | 8576.585 | 15080.2723 | 174.8453 | 307.4317 | 201.3439 | 0 | 100.3928 | 3241929.0061 | 290767.5866 | 2937177.7868 | 1429683.0101 | 0 | 318108.6655 | 0 | 3204889.7615 | 8338465.7462 | 5691174.2101 | 25452195.7731 | 961560.8286 | 27535233.0938 | 27535233.0938 | 1478867.319 | 11895814.3074 | 0 | 53948989.6955 | 94858904.4157 | 3162.2777 | 6.2903 | 8576.585 | 15080.2723 | 174.8453 | 307.4317
1 | 6700 | 707 | 0.03 | 15 | 15 | 7 | 4.217e-12 | 5spot_SharedNeighbor | Water | Porous | Wet | R600a | MinimizeLCOE_Brownfield | IgnoreSilica | 2019 | 30.2138 | 20.233 | 2.0974 | 4 | 7188.1346 | 12064.2849 | 146.5398 | 245.9468 | 202.6761 | 0 | 101.5287 | 3969967.5484 | 355205.0828 | 3692176.3884 | 1876166.7167 | 0 | 376938.575 | 0 | 4005477.1815 | 10421429.9898 | 7112840.107 | 31810201.5897 | 961560.8286 | 27535233.0938 | 27535233.0938 | 1478867.319 | 11895814.3074 | 0 | 60306995.5122 | 101216910.2324 | 4216.965 | 8.3898 | 7188.1346 | 12064.2849 | 146.5398 | 245.9468
1 | 6700 | 707 | 0.03 | 15 | 15 | 7 | 5.6234e-12 | 5spot_SharedNeighbor | Water | Porous | Wet | R600a | MinimizeLCOE_Brownfield | IgnoreSilica | 2019 | 39.6662 | 26.8097 | 2.7837 | 4 | 6122.8651 | 9796.9425 | 124.8229 | 199.7239 | 203.6925 | 0 | 114.2376 | 4847268.9563 | 432554.308 | 4624523.362 | 2459507.9232 | 0 | 447413.6367 | 0 | 4996394.5926 | 12999593.8286 | 8872489.9029 | 39679746.5103 | 961560.8286 | 27535233.0938 | 27535233.0938 | 1478867.319 | 11895814.3074 | 0 | 68176540.4328 | 109086455.153 | 5623.4133 | 11.1347 | 6122.8651 | 9796.9425 | 124.8229 | 199.7239
1 | 6700 | 707 | 0.03 | 15 | 15 | 7 | 7.4989e-12 | 5spot_SharedNeighbor | Water | Porous | Wet | R600a | MinimizeLCOE_Brownfield | IgnoreSilica | 2019 | 51.8682 | 35.2931 | 3.669 | 4 | 5302.0877 | 8089.6389 | 108.0902 | 164.9182 | 204.4366 | 0 | 98.0182 | 5892592.5923 | 524347.8239 | 5762164.3162 | 3212412.3628 | 0 | 531070.2029 | 0 | 6209809.0463 | 16156649.3314 | 11027245.1546 | 49316290.8303 | 961560.8286 | 27535233.0938 | 27535233.0938 | 1478867.319 | 11895814.3074 | 0 | 77813084.7527 | 118722999.473 | 7498.9421 | 14.6759 | 5302.0877 | 8089.6389 | 108.0902 | 164.9182
1 | 6700 | 707 | 0.03 | 15 | 15 | 7 | 1e-11 | 5spot_SharedNeighbor | Water | Porous | Wet | R600a | MinimizeLCOE_Brownfield | IgnoreSilica | 2019 | 67.2884 | 45.958 | 4.7811 | 4 | 4672.4194 | 6811.5446 | 95.2536 | 138.8626 | 204.8544 | 0 | 140.31 | 7109801.7705 | 630796.8913 | 7117424.4605 | 4163046.8766 | 0 | 629034.3278 | 0 | 7663540.6875 | 19938960.8604 | 13608750.4919 | 60861356.3666 | 961560.8286 | 27535233.0938 | 27535233.0938 | 1478867.319 | 11895814.3074 | 0 | 89358150.289 | 130268065.0092 | 10000 | 19.1246 | 4672.4194 | 6811.5446 | 95.2536 | 138.8626
1 | 6700 | 707 | 0.03 | 15 | 15 | 7 | 1.3335e-11 | 5spot_SharedNeighbor | Water | Porous | Wet | R600a | MinimizeLCOE_Brownfield | IgnoreSilica | 2019 | 86.0922 | 58.7613 | 6.1132 | 4 | 4197.9905 | 5871.0051 | 85.5817 | 119.6884 | 204.7791 | 0 | 114.1598 | 8469285.7277 | 749204.7885 | 8663769.0471 | 5319048.9023 | 0 | 741157.1819 | 0 | 9337561.6025 | 24294419.8925 | 16581440.777 | 74155887.9194 | 961560.8286 | 27535233.0938 | 27535233.0938 | 1478867.319 | 11895814.3074 | 0 | 102652681.8418 | 143562596.5621 | 13335.2143 | 24.4528 | 4197.9905 | 5871.0051 | 85.5817 | 119.6884
1 | 6700 | 707 | 0.03 | 15 | 15 | 7 | 1.7783e-11 | 5spot_SharedNeighbor | Water | Porous | Wet | R600a | MinimizeLCOE_Brownfield | IgnoreSilica | 2019 | 107.917 | 73.169 | 7.6045 | 4 | 3851.0279 | 5195.9514 | 78.5084 | 105.9265 | 204.0401 | 0 | 102.3364 | 9901958.7238 | 873504.7846 | 10325120.8875 | 6653640.5632 | 0 | 865924.4522 | 0 | 11161858.2704 | 29040865.6077 | 19820987.5074 | 88643860.7969 | 961560.8286 | 27535233.0938 | 27535233.0938 | 1478867.319 | 11895814.3074 | 0 | 117140654.7193 | 158050569.4395 | 17782.7941 | 30.418 | 3851.0279 | 5195.9514 | 78.5084 | 105.9265
1 | 6700 | 707 | 0.03 | 15 | 15 | 7 | 2.3714e-11 | 5spot_SharedNeighbor | Water | Porous | Wet | R600a | MinimizeLCOE_Brownfield | IgnoreSilica | 2019 | 131.6948 | 88.1293 | 9.14 | 4 | 3607.2264 | 4726.2088 | 73.5382 | 96.3502 | 202.5996 | 0 | 135.5932 | 11307144.0529 | 994994.4349 | 11982014.6521 | 8095888.8776 | 0 | 998925.9794 | 0 | 13017797.5188 | 33869638.8265 | 23116724.4506 | 103383128.7928 | 961560.8286 | 27535233.0938 | 27535233.0938 | 1478867.319 | 11895814.3074 | 0 | 131879922.7153 | 172789837.4355 | 23713.7371 | 36.5599 | 3607.2264 | 4726.2088 | 73.5382 | 96.3502
1 | 6700 | 707 | 0.03 | 15 | 15 | 7 | 3.1623e-11 | 5spot_SharedNeighbor | Water | Porous | Wet | R600a | MinimizeLCOE_Brownfield | IgnoreSilica | 2019 | 155.8754 | 102.614 | 10.6138 | 4 | 3438.1126 | 4401.7156 | 70.0906 | 89.7349 | 200.8182 | 0 | 131.7347 | 12604560.1276 | 1106830.2105 | 13533147.6779 | 9550974.4586 | 0 | 1131249.4476 | 0 | 14791437.1497 | 38484285.3225 | 26266315.5056 | 117468799.9 | 961560.8286 | 27535233.0938 | 27535233.0938 | 1478867.319 | 11895814.3074 | 0 | 145965593.8224 | 186875508.5426 | 31622.7766 | 42.4552 | 3438.1126 | 4401.7156 | 70.0906 | 89.7349
1 | 6700 | 707 | 0.03 | 15 | 15 | 7 | 4.217e-11 | 5spot_SharedNeighbor | Water | Porous | Wet | R600a | MinimizeLCOE_Brownfield | IgnoreSilica | 2019 | 169.5681 | 110.4797 | 11.5396 | 4 | 3319.7819 | 4206.0741 | 67.6782 | 85.7465 | 199.7096 | 0 | 156.7399 | 13287265.1024 | 1165558.7813 | 14356864.2429 | 10369249.9016 | 0 | 1095237.6012 | 0 | 15706928.4955 | 40866206.0112 | 27892025.3192 | 124739335.4552 | 961560.8286 | 27535233.0938 | 27535233.0938 | 1478867.319 | 11895814.3074 | 0 | 153236129.3776 | 194146044.0978 | 42169.6503 | 46.1585 | 3319.7819 | 4206.0741 | 67.6782 | 85.7465
1 | 6700 | 707 | 0.03 | 15 | 15 | 7 | 5.6234e-11 | 5spot_SharedNeighbor | Water | Porous | Wet | R600a | MinimizeLCOE_Brownfield | IgnoreSilica | 2019 | 177.446 | 114.8718 | 12.1538 | 4 | 3230.0785 | 4071.5813 | 65.8495 | 83.0047 | 199.0257 | 0 | 197.3363 | 13662502.3945 | 1197804.5243 | 14811685.1585 | 10837940.6395 | 0 | 989562.9006 | 0 | 16184803.2908 | 42109538.203 | 28740625.088 | 128534462.1991 | 961560.8286 | 27535233.0938 | 27535233.0938 | 1478867.319 | 11895814.3074 | 0 | 157031256.1215 | 197941170.8418 | 56234.1325 | 48.6153 | 3230.0785 | 4071.5813 | 65.8495 | 83.0047
1 | 6700 | 707 | 0.03 | 15 | 15 | 7 | 7.4989e-11 | 5spot_SharedNeighbor | Water | Porous | Wet | R600a | MinimizeLCOE_Brownfield | IgnoreSilica | 2019 | 183.6862 | 118.2811 | 12.6453 | 4 | 3161.764 | 3970.562 | 64.4568 | 80.9453 | 198.4633 | 0 | 196.6197 | 13950988.9149 | 1222579.723 | 15162328.0401 | 11207968.1862 | 0 | 890112.3491 | 0 | 16549251.1132 | 43057756.6783 | 29387803.6814 | 131428788.6862 | 961560.8286 | 27535233.0938 | 27535233.0938 | 1478867.319 | 11895814.3074 | 0 | 159925582.6087 | 200835497.3289 | 74989.4209 | 50.5811 | 3161.764 | 3970.562 | 64.4568 | 80.9453
1 | 6700 | 707 | 0.03 | 15 | 15 | 7 | 1e-10 | 5spot_SharedNeighbor | Water | Porous | Wet | R600a | MinimizeLCOE_Brownfield | IgnoreSilica | 2019 | 188.4696 | 120.8523 | 13.0283 | 4 | 3109.8456 | 3894.8683 | 63.3984 | 79.4022 | 198.0201 | 0 | 256.5433 | 14167013.7342 | 1241123.1484 | 15425438.9405 | 11491159.8061 | 0 | 799502.5137 | 0 | 16818452.8757 | 43758164.4436 | 29865846.3731 | 133566701.8353 | 961560.8286 | 27535233.0938 | 27535233.0938 | 1478867.319 | 11895814.3074 | 0 | 162063495.7578 | 202973410.478 | 100000 | 52.113 | 3109.8456 | 3894.8683 | 63.3984 | 79.4022
1 | 6700 | 707 | 0.03 | 15 | 15 | 7 | 1.3335e-10 | 5spot_SharedNeighbor | Water | Porous | Wet | R600a | MinimizeLCOE_Brownfield | IgnoreSilica | 2019 | 192.1307 | 122.7936 | 13.3244 | 4 | 3070.4414 | 3838.0178 | 62.5951 | 78.2432 | 197.6738 | 0 | 276.9941 | 14329263.887 | 1255045.7193 | 15623354.8828 | 11707137.7871 | 0 | 720660.1634 | 0 | 17017830.3514 | 44276903.7374 | 30219896.6002 | 135150093.1286 | 961560.8286 | 27535233.0938 | 27535233.0938 | 1478867.319 | 11895814.3074 | 0 | 163646887.0511 | 204556801.7713 | 133352.1432 | 53.2975 | 3070.4414 | 3838.0178 | 62.5951 | 78.2432
1 | 6700 | 707 | 0.03 | 15 | 15 | 7 | 1.7783e-10 | 5spot_SharedNeighbor | Water | Porous | Wet | R600a | MinimizeLCOE_Brownfield | IgnoreSilica | 2019 | 194.8297 | 124.2104 | 13.5477 | 4 | 3040.5779 | 3795.4996 | 61.9863 | 77.3764 | 197.4145 | 0 | 275.2595 | 14447217.6223 | 1265164.647 | 15767397.3842 | 11866188.4403 | 0 | 652684.7607 | 0 | 17159474.6132 | 44645433.0514 | 30471425.4295 | 136274985.9487 | 961560.8286 | 27535233.0938 | 27535233.0938 | 1478867.319 | 11895814.3074 | 0 | 164771779.8711 | 205681694.5913 | 177827.941 | 54.1909 | 3040.5779 | 3795.4996 | 61.9863 | 77.3764
1 | 6700 | 707 | 0.03 | 15 | 15 | 7 | 2.3714e-10 | 5spot_SharedNeighbor | Water | Porous | Wet | R600a | MinimizeLCOE_Brownfield | IgnoreSilica | 2019 | 196.7929 | 125.2331 | 13.7144 | 4 | 3017.9724 | 3763.7179 | 61.5254 | 76.7285 | 197.2237 | 0 | 304.1462 | 14532123.9849 | 1272447.1863 | 15871165.9899 | 11981800.8519 | 0 | 595330.9711 | 0 | 17258618.9038 | 44903386.1582 | 30647483.7253 | 137062357.7714 | 961560.8286 | 27535233.0938 | 27535233.0938 | 1478867.319 | 11895814.3074 | 0 | 165559151.6939 | 206469066.4141 | 237137.3706 | 54.8577 | 3017.9724 | 3763.7179 | 61.5254 | 76.7285
1 | 6700 | 707 | 0.03 | 15 | 15 | 7 | 3.1623e-10 | 5spot_SharedNeighbor | Water | Porous | Wet | R600a | MinimizeLCOE_Brownfield | IgnoreSilica | 2019 | 198.213 | 125.9685 | 13.8382 | 4 | 3000.8787 | 3739.955 | 61.177 | 76.244 | 197.0845 | 0 | 321.6831 | 14593067.487 | 1277673.7064 | 15945690.8028 | 12065387.1589 | 0 | 547904.6559 | 0 | 17327592.2863 | 45082840.751 | 30769965.1723 | 137610122.0205 | 961560.8286 | 27535233.0938 | 27535233.0938 | 1478867.319 | 11895814.3074 | 0 | 166106915.9429 | 207016830.6631 | 316227.766 | 55.3528 | 3000.8787 | 3739.955 | 61.177 | 76.244
1 | 6700 | 707 | 0.03 | 15 | 15 | 7 | 4.217e-10 | 5spot_SharedNeighbor | Water | Porous | Wet | R600a | MinimizeLCOE_Brownfield | IgnoreSilica | 2019 | 199.2996 | 126.529 | 13.9326 | 4 | 2987.9651 | 3722.035 | 60.9137 | 75.8787 | 196.9773 | 0 | 327.3556 | 14639439.1599 | 1281650.16 | 16002420.1384 | 12129287.4111 | 0 | 510337.516 | 0 | 17379622.4103 | 45218212.4609 | 30862359.1459 | 138023328.4025 | 961560.8286 | 27535233.0938 | 27535233.0938 | 1478867.319 | 11895814.3074 | 0 | 166520122.325 | 207430037.0452 | 421696.5034 | 55.7303 | 2987.9651 | 3722.035 | 60.9137 | 75.8787
1 | 6700 | 707 | 0.03 | 15 | 15 | 7 | 5.6234e-10 | 5spot_SharedNeighbor | Water | Porous | Wet | R600a | MinimizeLCOE_Brownfield | IgnoreSilica | 2019 | 200.0159 | 126.8966 | 13.9992 | 4 | 2978.2175 | 3708.7931 | 60.715 | 75.6088 | 196.9061 | 0 | 346.9645 | 14669827.9926 | 1284255.8765 | 16039607.7519 | 12171284.3895 | 0 | 479071.5975 | 0 | 17411178.5671 | 45300315.1078 | 30918395.8895 | 138273937.1725 | 961560.8286 | 27535233.0938 | 27535233.0938 | 1478867.319 | 11895814.3074 | 0 | 166770731.0949 | 207680645.8151 | 562341.3252 | 55.9968 | 2978.2175 | 3708.7931 | 60.715 | 75.6088
1 | 6700 | 707 | 0.03 | 15 | 15 | 7 | 7.4989e-10 | 5spot_SharedNeighbor | Water | Porous | Wet | R600a | MinimizeLCOE_Brownfield | IgnoreSilica | 2019 | 200.5176 | 127.1535 | 14.0478 | 4 | 2970.868 | 3698.9182 | 60.5652 | 75.4075 | 196.856 | 0 | 311.9143 | 14691047.7 | 1286075.2941 | 16065580.0541 | 12200698.6239 | 0 | 454079.2267 | 0 | 17432017.5505 | 45354533.868 | 30955401.3074 | 138439433.6246 | 961560.8286 | 27535233.0938 | 27535233.0938 | 1478867.319 | 11895814.3074 | 0 | 166936227.547 | 207846142.2673 | 749894.2093 | 56.1911 | 2970.868 | 3698.9182 | 60.5652 | 75.4075
1 | 6700 | 707 | 0.03 | 15 | 15 | 7 | 1e-09 | 5spot_SharedNeighbor | Water | Porous | Wet | R600a | MinimizeLCOE_Brownfield | IgnoreSilica | 2019 | 200.866 | 127.3315 | 14.083 | 4 | 2965.3313 | 3691.5591 | 60.4523 | 75.2574 | 196.8211 | 0 | 317.5578 | 14705742.8342 | 1287335.2419 | 16083568.9662 | 12221116.8583 | 0 | 434267.2835 | 0 | 17445492.1618 | 45389592.0426 | 30979329.2319 | 138546444.6206 | 961560.8286 | 27535233.0938 | 27535233.0938 | 1478867.319 | 11895814.3074 | 0 | 167043238.543 | 207953153.2632 | 1000000 | 56.3321 | 2965.3313 | 3691.5591 | 60.4523 | 75.2574
1 | 6700 | 707 | 0.03 | 15 | 15 | 7 | 1.3335e-09 | 5spot_SharedNeighbor | Water | Porous | Wet | R600a | MinimizeLCOE_Brownfield | IgnoreSilica | 2019 | 201.1024 | 127.452 | 14.1084 | 4 | 2961.1636 | 3686.0862 | 60.3673 | 75.1459 | 196.7972 | 0 | 188.061 | 14715688.6756 | 1288187.9707 | 16095745.234 | 12234964.4888 | 0 | 418616.6503 | 0 | 17453749.1776 | 45411075.1038 | 30993991.8626 | 138612019.1633 | 961560.8286 | 27535233.0938 | 27535233.0938 | 1478867.319 | 11895814.3074 | 0 | 167108813.0858 | 208018727.806 | 1333521.4322 | 56.4335 | 2961.1636 | 3686.0862 | 60.3673 | 75.1459
1 | 6700 | 707 | 0.03 | 15 | 15 | 7 | 1.7783e-09 | 5spot_SharedNeighbor | Water | Porous | Wet | R600a | MinimizeLCOE_Brownfield | IgnoreSilica | 2019 | 201.283 | 127.5441 | 14.1276 | 4 | 2958.0287 | 3681.9663 | 60.3034 | 75.0619 | 196.779 | 0 | 188.736 | 14723282.7135 | 1288839.0522 | 16105042.9186 | 12245545.5624 | 0 | 406703.2973 | 0 | 17460071.2822 | 45427523.9232 | 31005218.5198 | 138662227.2693 | 961560.8286 | 27535233.0938 | 27535233.0938 | 1478867.319 | 11895814.3074 | 0 | 167159021.1917 | 208068935.9119 | 1778279.41 | 56.5103 | 2958.0287 | 3681.9663 | 60.3034 | 75.0619
1 | 6700 | 707 | 0.03 | 15 | 15 | 7 | 2.3714e-09 | 5spot_SharedNeighbor | Water | Porous | Wet | R600a | MinimizeLCOE_Brownfield | IgnoreSilica | 2019 | 201.3996 | 127.6034 | 14.1411 | 4 | 2955.672 | 3678.9154 | 60.2554 | 74.9997 | 196.7671 | 0 | 189.2897 | 14728178.6319 | 1289258.8034 | 16111037.4762 | 12252380.6702 | 0 | 397315.7568 | 0 | 17463486.822 | 45436410.4571 | 31011283.7619 | 138689352.3795 | 961560.8286 | 27535233.0938 | 27535233.0938 | 1478867.319 | 11895814.3074 | 0 | 167186146.3019 | 208096061.0221 | 2371373.7057 | 56.5645 | 2955.672 | 3678.9154 | 60.2554 | 74.9997
1 | 6700 | 707 | 0.03 | 15 | 15 | 7 | 3.1623e-09 | 5spot_SharedNeighbor | Water | Porous | Wet | R600a | MinimizeLCOE_Brownfield | IgnoreSilica | 2019 | 201.4922 | 127.6505 | 14.1515 | 4 | 2953.9012 | 3676.6128 | 60.2193 | 74.9527 | 196.7578 | 0 | 191.7422 | 14732064.7955 | 1289591.9806 | 16115795.8521 | 12257805.6844 | 0 | 390278.6596 | 0 | 17466359.4192 | 45443884.3657 | 31016384.858 | 138712165.6151 | 961560.8286 | 27535233.0938 | 27535233.0938 | 1478867.319 | 11895814.3074 | 0 | 167208959.5376 | 208118874.2578 | 3162277.6602 | 56.6061 | 2953.9012 | 3676.6128 | 60.2193 | 74.9527
1 | 6700 | 707 | 0.03 | 15 | 15 | 7 | 4.217e-09 | 5spot_SharedNeighbor | Water | Porous | Wet | R600a | MinimizeLCOE_Brownfield | IgnoreSilica | 2019 | 201.5434 | 127.6764 | 14.1585 | 4 | 2952.5713 | 3674.9268 | 60.1922 | 74.9184 | 196.7525 | 0 | 209.9429 | 14734200.6619 | 1289775.0965 | 16118411.1539 | 12260798.0072 | 0 | 384642.1113 | 0 | 17467252.542 | 45446208.0882 | 31017970.8464 | 138719258.5074 | 961560.8286 | 27535233.0938 | 27535233.0938 | 1478867.319 | 11895814.3074 | 0 | 167216052.4299 | 208125967.1501 | 4216965.0343 | 56.634 | 2952.5713 | 3674.9268 | 60.1922 | 74.9184
1 | 6700 | 707 | 0.03 | 15 | 15 | 7 | 5.6234e-09 | 5spot_SharedNeighbor | Water | Porous | Wet | R600a | MinimizeLCOE_Brownfield | IgnoreSilica | 2019 | 201.5776 | 127.6938 | 14.1636 | 4 | 2951.5728 | 3673.6709 | 60.1718 | 74.8928 | 196.7489 | 0 | 209.1772 | 14735629.7919 | 1289897.6209 | 16120161.1032 | 12262803.5366 | 0 | 380316.743 | 0 | 17467635.4303 | 45447204.2849 | 31018650.7711 | 138722299.2819 | 961560.8286 | 27535233.0938 | 27535233.0938 | 1478867.319 | 11895814.3074 | 0 | 167219093.2043 | 208129007.9245 | 5623413.2519 | 56.6542 | 2951.5728 | 3673.6709 | 60.1718 | 74.8928
1 | 6700 | 707 | 0.03 | 15 | 15 | 7 | 7.4989e-09 | 5spot_SharedNeighbor | Water | Porous | Wet | R600a | MinimizeLCOE_Brownfield | IgnoreSilica | 2019 | 201.6165 | 127.7135 | 14.1679 | 4 | 2950.8234 | 3672.6979 | 60.1565 | 74.8729 | 196.745 | 0 | 224.2832 | 14737260.7509 | 1290037.4483 | 16122158.2127 | 12265081.9208 | 0 | 377281.1151 | 0 | 17468809.5846 | 45450259.1937 | 31020735.8091 | 138731624.0353 | 961560.8286 | 27535233.0938 | 27535233.0938 | 1478867.319 | 11895814.3074 | 0 | 167228417.9577 | 208138332.6779 | 7498942.0933 | 56.6718 | 2950.8234 | 3672.6979 | 60.1565 | 74.8729
1 | 6700 | 707 | 0.03 | 15 | 15 | 7 | 1e-08 | 5spot_SharedNeighbor | Water | Porous | Wet | R600a | MinimizeLCOE_Brownfield | IgnoreSilica | 2019 | 201.636 | 127.7234 | 14.1708 | 4 | 2950.261 | 3671.9904 | 60.1451 | 74.8585 | 196.743 | 0 | 263.3328 | 14738071.7438 | 1290106.9772 | 16123151.2828 | 12266220.1955 | 0 | 374829.4978 | 0 | 17469028.0819 | 45450827.6787 | 31021123.8118 | 138733359.2695 | 961560.8286 | 27535233.0938 | 27535233.0938 | 1478867.319 | 11895814.3074 | 0 | 167230153.192 | 208140067.9122 | 10000000 | 56.6832 | 2950.261 | 3671.9904 | 60.1451 | 74.8585
1 | 6800 | 707 | 0.03 | 15 | 15 | 7 | 1e-13 | 5spot_SharedNeighbor | Water | Porous | Wet | R600a | MinimizeLCOE_Brownfield | IgnoreSilica | 2019 | 0.99609 | 0.21923 | 0.0089731 | 4 | 842993.3231 | 2006135.815 | 17185.5591 | 40897.7921 | 118.2864 | 0 | 51.1354 | 138367.7037 | 9567.113 | 101485.5462 | 62895.1982 | 0 | 62741.4636 | 0 | 146272.2397 | 380570.3631 | 259747.0927 | 1161646.7203 | 961560.8286 | 28133983.6919 | 28133983.6919 | 1478867.319 | 12135314.5466 | 0 | 30257191.2408 | 72005356.7984 | 100 | 0.035893 | 842993.3231 | 2006135.815 | 17185.5591 | 40897.7921
1 | 6800 | 707 | 0.03 | 15 | 15 | 7 | 1.3335e-13 | 5spot_SharedNeighbor | Water | Porous | Wet | R600a | MinimizeLCOE_Brownfield | IgnoreSilica | 2019 | 1.2934 | 0.35303 | 0.022232 | 4 | 345355.4321 | 814822.3822 | 7040.5376 | 16611.2564 | 132.9501 | 0 | 58.1657 | 207986.5684 | 15793.4668 | 147073.4877 | 80863.3108 | 0 | 69967.3809 | 0 | 203456.8437 | 529352.9726 | 361294.2809 | 1615788.3119 | 961560.8286 | 28133983.6919 | 28133983.6919 | 1478867.319 | 12135314.5466 | 0 | 30711332.8324 | 72459498.3899 | 133.3521 | 0.088927 | 345355.4321 | 814822.3822 | 7040.5376 | 16611.2564
1 | 6800 | 707 | 0.03 | 15 | 15 | 7 | 1.7783e-13 | 5spot_SharedNeighbor | Water | Porous | Wet | R600a | MinimizeLCOE_Brownfield | IgnoreSilica | 2019 | 1.6903 | 0.55474 | 0.044771 | 4 | 175010.1192 | 408129.5 | 3567.818 | 8320.2719 | 146.6954 | 0 | 271.9171 | 304434.8647 | 25541.8489 | 209121.9586 | 107203.5529 | 0 | 78897.8622 | 0 | 282828.0341 | 735860.5286 | 502239.9312 | 2246128.5812 | 961560.8286 | 28133983.6919 | 28133983.6919 | 1478867.319 | 12135314.5466 | 0 | 31341673.1017 | 73089838.6593 | 177.8279 | 0.17908 | 175010.1192 | 408129.5 | 3567.818 | 8320.2719
1 | 6800 | 707 | 0.03 | 15 | 15 | 7 | 2.3714e-13 | 5spot_SharedNeighbor | Water | Porous | Wet | R600a | MinimizeLCOE_Brownfield | IgnoreSilica | 2019 | 2.196 | 0.85751 | 0.079568 | 4 | 101106.491 | 232277.9292 | 2061.1926 | 4735.2998 | 158.5154 | 0 | 344.5947 | 429672.8291 | 38859.9729 | 294458.0149 | 143945.2009 | 0 | 88719.3432 | 0 | 388305.5908 | 1010291.4949 | 689544.7047 | 3083797.1514 | 961560.8286 | 28133983.6919 | 28133983.6919 | 1478867.319 | 12135314.5466 | 0 | 32179341.6719 | 73927507.2294 | 237.1374 | 0.31827 | 101106.491 | 232277.9292 | 2061.1926 | 4735.2998
1 | 6800 | 707 | 0.03 | 15 | 15 | 7 | 3.1623e-13 | 5spot_SharedNeighbor | Water | Porous | Wet | R600a | MinimizeLCOE_Brownfield | IgnoreSilica | 2019 | 2.8377 | 1.2959 | 0.1249 | 4 | 66424.8274 | 149989.3582 | 1354.16 | 3057.7359 | 168.4202 | 0 | 449.4798 | 573305.8174 | 51884.713 | 409726.5921 | 185415.1229 | 0 | 100116.1386 | 0 | 514974.8697 | 1339858.9752 | 914481.2819 | 4089763.5108 | 961560.8286 | 28133983.6919 | 28133983.6919 | 1478867.319 | 12135314.5466 | 0 | 33185308.0313 | 74933473.5889 | 316.2278 | 0.49959 | 66424.8274 | 149989.3582 | 1354.16 | 3057.7359
1 | 6800 | 707 | 0.03 | 15 | 15 | 7 | 4.217e-13 | 5spot_SharedNeighbor | Water | Porous | Wet | R600a | MinimizeLCOE_Brownfield | IgnoreSilica | 2019 | 3.674 | 1.8743 | 0.18477 | 4 | 46541.9572 | 103028.931 | 948.8207 | 2100.3841 | 176.7647 | 0 | 594.2971 | 742244.4601 | 67177.1776 | 550430.5552 | 238246.1882 | 0 | 113901.6001 | 0 | 667679.9927 | 1737166.381 | 1185651.7502 | 5302498.1052 | 961560.8286 | 28133983.6919 | 28133983.6919 | 1478867.319 | 12135314.5466 | 0 | 34398042.6257 | 76146208.1833 | 421.6965 | 0.73908 | 46541.9572 | 103028.931 | 948.8207 | 2100.3841
1 | 6800 | 707 | 0.03 | 15 | 15 | 7 | 5.6234e-13 | 5spot_SharedNeighbor | Water | Porous | Wet | R600a | MinimizeLCOE_Brownfield | IgnoreSilica | 2019 | 4.7622 | 2.6338 | 0.26357 | 4 | 34020.4629 | 73618.6648 | 693.5532 | 1500.8161 | 183.6374 | 0 | 77.297 | 942198.2322 | 85239.8102 | 722599.4773 | 306198.5748 | 0 | 130230.5 | 0 | 852721.9718 | 2218607.6534 | 1514245.3113 | 6772041.531 | 961560.8286 | 28133983.6919 | 28133983.6919 | 1478867.319 | 12135314.5466 | 0 | 35867586.0515 | 77615751.609 | 562.3413 | 1.0543 | 34020.4629 | 73618.6648 | 693.5532 | 1500.8161
1 | 6800 | 707 | 0.03 | 15 | 15 | 7 | 7.4989e-13 | 5spot_SharedNeighbor | Water | Porous | Wet | R600a | MinimizeLCOE_Brownfield | IgnoreSilica | 2019 | 6.1506 | 3.6086 | 0.36534 | 4 | 25742.4849 | 54310.3085 | 524.7954 | 1107.1891 | 189.0976 | 0 | 84.6339 | 1175428.4656 | 106260.2059 | 929611.0476 | 392491.6672 | 0 | 148245.217 | 0 | 1073294.2753 | 2792491.5414 | 1905932.857 | 8523755.2769 | 961560.8286 | 28133983.6919 | 28133983.6919 | 1478867.319 | 12135314.5466 | 0 | 37619299.7975 | 79367465.355 | 749.8942 | 1.4614 | 25742.4849 | 54310.3085 | 524.7954 | 1107.1891
1 | 6800 | 707 | 0.03 | 15 | 15 | 7 | 1e-12 | 5spot_SharedNeighbor | Water | Porous | Wet | R600a | MinimizeLCOE_Brownfield | IgnoreSilica | 2019 | 7.9754 | 4.8871 | 0.49878 | 4 | 19934.5175 | 40859.5724 | 406.3921 | 832.9777 | 193.3607 | 0 | 74.9388 | 1454989.4245 | 131393.35 | 1184883.9799 | 505470.8015 | 0 | 170307.203 | 0 | 1344347.456 | 3497716.3169 | 2387263.2572 | 10676371.789 | 961560.8286 | 28133983.6919 | 28133983.6919 | 1478867.319 | 12135314.5466 | 0 | 39771916.3095 | 81520081.8671 | 1000 | 1.9951 | 19934.5175 | 40859.5724 | 406.3921 | 832.9777
1 | 6800 | 707 | 0.03 | 15 | 15 | 7 | 1.3335e-12 | 5spot_SharedNeighbor | Water | Porous | Wet | R600a | MinimizeLCOE_Brownfield | IgnoreSilica | 2019 | 10.3944 | 6.6125 | 0.67942 | 4 | 15634.3888 | 30996.1116 | 318.7282 | 631.8977 | 197.1893 | 0 | 78.5472 | 1800444.8005 | 162364.8886 | 1509127.0686 | 655636.0105 | 0 | 196787.0077 | 0 | 1686500.3126 | 4387927.8646 | 2994850.9305 | 13393638.8836 | 961560.8286 | 28133983.6919 | 28133983.6919 | 1478867.319 | 12135314.5466 | 0 | 42489183.4042 | 84237348.9617 | 1333.5214 | 2.7177 | 15634.3888 | 30996.1116 | 318.7282 | 631.8977